## Results
Case | Scenario | Variation | Generator | Power factor | PF Type | Element | Parameter | Value | Type
2026 | 2026_DzMD_GzMD_Dp00_Gp00 | A1-Pensilvania 33 kV | All generators | 0.9 | cap | Dorada - Magdalena 115 kV | m:P:bus1 in MW | 60.1058 | ElmLne
2026 | 2026_DzMD_GzMD_Dp00_Gp00 | A1-Pensilvania 33 kV | All generators | 0.91 | cap | Dorada - Magdalena 115 kV | m:P:bus1 in MW | 60.1243 | ElmLne
2026 | 2026_DzMD_GzMD_Dp00_Gp00 | A1-Pensilvania 33 kV | All generators | 0.92 | cap | Dorada - Magdalena 115 kV | m:P:bus1 in MW | 60.1418 | ElmLne
2026 | 2026_DzMD_GzMD_Dp00_Gp00 | A1-Pensilvania 33 kV | All generators | 0.93 | cap | Dorada - Magdalena 115 kV | m:P:bus1 in MW | 60.1586 | ElmLne
2026 | 2026_DzMD_GzMD_Dp00_Gp00 | A1-Pensilvania 33 kV | All generators | 0.94 | cap | Dorada - Magdalena 115 kV | m:P:bus1 in MW | 60.1749 | ElmLne
2026 | 2026_DzMD_GzMD_Dp00_Gp00 | A1-Pensilvania 33 kV | All generators | 0.95 | cap | Dorada - Magdalena 115 kV | m:P:bus1 in MW | 60.191 | ElmLne
2026 | 2026_DzMD_GzMD_Dp00_Gp00 | A1-Pensilvania 33 kV | All generators | 0.96 | cap | Dorada - Magdalena 115 kV | m:P:bus1 in MW | 60.2072 | ElmLne
2026 | 2026_DzMD_GzMD_Dp00_Gp00 | A1-Pensilvania 33 kV | All generators | 0.97 | cap | Dorada - Magdalena 115 kV | m:P:bus1 in MW | 60.2239 | ElmLne
2026 | 2026_DzMD_GzMD_Dp00_Gp00 | A1-Pensilvania 33 kV | All generators | 0.98 | cap | Dorada - Magdalena 115 kV | m:P:bus1 in MW | 60.2418 | ElmLne
2026 | 2026_DzMD_GzMD_Dp00_Gp00 | A1-Pensilvania 33 kV | All generators | 0.99 | cap | Dorada - Magdalena 115 kV | m:P:bus1 in MW | 60.2627 | ElmLne
2026 | 2026_DzMD_GzMD_Dp00_Gp00 | A1-Pensilvania 33 kV | All generators | 1 | cap | Dorada - Magdalena 115 kV | m:P:bus1 in MW | 60.3053 | ElmLne
2026 | 2026_DzMD_GzMD_Dp00_Gp00 | A1-Pensilvania 33 kV | All generators | 0.9 | cap | Dorada - Magdalena 115 kV | m:P:bus2 in MW | -59.9142 | ElmLne
2026 | 2026_DzMD_GzMD_Dp00_Gp00 | A1-Pensilvania 33 kV | All generators | 0.91 | cap | Dorada - Magdalena 115 kV | m:P:bus2 in MW | -59.9327 | ElmLne
2026 | 2026_DzMD_GzMD_Dp00_Gp00 | A1-Pensilvania 33 kV | All generators | 0.92 | cap | Dorada - Magdalena 115 kV | m:P:bus2 in MW | -59.9501 | ElmLne
2026 | 2026_DzMD_GzMD_Dp00_Gp00 | A1-Pensilvania 33 kV | All generators | 0.93 | cap | Dorada - Magdalena 115 kV | m:P:bus2 in MW | -59.9669 | ElmLne
2026 | 2026_DzMD_GzMD_Dp00_Gp00 | A1-Pensilvania 33 kV | All generators | 0.94 | cap | Dorada - Magdalena 115 kV | m:P:bus2 in MW | -59.9832 | ElmLne
2026 | 2026_DzMD_GzMD_Dp00_Gp00 | A1-Pensilvania 33 kV | All generators | 0.95 | cap | Dorada - Magdalena 115 kV | m:P:bus2 in MW | -59.9993 | ElmLne
2026 | 2026_DzMD_GzMD_Dp00_Gp00 | A1-Pensilvania 33 kV | All generators | 0.96 | cap | Dorada - Magdalena 115 kV | m:P:bus2 in MW | -60.0155 | ElmLne
2026 | 2026_DzMD_GzMD_Dp00_Gp00 | A1-Pensilvania 33 kV | All generators | 0.97 | cap | Dorada - Magdalena 115 kV | m:P:bus2 in MW | -60.0321 | ElmLne
2026 | 2026_DzMD_GzMD_Dp00_Gp00 | A1-Pensilvania 33 kV | All generators | 0.98 | cap | Dorada - Magdalena 115 kV | m:P:bus2 in MW | -60.05 | ElmLne
2026 | 2026_DzMD_GzMD_Dp00_Gp00 | A1-Pensilvania 33 kV | All generators | 0.99 | cap | Dorada - Magdalena 115 kV | m:P:bus2 in MW | -60.0709 | ElmLne
2026 | 2026_DzMD_GzMD_Dp00_Gp00 | A1-Pensilvania 33 kV | All generators | 1 | cap | Dorada - Magdalena 115 kV | m:P:bus2 in MW | -60.1134 | ElmLne
2026 | 2026_DzMD_GzMD_Dp00_Gp00 | A1-Pensilvania 33 kV | All generators | 0.9 | cap | Dorada - Magdalena 115 kV | m:Q:bus1 in Mvar | 3.0177 | ElmLne
2026 | 2026_DzMD_GzMD_Dp00_Gp00 | A1-Pensilvania 33 kV | All generators | 0.91 | cap | Dorada - Magdalena 115 kV | m:Q:bus1 in Mvar | 3.0686 | ElmLne
2026 | 2026_DzMD_GzMD_Dp00_Gp00 | A1-Pensilvania 33 kV | All generators | 0.92 | cap | Dorada - Magdalena 115 kV | m:Q:bus1 in Mvar | 3.118 | ElmLne
2026 | 2026_DzMD_GzMD_Dp00_Gp00 | A1-Pensilvania 33 kV | All generators | 0.93 | cap | Dorada - Magdalena 115 kV | m:Q:bus1 in Mvar | 3.1664 | ElmLne
2026 | 2026_DzMD_GzMD_Dp00_Gp00 | A1-Pensilvania 33 kV | All generators | 0.94 | cap | Dorada - Magdalena 115 kV | m:Q:bus1 in Mvar | 3.2145 | ElmLne
2026 | 2026_DzMD_GzMD_Dp00_Gp00 | A1-Pensilvania 33 kV | All generators | 0.95 | cap | Dorada - Magdalena 115 kV | m:Q:bus1 in Mvar | 3.2631 | ElmLne
2026 | 2026_DzMD_GzMD_Dp00_Gp00 | A1-Pensilvania 33 kV | All generators | 0.96 | cap | Dorada - Magdalena 115 kV | m:Q:bus1 in Mvar | 3.3131 | ElmLne
2026 | 2026_DzMD_GzMD_Dp00_Gp00 | A1-Pensilvania 33 kV | All generators | 0.97 | cap | Dorada - Magdalena 115 kV | m:Q:bus1 in Mvar | 3.366 | ElmLne
2026 | 2026_DzMD_GzMD_Dp00_Gp00 | A1-Pensilvania 33 kV | All generators | 0.98 | cap | Dorada - Magdalena 115 kV | m:Q:bus1 in Mvar | 3.4242 | ElmLne
2026 | 2026_DzMD_GzMD_Dp00_Gp00 | A1-Pensilvania 33 kV | All generators | 0.99 | cap | Dorada - Magdalena 115 kV | m:Q:bus1 in Mvar | 3.4945 | ElmLne
2026 | 2026_DzMD_GzMD_Dp00_Gp00 | A1-Pensilvania 33 kV | All generators | 1 | cap | Dorada - Magdalena 115 kV | m:Q:bus1 in Mvar | 3.6462 | ElmLne
2026 | 2026_DzMD_GzMD_Dp00_Gp00 | A1-Pensilvania 33 kV | All generators | 0.9 | cap | Dorada - Magdalena 115 kV | m:Q:bus2 in Mvar | -2.4271 | ElmLne
2026 | 2026_DzMD_GzMD_Dp00_Gp00 | A1-Pensilvania 33 kV | All generators | 0.91 | cap | Dorada - Magdalena 115 kV | m:Q:bus2 in Mvar | -2.4781 | ElmLne
2026 | 2026_DzMD_GzMD_Dp00_Gp00 | A1-Pensilvania 33 kV | All generators | 0.92 | cap | Dorada - Magdalena 115 kV | m:Q:bus2 in Mvar | -2.5275 | ElmLne
2026 | 2026_DzMD_GzMD_Dp00_Gp00 | A1-Pensilvania 33 kV | All generators | 0.93 | cap | Dorada - Magdalena 115 kV | m:Q:bus2 in Mvar | -2.576 | ElmLne
2026 | 2026_DzMD_GzMD_Dp00_Gp00 | A1-Pensilvania 33 kV | All generators | 0.94 | cap | Dorada - Magdalena 115 kV | m:Q:bus2 in Mvar | -2.6242 | ElmLne
2026 | 2026_DzMD_GzMD_Dp00_Gp00 | A1-Pensilvania 33 kV | All generators | 0.95 | cap | Dorada - Magdalena 115 kV | m:Q:bus2 in Mvar | -2.6729 | ElmLne
2026 | 2026_DzMD_GzMD_Dp00_Gp00 | A1-Pensilvania 33 kV | All generators | 0.96 | cap | Dorada - Magdalena 115 kV | m:Q:bus2 in Mvar | -2.723 | ElmLne
2026 | 2026_DzMD_GzMD_Dp00_Gp00 | A1-Pensilvania 33 kV | All generators | 0.97 | cap | Dorada - Magdalena 115 kV | m:Q:bus2 in Mvar | -2.7759 | ElmLne
2026 | 2026_DzMD_GzMD_Dp00_Gp00 | A1-Pensilvania 33 kV | All generators | 0.98 | cap | Dorada - Magdalena 115 kV | m:Q:bus2 in Mvar | -2.8343 | ElmLne
2026 | 2026_DzMD_GzMD_Dp00_Gp00 | A1-Pensilvania 33 kV | All generators | 0.99 | cap | Dorada - Magdalena 115 kV | m:Q:bus2 in Mvar | -2.9048 | ElmLne
2026 | 2026_DzMD_GzMD_Dp00_Gp00 | A1-Pensilvania 33 kV | All generators | 1 | cap | Dorada - Magdalena 115 kV | m:Q:bus2 in Mvar | -3.0569 | ElmLne
2026 | 2026_DzMD_GzMD_Dp00_Gp00 | A1-Pensilvania 33 kV | All generators | 0.9 | cap | Dorada - Magdalena 115 kV | m:cosphi:bus1 | 0.99874 | ElmLne
2026 | 2026_DzMD_GzMD_Dp00_Gp00 | A1-Pensilvania 33 kV | All generators | 0.91 | cap | Dorada - Magdalena 115 kV | m:cosphi:bus1 | 0.9987 | ElmLne
2026 | 2026_DzMD_GzMD_Dp00_Gp00 | A1-Pensilvania 33 kV | All generators | 0.92 | cap | Dorada - Magdalena 115 kV | m:cosphi:bus1 | 0.99866 | ElmLne
2026 | 2026_DzMD_GzMD_Dp00_Gp00 | A1-Pensilvania 33 kV | All generators | 0.93 | cap | Dorada - Magdalena 115 kV | m:cosphi:bus1 | 0.99862 | ElmLne
2026 | 2026_DzMD_GzMD_Dp00_Gp00 | A1-Pensilvania 33 kV | All generators | 0.94 | cap | Dorada - Magdalena 115 kV | m:cosphi:bus1 | 0.99858 | ElmLne
2026 | 2026_DzMD_GzMD_Dp00_Gp00 | A1-Pensilvania 33 kV | All generators | 0.95 | cap | Dorada - Magdalena 115 kV | m:cosphi:bus1 | 0.99853 | ElmLne
2026 | 2026_DzMD_GzMD_Dp00_Gp00 | A1-Pensilvania 33 kV | All generators | 0.96 | cap | Dorada - Magdalena 115 kV | m:cosphi:bus1 | 0.99849 | ElmLne
2026 | 2026_DzMD_GzMD_Dp00_Gp00 | A1-Pensilvania 33 kV | All generators | 0.97 | cap | Dorada - Magdalena 115 kV | m:cosphi:bus1 | 0.99844 | ElmLne
2026 | 2026_DzMD_GzMD_Dp00_Gp00 | A1-Pensilvania 33 kV | All generators | 0.98 | cap | Dorada - Magdalena 115 kV | m:cosphi:bus1 | 0.99839 | ElmLne
2026 | 2026_DzMD_GzMD_Dp00_Gp00 | A1-Pensilvania 33 kV | All generators | 0.99 | cap | Dorada - Magdalena 115 kV | m:cosphi:bus1 | 0.99832 | ElmLne
2026 | 2026_DzMD_GzMD_Dp00_Gp00 | A1-Pensilvania 33 kV | All generators | 1 | cap | Dorada - Magdalena 115 kV | m:cosphi:bus1 | 0.99818 | ElmLne
2026 | 2026_DzMD_GzMD_Dp00_Gp00 | A1-Pensilvania 33 kV | All generators | 0.9 | cap | Dorada - Magdalena 115 kV | m:cosphi:bus2 | -0.99918 | ElmLne
2026 | 2026_DzMD_GzMD_Dp00_Gp00 | A1-Pensilvania 33 kV | All generators | 0.91 | cap | Dorada - Magdalena 115 kV | m:cosphi:bus2 | -0.99915 | ElmLne
2026 | 2026_DzMD_GzMD_Dp00_Gp00 | A1-Pensilvania 33 kV | All generators | 0.92 | cap | Dorada - Magdalena 115 kV | m:cosphi:bus2 | -0.99911 | ElmLne
2026 | 2026_DzMD_GzMD_Dp00_Gp00 | A1-Pensilvania 33 kV | All generators | 0.93 | cap | Dorada - Magdalena 115 kV | m:cosphi:bus2 | -0.99908 | ElmLne
2026 | 2026_DzMD_GzMD_Dp00_Gp00 | A1-Pensilvania 33 kV | All generators | 0.94 | cap | Dorada - Magdalena 115 kV | m:cosphi:bus2 | -0.99904 | ElmLne
2026 | 2026_DzMD_GzMD_Dp00_Gp00 | A1-Pensilvania 33 kV | All generators | 0.95 | cap | Dorada - Magdalena 115 kV | m:cosphi:bus2 | -0.99901 | ElmLne
2026 | 2026_DzMD_GzMD_Dp00_Gp00 | A1-Pensilvania 33 kV | All generators | 0.96 | cap | Dorada - Magdalena 115 kV | m:cosphi:bus2 | -0.99897 | ElmLne
2026 | 2026_DzMD_GzMD_Dp00_Gp00 | A1-Pensilvania 33 kV | All generators | 0.97 | cap | Dorada - Magdalena 115 kV | m:cosphi:bus2 | -0.99893 | ElmLne
2026 | 2026_DzMD_GzMD_Dp00_Gp00 | A1-Pensilvania 33 kV | All generators | 0.98 | cap | Dorada - Magdalena 115 kV | m:cosphi:bus2 | -0.99889 | ElmLne
2026 | 2026_DzMD_GzMD_Dp00_Gp00 | A1-Pensilvania 33 kV | All generators | 0.99 | cap | Dorada - Magdalena 115 kV | m:cosphi:bus2 | -0.99883 | ElmLne
2026 | 2026_DzMD_GzMD_Dp00_Gp00 | A1-Pensilvania 33 kV | All generators | 1 | cap | Dorada - Magdalena 115 kV | m:cosphi:bus2 | -0.99871 | ElmLne
2026 | 2026_DzMD_GzMD_Dp00_Gp00 | A1-Pensilvania 33 kV | All generators | 0.9 | cap | Mariquita - Victoria 2 115 | m:P:bus1 in MW | -14.2991 | ElmLne
2026 | 2026_DzMD_GzMD_Dp00_Gp00 | A1-Pensilvania 33 kV | All generators | 0.91 | cap | Mariquita - Victoria 2 115 | m:P:bus1 in MW | -14.3026 | ElmLne
2026 | 2026_DzMD_GzMD_Dp00_Gp00 | A1-Pensilvania 33 kV | All generators | 0.92 | cap | Mariquita - Victoria 2 115 | m:P:bus1 in MW | -14.3059 | ElmLne
2026 | 2026_DzMD_GzMD_Dp00_Gp00 | A1-Pensilvania 33 kV | All generators | 0.93 | cap | Mariquita - Victoria 2 115 | m:P:bus1 in MW | -14.3093 | ElmLne
2026 | 2026_DzMD_GzMD_Dp00_Gp00 | A1-Pensilvania 33 kV | All generators | 0.94 | cap | Mariquita - Victoria 2 115 | m:P:bus1 in MW | -14.3126 | ElmLne
2026 | 2026_DzMD_GzMD_Dp00_Gp00 | A1-Pensilvania 33 kV | All generators | 0.95 | cap | Mariquita - Victoria 2 115 | m:P:bus1 in MW | -14.316 | ElmLne
2026 | 2026_DzMD_GzMD_Dp00_Gp00 | A1-Pensilvania 33 kV | All generators | 0.96 | cap | Mariquita - Victoria 2 115 | m:P:bus1 in MW | -14.3194 | ElmLne
2026 | 2026_DzMD_GzMD_Dp00_Gp00 | A1-Pensilvania 33 kV | All generators | 0.97 | cap | Mariquita - Victoria 2 115 | m:P:bus1 in MW | -14.3231 | ElmLne
2026 | 2026_DzMD_GzMD_Dp00_Gp00 | A1-Pensilvania 33 kV | All generators | 0.98 | cap | Mariquita - Victoria 2 115 | m:P:bus1 in MW | -14.3272 | ElmLne
2026 | 2026_DzMD_GzMD_Dp00_Gp00 | A1-Pensilvania 33 kV | All generators | 0.99 | cap | Mariquita - Victoria 2 115 | m:P:bus1 in MW | -14.3322 | ElmLne
2026 | 2026_DzMD_GzMD_Dp00_Gp00 | A1-Pensilvania 33 kV | All generators | 1 | cap | Mariquita - Victoria 2 115 | m:P:bus1 in MW | -14.3431 | ElmLne
2026 | 2026_DzMD_GzMD_Dp00_Gp00 | A1-Pensilvania 33 kV | All generators | 0.9 | cap | Mariquita - Victoria 2 115 | m:P:bus2 in MW | 14.3449 | ElmLne
2026 | 2026_DzMD_GzMD_Dp00_Gp00 | A1-Pensilvania 33 kV | All generators | 0.91 | cap | Mariquita - Victoria 2 115 | m:P:bus2 in MW | 14.3484 | ElmLne
2026 | 2026_DzMD_GzMD_Dp00_Gp00 | A1-Pensilvania 33 kV | All generators | 0.92 | cap | Mariquita - Victoria 2 115 | m:P:bus2 in MW | 14.3517 | ElmLne
2026 | 2026_DzMD_GzMD_Dp00_Gp00 | A1-Pensilvania 33 kV | All generators | 0.93 | cap | Mariquita - Victoria 2 115 | m:P:bus2 in MW | 14.355 | ElmLne
2026 | 2026_DzMD_GzMD_Dp00_Gp00 | A1-Pensilvania 33 kV | All generators | 0.94 | cap | Mariquita - Victoria 2 115 | m:P:bus2 in MW | 14.3584 | ElmLne
2026 | 2026_DzMD_GzMD_Dp00_Gp00 | A1-Pensilvania 33 kV | All generators | 0.95 | cap | Mariquita - Victoria 2 115 | m:P:bus2 in MW | 14.3617 | ElmLne
2026 | 2026_DzMD_GzMD_Dp00_Gp00 | A1-Pensilvania 33 kV | All generators | 0.96 | cap | Mariquita - Victoria 2 115 | m:P:bus2 in MW | 14.3652 | ElmLne
2026 | 2026_DzMD_GzMD_Dp00_Gp00 | A1-Pensilvania 33 kV | All generators | 0.97 | cap | Mariquita - Victoria 2 115 | m:P:bus2 in MW | 14.3689 | ElmLne
2026 | 2026_DzMD_GzMD_Dp00_Gp00 | A1-Pensilvania 33 kV | All generators | 0.98 | cap | Mariquita - Victoria 2 115 | m:P:bus2 in MW | 14.373 | ElmLne
2026 | 2026_DzMD_GzMD_Dp00_Gp00 | A1-Pensilvania 33 kV | All generators | 0.99 | cap | Mariquita - Victoria 2 115 | m:P:bus2 in MW | 14.3779 | ElmLne
2026 | 2026_DzMD_GzMD_Dp00_Gp00 | A1-Pensilvania 33 kV | All generators | 1 | cap | Mariquita - Victoria 2 115 | m:P:bus2 in MW | 14.3887 | ElmLne
2026 | 2026_DzMD_GzMD_Dp00_Gp00 | A1-Pensilvania 33 kV | All generators | 0.9 | cap | Mariquita - Victoria 2 115 | m:Q:bus1 in Mvar | -3.4083 | ElmLne
2026 | 2026_DzMD_GzMD_Dp00_Gp00 | A1-Pensilvania 33 kV | All generators | 0.91 | cap | Mariquita - Victoria 2 115 | m:Q:bus1 in Mvar | -3.4132 | ElmLne
2026 | 2026_DzMD_GzMD_Dp00_Gp00 | A1-Pensilvania 33 kV | All generators | 0.92 | cap | Mariquita - Victoria 2 115 | m:Q:bus1 in Mvar | -3.418 | ElmLne
2026 | 2026_DzMD_GzMD_Dp00_Gp00 | A1-Pensilvania 33 kV | All generators | 0.93 | cap | Mariquita - Victoria 2 115 | m:Q:bus1 in Mvar | -3.4228 | ElmLne
2026 | 2026_DzMD_GzMD_Dp00_Gp00 | A1-Pensilvania 33 kV | All generators | 0.94 | cap | Mariquita - Victoria 2 115 | m:Q:bus1 in Mvar | -3.4275 | ElmLne
2026 | 2026_DzMD_GzMD_Dp00_Gp00 | A1-Pensilvania 33 kV | All generators | 0.95 | cap | Mariquita - Victoria 2 115 | m:Q:bus1 in Mvar | -3.4324 | ElmLne
2026 | 2026_DzMD_GzMD_Dp00_Gp00 | A1-Pensilvania 33 kV | All generators | 0.96 | cap | Mariquita - Victoria 2 115 | m:Q:bus1 in Mvar | -3.4374 | ElmLne
2026 | 2026_DzMD_GzMD_Dp00_Gp00 | A1-Pensilvania 33 kV | All generators | 0.97 | cap | Mariquita - Victoria 2 115 | m:Q:bus1 in Mvar | -3.4427 | ElmLne
2026 | 2026_DzMD_GzMD_Dp00_Gp00 | A1-Pensilvania 33 kV | All generators | 0.98 | cap | Mariquita - Victoria 2 115 | m:Q:bus1 in Mvar | -3.4486 | ElmLne
2026 | 2026_DzMD_GzMD_Dp00_Gp00 | A1-Pensilvania 33 kV | All generators | 0.99 | cap | Mariquita - Victoria 2 115 | m:Q:bus1 in Mvar | -3.4558 | ElmLne
2026 | 2026_DzMD_GzMD_Dp00_Gp00 | A1-Pensilvania 33 kV | All generators | 1 | cap | Mariquita - Victoria 2 115 | m:Q:bus1 in Mvar | -3.4716 | ElmLne
2026 | 2026_DzMD_GzMD_Dp00_Gp00 | A1-Pensilvania 33 kV | All generators | 0.9 | cap | Mariquita - Victoria 2 115 | m:Q:bus2 in Mvar | 2.8697 | ElmLne
2026 | 2026_DzMD_GzMD_Dp00_Gp00 | A1-Pensilvania 33 kV | All generators | 0.91 | cap | Mariquita - Victoria 2 115 | m:Q:bus2 in Mvar | 2.8741 | ElmLne
2026 | 2026_DzMD_GzMD_Dp00_Gp00 | A1-Pensilvania 33 kV | All generators | 0.92 | cap | Mariquita - Victoria 2 115 | m:Q:bus2 in Mvar | 2.8783 | ElmLne
2026 | 2026_DzMD_GzMD_Dp00_Gp00 | A1-Pensilvania 33 kV | All generators | 0.93 | cap | Mariquita - Victoria 2 115 | m:Q:bus2 in Mvar | 2.8826 | ElmLne
2026 | 2026_DzMD_GzMD_Dp00_Gp00 | A1-Pensilvania 33 kV | All generators | 0.94 | cap | Mariquita - Victoria 2 115 | m:Q:bus2 in Mvar | 2.8868 | ElmLne
2026 | 2026_DzMD_GzMD_Dp00_Gp00 | A1-Pensilvania 33 kV | All generators | 0.95 | cap | Mariquita - Victoria 2 115 | m:Q:bus2 in Mvar | 2.8911 | ElmLne
2026 | 2026_DzMD_GzMD_Dp00_Gp00 | A1-Pensilvania 33 kV | All generators | 0.96 | cap | Mariquita - Victoria 2 115 | m:Q:bus2 in Mvar | 2.8956 | ElmLne
2026 | 2026_DzMD_GzMD_Dp00_Gp00 | A1-Pensilvania 33 kV | All generators | 0.97 | cap | Mariquita - Victoria 2 115 | m:Q:bus2 in Mvar | 2.9003 | ElmLne
2026 | 2026_DzMD_GzMD_Dp00_Gp00 | A1-Pensilvania 33 kV | All generators | 0.98 | cap | Mariquita - Victoria 2 115 | m:Q:bus2 in Mvar | 2.9056 | ElmLne
2026 | 2026_DzMD_GzMD_Dp00_Gp00 | A1-Pensilvania 33 kV | All generators | 0.99 | cap | Mariquita - Victoria 2 115 | m:Q:bus2 in Mvar | 2.9121 | ElmLne
2026 | 2026_DzMD_GzMD_Dp00_Gp00 | A1-Pensilvania 33 kV | All generators | 1 | cap | Mariquita - Victoria 2 115 | m:Q:bus2 in Mvar | 2.9262 | ElmLne
2026 | 2026_DzMD_GzMD_Dp00_Gp00 | A1-Pensilvania 33 kV | All generators | 0.9 | cap | Mariquita - Victoria 2 115 | m:cosphi:bus1 | -0.97275 | ElmLne
2026 | 2026_DzMD_GzMD_Dp00_Gp00 | A1-Pensilvania 33 kV | All generators | 0.91 | cap | Mariquita - Victoria 2 115 | m:cosphi:bus1 | -0.97269 | ElmLne
2026 | 2026_DzMD_GzMD_Dp00_Gp00 | A1-Pensilvania 33 kV | All generators | 0.92 | cap | Mariquita - Victoria 2 115 | m:cosphi:bus1 | -0.97262 | ElmLne
2026 | 2026_DzMD_GzMD_Dp00_Gp00 | A1-Pensilvania 33 kV | All generators | 0.93 | cap | Mariquita - Victoria 2 115 | m:cosphi:bus1 | -0.97256 | ElmLne
2026 | 2026_DzMD_GzMD_Dp00_Gp00 | A1-Pensilvania 33 kV | All generators | 0.94 | cap | Mariquita - Victoria 2 115 | m:cosphi:bus1 | -0.9725 | ElmLne
2026 | 2026_DzMD_GzMD_Dp00_Gp00 | A1-Pensilvania 33 kV | All generators | 0.95 | cap | Mariquita - Victoria 2 115 | m:cosphi:bus1 | -0.97244 | ElmLne
2026 | 2026_DzMD_GzMD_Dp00_Gp00 | A1-Pensilvania 33 kV | All generators | 0.96 | cap | Mariquita - Victoria 2 115 | m:cosphi:bus1 | -0.97238 | ElmLne
2026 | 2026_DzMD_GzMD_Dp00_Gp00 | A1-Pensilvania 33 kV | All generators | 0.97 | cap | Mariquita - Victoria 2 115 | m:cosphi:bus1 | -0.97231 | ElmLne
2026 | 2026_DzMD_GzMD_Dp00_Gp00 | A1-Pensilvania 33 kV | All generators | 0.98 | cap | Mariquita - Victoria 2 115 | m:cosphi:bus1 | -0.97223 | ElmLne
2026 | 2026_DzMD_GzMD_Dp00_Gp00 | A1-Pensilvania 33 kV | All generators | 0.99 | cap | Mariquita - Victoria 2 115 | m:cosphi:bus1 | -0.97214 | ElmLne
2026 | 2026_DzMD_GzMD_Dp00_Gp00 | A1-Pensilvania 33 kV | All generators | 1 | cap | Mariquita - Victoria 2 115 | m:cosphi:bus1 | -0.97193 | ElmLne
2026 | 2026_DzMD_GzMD_Dp00_Gp00 | A1-Pensilvania 33 kV | All generators | 0.9 | cap | Mariquita - Victoria 2 115 | m:cosphi:bus2 | 0.98057 | ElmLne
2026 | 2026_DzMD_GzMD_Dp00_Gp00 | A1-Pensilvania 33 kV | All generators | 0.91 | cap | Mariquita - Victoria 2 115 | m:cosphi:bus2 | 0.98052 | ElmLne
2026 | 2026_DzMD_GzMD_Dp00_Gp00 | A1-Pensilvania 33 kV | All generators | 0.92 | cap | Mariquita - Victoria 2 115 | m:cosphi:bus2 | 0.98048 | ElmLne
2026 | 2026_DzMD_GzMD_Dp00_Gp00 | A1-Pensilvania 33 kV | All generators | 0.93 | cap | Mariquita - Victoria 2 115 | m:cosphi:bus2 | 0.98043 | ElmLne
2026 | 2026_DzMD_GzMD_Dp00_Gp00 | A1-Pensilvania 33 kV | All generators | 0.94 | cap | Mariquita - Victoria 2 115 | m:cosphi:bus2 | 0.98038 | ElmLne
2026 | 2026_DzMD_GzMD_Dp00_Gp00 | A1-Pensilvania 33 kV | All generators | 0.95 | cap | Mariquita - Victoria 2 115 | m:cosphi:bus2 | 0.98033 | ElmLne
2026 | 2026_DzMD_GzMD_Dp00_Gp00 | A1-Pensilvania 33 kV | All generators | 0.96 | cap | Mariquita - Victoria 2 115 | m:cosphi:bus2 | 0.98028 | ElmLne
2026 | 2026_DzMD_GzMD_Dp00_Gp00 | A1-Pensilvania 33 kV | All generators | 0.97 | cap | Mariquita - Victoria 2 115 | m:cosphi:bus2 | 0.98023 | ElmLne
2026 | 2026_DzMD_GzMD_Dp00_Gp00 | A1-Pensilvania 33 kV | All generators | 0.98 | cap | Mariquita - Victoria 2 115 | m:cosphi:bus2 | 0.98017 | ElmLne
2026 | 2026_DzMD_GzMD_Dp00_Gp00 | A1-Pensilvania 33 kV | All generators | 0.99 | cap | Mariquita - Victoria 2 115 | m:cosphi:bus2 | 0.9801 | ElmLne
2026 | 2026_DzMD_GzMD_Dp00_Gp00 | A1-Pensilvania 33 kV | All generators | 1 | cap | Mariquita - Victoria 2 115 | m:cosphi:bus2 | 0.97994 | ElmLne
2026 | 2026_DzMD_GzMD_Dp00_Gp00 | A1-Pensilvania 33 kV | All generators | 0.9 | cap | Dorada 115/33/13.8 kV | m:P:bushv in MW | -2.0694 | ElmTr3
2026 | 2026_DzMD_GzMD_Dp00_Gp00 | A1-Pensilvania 33 kV | All generators | 0.91 | cap | Dorada 115/33/13.8 kV | m:P:bushv in MW | -2.0796 | ElmTr3
2026 | 2026_DzMD_GzMD_Dp00_Gp00 | A1-Pensilvania 33 kV | All generators | 0.92 | cap | Dorada 115/33/13.8 kV | m:P:bushv in MW | -2.0887 | ElmTr3
2026 | 2026_DzMD_GzMD_Dp00_Gp00 | A1-Pensilvania 33 kV | All generators | 0.93 | cap | Dorada 115/33/13.8 kV | m:P:bushv in MW | -2.097 | ElmTr3
2026 | 2026_DzMD_GzMD_Dp00_Gp00 | A1-Pensilvania 33 kV | All generators | 0.94 | cap | Dorada 115/33/13.8 kV | m:P:bushv in MW | -2.1045 | ElmTr3
2026 | 2026_DzMD_GzMD_Dp00_Gp00 | A1-Pensilvania 33 kV | All generators | 0.95 | cap | Dorada 115/33/13.8 kV | m:P:bushv in MW | -2.1113 | ElmTr3
2026 | 2026_DzMD_GzMD_Dp00_Gp00 | A1-Pensilvania 33 kV | All generators | 0.96 | cap | Dorada 115/33/13.8 kV | m:P:bushv in MW | -2.1175 | ElmTr3
2026 | 2026_DzMD_GzMD_Dp00_Gp00 | A1-Pensilvania 33 kV | All generators | 0.97 | cap | Dorada 115/33/13.8 kV | m:P:bushv in MW | -2.1233 | ElmTr3
2026 | 2026_DzMD_GzMD_Dp00_Gp00 | A1-Pensilvania 33 kV | All generators | 0.98 | cap | Dorada 115/33/13.8 kV | m:P:bushv in MW | -2.1287 | ElmTr3
2026 | 2026_DzMD_GzMD_Dp00_Gp00 | A1-Pensilvania 33 kV | All generators | 0.99 | cap | Dorada 115/33/13.8 kV | m:P:bushv in MW | -2.1338 | ElmTr3
2026 | 2026_DzMD_GzMD_Dp00_Gp00 | A1-Pensilvania 33 kV | All generators | 1 | cap | Dorada 115/33/13.8 kV | m:P:bushv in MW | -2.1398 | ElmTr3
2026 | 2026_DzMD_GzMD_Dp00_Gp00 | A1-Pensilvania 33 kV | All generators | 0.9 | cap | Dorada 115/33/13.8 kV | m:Q:bushv in Mvar | 5.9516 | ElmTr3
2026 | 2026_DzMD_GzMD_Dp00_Gp00 | A1-Pensilvania 33 kV | All generators | 0.91 | cap | Dorada 115/33/13.8 kV | m:Q:bushv in Mvar | 5.8744 | ElmTr3
2026 | 2026_DzMD_GzMD_Dp00_Gp00 | A1-Pensilvania 33 kV | All generators | 0.92 | cap | Dorada 115/33/13.8 kV | m:Q:bushv in Mvar | 5.7996 | ElmTr3
2026 | 2026_DzMD_GzMD_Dp00_Gp00 | A1-Pensilvania 33 kV | All generators | 0.93 | cap | Dorada 115/33/13.8 kV | m:Q:bushv in Mvar | 5.7262 | ElmTr3
2026 | 2026_DzMD_GzMD_Dp00_Gp00 | A1-Pensilvania 33 kV | All generators | 0.94 | cap | Dorada 115/33/13.8 kV | m:Q:bushv in Mvar | 5.6533 | ElmTr3
2026 | 2026_DzMD_GzMD_Dp00_Gp00 | A1-Pensilvania 33 kV | All generators | 0.95 | cap | Dorada 115/33/13.8 kV | m:Q:bushv in Mvar | 5.5797 | ElmTr3
2026 | 2026_DzMD_GzMD_Dp00_Gp00 | A1-Pensilvania 33 kV | All generators | 0.96 | cap | Dorada 115/33/13.8 kV | m:Q:bushv in Mvar | 5.5039 | ElmTr3
2026 | 2026_DzMD_GzMD_Dp00_Gp00 | A1-Pensilvania 33 kV | All generators | 0.97 | cap | Dorada 115/33/13.8 kV | m:Q:bushv in Mvar | 5.424 | ElmTr3
2026 | 2026_DzMD_GzMD_Dp00_Gp00 | A1-Pensilvania 33 kV | All generators | 0.98 | cap | Dorada 115/33/13.8 kV | m:Q:bushv in Mvar | 5.3358 | ElmTr3
2026 | 2026_DzMD_GzMD_Dp00_Gp00 | A1-Pensilvania 33 kV | All generators | 0.99 | cap | Dorada 115/33/13.8 kV | m:Q:bushv in Mvar | 5.2295 | ElmTr3
2026 | 2026_DzMD_GzMD_Dp00_Gp00 | A1-Pensilvania 33 kV | All generators | 1 | cap | Dorada 115/33/13.8 kV | m:Q:bushv in Mvar | 5.0002 | ElmTr3
2026 | 2026_DzMD_GzMD_Dp00_Gp00 | A1-Pensilvania 33 kV | All generators | 0.9 | cap | Dorada 115/33/13.8 kV | m:cosphi:bushv | -0.32841 | ElmTr3
2026 | 2026_DzMD_GzMD_Dp00_Gp00 | A1-Pensilvania 33 kV | All generators | 0.91 | cap | Dorada 115/33/13.8 kV | m:cosphi:bushv | -0.33372 | ElmTr3
2026 | 2026_DzMD_GzMD_Dp00_Gp00 | A1-Pensilvania 33 kV | All generators | 0.92 | cap | Dorada 115/33/13.8 kV | m:cosphi:bushv | -0.33885 | ElmTr3
2026 | 2026_DzMD_GzMD_Dp00_Gp00 | A1-Pensilvania 33 kV | All generators | 0.93 | cap | Dorada 115/33/13.8 kV | m:cosphi:bushv | -0.34387 | ElmTr3
2026 | 2026_DzMD_GzMD_Dp00_Gp00 | A1-Pensilvania 33 kV | All generators | 0.94 | cap | Dorada 115/33/13.8 kV | m:cosphi:bushv | -0.34887 | ElmTr3
2026 | 2026_DzMD_GzMD_Dp00_Gp00 | A1-Pensilvania 33 kV | All generators | 0.95 | cap | Dorada 115/33/13.8 kV | m:cosphi:bushv | -0.3539 | ElmTr3
2026 | 2026_DzMD_GzMD_Dp00_Gp00 | A1-Pensilvania 33 kV | All generators | 0.96 | cap | Dorada 115/33/13.8 kV | m:cosphi:bushv | -0.35907 | ElmTr3
2026 | 2026_DzMD_GzMD_Dp00_Gp00 | A1-Pensilvania 33 kV | All generators | 0.97 | cap | Dorada 115/33/13.8 kV | m:cosphi:bushv | -0.36453 | ElmTr3
2026 | 2026_DzMD_GzMD_Dp00_Gp00 | A1-Pensilvania 33 kV | All generators | 0.98 | cap | Dorada 115/33/13.8 kV | m:cosphi:bushv | -0.37055 | ElmTr3
2026 | 2026_DzMD_GzMD_Dp00_Gp00 | A1-Pensilvania 33 kV | All generators | 0.99 | cap | Dorada 115/33/13.8 kV | m:cosphi:bushv | -0.3778 | ElmTr3
2026 | 2026_DzMD_GzMD_Dp00_Gp00 | A1-Pensilvania 33 kV | All generators | 1 | cap | Dorada 115/33/13.8 kV | m:cosphi:bushv | -0.39343 | ElmTr3
2026 | 2026_DzMD_GzMD_Dp00_Gp00 | A1-Pensilvania 33 kV | All generators | 0.9 | cap | Manzanares 115/33/13.8 kV | m:P:bushv in MW | -9.2849 | ElmTr3
2026 | 2026_DzMD_GzMD_Dp00_Gp00 | A1-Pensilvania 33 kV | All generators | 0.91 | cap | Manzanares 115/33/13.8 kV | m:P:bushv in MW | -9.4041 | ElmTr3
2026 | 2026_DzMD_GzMD_Dp00_Gp00 | A1-Pensilvania 33 kV | All generators | 0.92 | cap | Manzanares 115/33/13.8 kV | m:P:bushv in MW | -9.5146 | ElmTr3
2026 | 2026_DzMD_GzMD_Dp00_Gp00 | A1-Pensilvania 33 kV | All generators | 0.93 | cap | Manzanares 115/33/13.8 kV | m:P:bushv in MW | -9.6183 | ElmTr3
2026 | 2026_DzMD_GzMD_Dp00_Gp00 | A1-Pensilvania 33 kV | All generators | 0.94 | cap | Manzanares 115/33/13.8 kV | m:P:bushv in MW | -9.7166 | ElmTr3
2026 | 2026_DzMD_GzMD_Dp00_Gp00 | A1-Pensilvania 33 kV | All generators | 0.95 | cap | Manzanares 115/33/13.8 kV | m:P:bushv in MW | -9.8112 | ElmTr3
2026 | 2026_DzMD_GzMD_Dp00_Gp00 | A1-Pensilvania 33 kV | All generators | 0.96 | cap | Manzanares 115/33/13.8 kV | m:P:bushv in MW | -9.9036 | ElmTr3
2026 | 2026_DzMD_GzMD_Dp00_Gp00 | A1-Pensilvania 33 kV | All generators | 0.97 | cap | Manzanares 115/33/13.8 kV | m:P:bushv in MW | -9.9958 | ElmTr3
2026 | 2026_DzMD_GzMD_Dp00_Gp00 | A1-Pensilvania 33 kV | All generators | 0.98 | cap | Manzanares 115/33/13.8 kV | m:P:bushv in MW | -10.0911 | ElmTr3
2026 | 2026_DzMD_GzMD_Dp00_Gp00 | A1-Pensilvania 33 kV | All generators | 0.99 | cap | Manzanares 115/33/13.8 kV | m:P:bushv in MW | -10.1972 | ElmTr3
2026 | 2026_DzMD_GzMD_Dp00_Gp00 | A1-Pensilvania 33 kV | All generators | 1 | cap | Manzanares 115/33/13.8 kV | m:P:bushv in MW | -10.3929 | ElmTr3
2026 | 2026_DzMD_GzMD_Dp00_Gp00 | A1-Pensilvania 33 kV | All generators | 0.9 | cap | Manzanares 115/33/13.8 kV | m:Q:bushv in Mvar | 10.479 | ElmTr3
2026 | 2026_DzMD_GzMD_Dp00_Gp00 | A1-Pensilvania 33 kV | All generators | 0.91 | cap | Manzanares 115/33/13.8 kV | m:Q:bushv in Mvar | 10.0106 | ElmTr3
2026 | 2026_DzMD_GzMD_Dp00_Gp00 | A1-Pensilvania 33 kV | All generators | 0.92 | cap | Manzanares 115/33/13.8 kV | m:Q:bushv in Mvar | 9.556 | ElmTr3
2026 | 2026_DzMD_GzMD_Dp00_Gp00 | A1-Pensilvania 33 kV | All generators | 0.93 | cap | Manzanares 115/33/13.8 kV | m:Q:bushv in Mvar | 9.1092 | ElmTr3
2026 | 2026_DzMD_GzMD_Dp00_Gp00 | A1-Pensilvania 33 kV | All generators | 0.94 | cap | Manzanares 115/33/13.8 kV | m:Q:bushv in Mvar | 8.6643 | ElmTr3
2026 | 2026_DzMD_GzMD_Dp00_Gp00 | A1-Pensilvania 33 kV | All generators | 0.95 | cap | Manzanares 115/33/13.8 kV | m:Q:bushv in Mvar | 8.2144 | ElmTr3
2026 | 2026_DzMD_GzMD_Dp00_Gp00 | A1-Pensilvania 33 kV | All generators | 0.96 | cap | Manzanares 115/33/13.8 kV | m:Q:bushv in Mvar | 7.7508 | ElmTr3
2026 | 2026_DzMD_GzMD_Dp00_Gp00 | A1-Pensilvania 33 kV | All generators | 0.97 | cap | Manzanares 115/33/13.8 kV | m:Q:bushv in Mvar | 7.2601 | ElmTr3
2026 | 2026_DzMD_GzMD_Dp00_Gp00 | A1-Pensilvania 33 kV | All generators | 0.98 | cap | Manzanares 115/33/13.8 kV | m:Q:bushv in Mvar | 6.718 | ElmTr3
2026 | 2026_DzMD_GzMD_Dp00_Gp00 | A1-Pensilvania 33 kV | All generators | 0.99 | cap | Manzanares 115/33/13.8 kV | m:Q:bushv in Mvar | 6.0626 | ElmTr3
2026 | 2026_DzMD_GzMD_Dp00_Gp00 | A1-Pensilvania 33 kV | All generators | 1 | cap | Manzanares 115/33/13.8 kV | m:Q:bushv in Mvar | 4.6437 | ElmTr3
2026 | 2026_DzMD_GzMD_Dp00_Gp00 | A1-Pensilvania 33 kV | All generators | 0.9 | cap | Manzanares 115/33/13.8 kV | m:cosphi:bushv | -0.66317 | ElmTr3
2026 | 2026_DzMD_GzMD_Dp00_Gp00 | A1-Pensilvania 33 kV | All generators | 0.91 | cap | Manzanares 115/33/13.8 kV | m:cosphi:bushv | -0.68469 | ElmTr3
2026 | 2026_DzMD_GzMD_Dp00_Gp00 | A1-Pensilvania 33 kV | All generators | 0.92 | cap | Manzanares 115/33/13.8 kV | m:cosphi:bushv | -0.70557 | ElmTr3
2026 | 2026_DzMD_GzMD_Dp00_Gp00 | A1-Pensilvania 33 kV | All generators | 0.93 | cap | Manzanares 115/33/13.8 kV | m:cosphi:bushv | -0.72606 | ElmTr3
2026 | 2026_DzMD_GzMD_Dp00_Gp00 | A1-Pensilvania 33 kV | All generators | 0.94 | cap | Manzanares 115/33/13.8 kV | m:cosphi:bushv | -0.74637 | ElmTr3
2026 | 2026_DzMD_GzMD_Dp00_Gp00 | A1-Pensilvania 33 kV | All generators | 0.95 | cap | Manzanares 115/33/13.8 kV | m:cosphi:bushv | -0.76675 | ElmTr3
2026 | 2026_DzMD_GzMD_Dp00_Gp00 | A1-Pensilvania 33 kV | All generators | 0.96 | cap | Manzanares 115/33/13.8 kV | m:cosphi:bushv | -0.7875 | ElmTr3
2026 | 2026_DzMD_GzMD_Dp00_Gp00 | A1-Pensilvania 33 kV | All generators | 0.97 | cap | Manzanares 115/33/13.8 kV | m:cosphi:bushv | -0.8091 | ElmTr3
2026 | 2026_DzMD_GzMD_Dp00_Gp00 | A1-Pensilvania 33 kV | All generators | 0.98 | cap | Manzanares 115/33/13.8 kV | m:cosphi:bushv | -0.83241 | ElmTr3
2026 | 2026_DzMD_GzMD_Dp00_Gp00 | A1-Pensilvania 33 kV | All generators | 0.99 | cap | Manzanares 115/33/13.8 kV | m:cosphi:bushv | -0.85956 | ElmTr3
2026 | 2026_DzMD_GzMD_Dp00_Gp00 | A1-Pensilvania 33 kV | All generators | 1 | cap | Manzanares 115/33/13.8 kV | m:cosphi:bushv | -0.913 | ElmTr3
2026 | 2026_DzMD_GzMD_Dp00_Gp00 | A1-Pensilvania 33 kV | All generators | 0.9 | cap | Purnio 230/115 | m:P:bushv in MW | -47.3831 | ElmTr3
2026 | 2026_DzMD_GzMD_Dp00_Gp00 | A1-Pensilvania 33 kV | All generators | 0.91 | cap | Purnio 230/115 | m:P:bushv in MW | -47.3993 | ElmTr3
2026 | 2026_DzMD_GzMD_Dp00_Gp00 | A1-Pensilvania 33 kV | All generators | 0.92 | cap | Purnio 230/115 | m:P:bushv in MW | -47.4131 | ElmTr3
2026 | 2026_DzMD_GzMD_Dp00_Gp00 | A1-Pensilvania 33 kV | All generators | 0.93 | cap | Purnio 230/115 | m:P:bushv in MW | -47.4249 | ElmTr3
2026 | 2026_DzMD_GzMD_Dp00_Gp00 | A1-Pensilvania 33 kV | All generators | 0.94 | cap | Purnio 230/115 | m:P:bushv in MW | -47.4349 | ElmTr3
2026 | 2026_DzMD_GzMD_Dp00_Gp00 | A1-Pensilvania 33 kV | All generators | 0.95 | cap | Purnio 230/115 | m:P:bushv in MW | -47.4433 | ElmTr3
2026 | 2026_DzMD_GzMD_Dp00_Gp00 | A1-Pensilvania 33 kV | All generators | 0.96 | cap | Purnio 230/115 | m:P:bushv in MW | -47.4502 | ElmTr3
2026 | 2026_DzMD_GzMD_Dp00_Gp00 | A1-Pensilvania 33 kV | All generators | 0.97 | cap | Purnio 230/115 | m:P:bushv in MW | -47.4554 | ElmTr3
2026 | 2026_DzMD_GzMD_Dp00_Gp00 | A1-Pensilvania 33 kV | All generators | 0.98 | cap | Purnio 230/115 | m:P:bushv in MW | -47.4588 | ElmTr3
2026 | 2026_DzMD_GzMD_Dp00_Gp00 | A1-Pensilvania 33 kV | All generators | 0.99 | cap | Purnio 230/115 | m:P:bushv in MW | -47.4597 | ElmTr3
2026 | 2026_DzMD_GzMD_Dp00_Gp00 | A1-Pensilvania 33 kV | All generators | 1 | cap | Purnio 230/115 | m:P:bushv in MW | -47.4495 | ElmTr3
2026 | 2026_DzMD_GzMD_Dp00_Gp00 | A1-Pensilvania 33 kV | All generators | 0.9 | cap | Purnio 230/115 | m:Q:bushv in Mvar | 7.9322 | ElmTr3
2026 | 2026_DzMD_GzMD_Dp00_Gp00 | A1-Pensilvania 33 kV | All generators | 0.91 | cap | Purnio 230/115 | m:Q:bushv in Mvar | 7.7523 | ElmTr3
2026 | 2026_DzMD_GzMD_Dp00_Gp00 | A1-Pensilvania 33 kV | All generators | 0.92 | cap | Purnio 230/115 | m:Q:bushv in Mvar | 7.5778 | ElmTr3
2026 | 2026_DzMD_GzMD_Dp00_Gp00 | A1-Pensilvania 33 kV | All generators | 0.93 | cap | Purnio 230/115 | m:Q:bushv in Mvar | 7.4064 | ElmTr3
2026 | 2026_DzMD_GzMD_Dp00_Gp00 | A1-Pensilvania 33 kV | All generators | 0.94 | cap | Purnio 230/115 | m:Q:bushv in Mvar | 7.2358 | ElmTr3
2026 | 2026_DzMD_GzMD_Dp00_Gp00 | A1-Pensilvania 33 kV | All generators | 0.95 | cap | Purnio 230/115 | m:Q:bushv in Mvar | 7.0633 | ElmTr3
2026 | 2026_DzMD_GzMD_Dp00_Gp00 | A1-Pensilvania 33 kV | All generators | 0.96 | cap | Purnio 230/115 | m:Q:bushv in Mvar | 6.8857 | ElmTr3
2026 | 2026_DzMD_GzMD_Dp00_Gp00 | A1-Pensilvania 33 kV | All generators | 0.97 | cap | Purnio 230/115 | m:Q:bushv in Mvar | 6.6978 | ElmTr3
2026 | 2026_DzMD_GzMD_Dp00_Gp00 | A1-Pensilvania 33 kV | All generators | 0.98 | cap | Purnio 230/115 | m:Q:bushv in Mvar | 6.4903 | ElmTr3
2026 | 2026_DzMD_GzMD_Dp00_Gp00 | A1-Pensilvania 33 kV | All generators | 0.99 | cap | Purnio 230/115 | m:Q:bushv in Mvar | 6.2396 | ElmTr3
2026 | 2026_DzMD_GzMD_Dp00_Gp00 | A1-Pensilvania 33 kV | All generators | 1 | cap | Purnio 230/115 | m:Q:bushv in Mvar | 5.6974 | ElmTr3
2026 | 2026_DzMD_GzMD_Dp00_Gp00 | A1-Pensilvania 33 kV | All generators | 0.9 | cap | Purnio 230/115 | m:cosphi:bushv | -0.98628 | ElmTr3
2026 | 2026_DzMD_GzMD_Dp00_Gp00 | A1-Pensilvania 33 kV | All generators | 0.91 | cap | Purnio 230/115 | m:cosphi:bushv | -0.98689 | ElmTr3
2026 | 2026_DzMD_GzMD_Dp00_Gp00 | A1-Pensilvania 33 kV | All generators | 0.92 | cap | Purnio 230/115 | m:cosphi:bushv | -0.98747 | ElmTr3
2026 | 2026_DzMD_GzMD_Dp00_Gp00 | A1-Pensilvania 33 kV | All generators | 0.93 | cap | Purnio 230/115 | m:cosphi:bushv | -0.98802 | ElmTr3
2026 | 2026_DzMD_GzMD_Dp00_Gp00 | A1-Pensilvania 33 kV | All generators | 0.94 | cap | Purnio 230/115 | m:cosphi:bushv | -0.98856 | ElmTr3
2026 | 2026_DzMD_GzMD_Dp00_Gp00 | A1-Pensilvania 33 kV | All generators | 0.95 | cap | Purnio 230/115 | m:cosphi:bushv | -0.9891 | ElmTr3
2026 | 2026_DzMD_GzMD_Dp00_Gp00 | A1-Pensilvania 33 kV | All generators | 0.96 | cap | Purnio 230/115 | m:cosphi:bushv | -0.98963 | ElmTr3
2026 | 2026_DzMD_GzMD_Dp00_Gp00 | A1-Pensilvania 33 kV | All generators | 0.97 | cap | Purnio 230/115 | m:cosphi:bushv | -0.99019 | ElmTr3
2026 | 2026_DzMD_GzMD_Dp00_Gp00 | A1-Pensilvania 33 kV | All generators | 0.98 | cap | Purnio 230/115 | m:cosphi:bushv | -0.99078 | ElmTr3
2026 | 2026_DzMD_GzMD_Dp00_Gp00 | A1-Pensilvania 33 kV | All generators | 0.99 | cap | Purnio 230/115 | m:cosphi:bushv | -0.99147 | ElmTr3
2026 | 2026_DzMD_GzMD_Dp00_Gp00 | A1-Pensilvania 33 kV | All generators | 1 | cap | Purnio 230/115 | m:cosphi:bushv | -0.99287 | ElmTr3
2026 | 2026_DzMD_GzMD_Dp00_Gp00 | A1-Pensilvania 33 kV | All generators | 0.9 | cap | Victoria 115/33/13.8 kV | m:P:bushv in MW | 3.9966 | ElmTr3
2026 | 2026_DzMD_GzMD_Dp00_Gp00 | A1-Pensilvania 33 kV | All generators | 0.91 | cap | Victoria 115/33/13.8 kV | m:P:bushv in MW | 3.9813 | ElmTr3
2026 | 2026_DzMD_GzMD_Dp00_Gp00 | A1-Pensilvania 33 kV | All generators | 0.92 | cap | Victoria 115/33/13.8 kV | m:P:bushv in MW | 3.9695 | ElmTr3
2026 | 2026_DzMD_GzMD_Dp00_Gp00 | A1-Pensilvania 33 kV | All generators | 0.93 | cap | Victoria 115/33/13.8 kV | m:P:bushv in MW | 3.9609 | ElmTr3
2026 | 2026_DzMD_GzMD_Dp00_Gp00 | A1-Pensilvania 33 kV | All generators | 0.94 | cap | Victoria 115/33/13.8 kV | m:P:bushv in MW | 3.9551 | ElmTr3
2026 | 2026_DzMD_GzMD_Dp00_Gp00 | A1-Pensilvania 33 kV | All generators | 0.95 | cap | Victoria 115/33/13.8 kV | m:P:bushv in MW | 3.9523 | ElmTr3
2026 | 2026_DzMD_GzMD_Dp00_Gp00 | A1-Pensilvania 33 kV | All generators | 0.96 | cap | Victoria 115/33/13.8 kV | m:P:bushv in MW | 3.9523 | ElmTr3
2026 | 2026_DzMD_GzMD_Dp00_Gp00 | A1-Pensilvania 33 kV | All generators | 0.97 | cap | Victoria 115/33/13.8 kV | m:P:bushv in MW | 3.9556 | ElmTr3
2026 | 2026_DzMD_GzMD_Dp00_Gp00 | A1-Pensilvania 33 kV | All generators | 0.98 | cap | Victoria 115/33/13.8 kV | m:P:bushv in MW | 3.9632 | ElmTr3
2026 | 2026_DzMD_GzMD_Dp00_Gp00 | A1-Pensilvania 33 kV | All generators | 0.99 | cap | Victoria 115/33/13.8 kV | m:P:bushv in MW | 3.9778 | ElmTr3
2026 | 2026_DzMD_GzMD_Dp00_Gp00 | A1-Pensilvania 33 kV | All generators | 1 | cap | Victoria 115/33/13.8 kV | m:P:bushv in MW | 4.0295 | ElmTr3
2026 | 2026_DzMD_GzMD_Dp00_Gp00 | A1-Pensilvania 33 kV | All generators | 0.9 | cap | Victoria 115/33/13.8 kV | m:Q:bushv in Mvar | 6.2949 | ElmTr3
2026 | 2026_DzMD_GzMD_Dp00_Gp00 | A1-Pensilvania 33 kV | All generators | 0.91 | cap | Victoria 115/33/13.8 kV | m:Q:bushv in Mvar | 6.0003 | ElmTr3
2026 | 2026_DzMD_GzMD_Dp00_Gp00 | A1-Pensilvania 33 kV | All generators | 0.92 | cap | Victoria 115/33/13.8 kV | m:Q:bushv in Mvar | 5.715 | ElmTr3
2026 | 2026_DzMD_GzMD_Dp00_Gp00 | A1-Pensilvania 33 kV | All generators | 0.93 | cap | Victoria 115/33/13.8 kV | m:Q:bushv in Mvar | 5.4352 | ElmTr3
2026 | 2026_DzMD_GzMD_Dp00_Gp00 | A1-Pensilvania 33 kV | All generators | 0.94 | cap | Victoria 115/33/13.8 kV | m:Q:bushv in Mvar | 5.157 | ElmTr3
2026 | 2026_DzMD_GzMD_Dp00_Gp00 | A1-Pensilvania 33 kV | All generators | 0.95 | cap | Victoria 115/33/13.8 kV | m:Q:bushv in Mvar | 4.8762 | ElmTr3
2026 | 2026_DzMD_GzMD_Dp00_Gp00 | A1-Pensilvania 33 kV | All generators | 0.96 | cap | Victoria 115/33/13.8 kV | m:Q:bushv in Mvar | 4.5875 | ElmTr3
2026 | 2026_DzMD_GzMD_Dp00_Gp00 | A1-Pensilvania 33 kV | All generators | 0.97 | cap | Victoria 115/33/13.8 kV | m:Q:bushv in Mvar | 4.2825 | ElmTr3
2026 | 2026_DzMD_GzMD_Dp00_Gp00 | A1-Pensilvania 33 kV | All generators | 0.98 | cap | Victoria 115/33/13.8 kV | m:Q:bushv in Mvar | 3.9463 | ElmTr3
2026 | 2026_DzMD_GzMD_Dp00_Gp00 | A1-Pensilvania 33 kV | All generators | 0.99 | cap | Victoria 115/33/13.8 kV | m:Q:bushv in Mvar | 3.5408 | ElmTr3
2026 | 2026_DzMD_GzMD_Dp00_Gp00 | A1-Pensilvania 33 kV | All generators | 1 | cap | Victoria 115/33/13.8 kV | m:Q:bushv in Mvar | 2.6666 | ElmTr3
2026 | 2026_DzMD_GzMD_Dp00_Gp00 | A1-Pensilvania 33 kV | All generators | 0.9 | cap | Victoria 115/33/13.8 kV | m:cosphi:bushv | 0.53599 | ElmTr3
2026 | 2026_DzMD_GzMD_Dp00_Gp00 | A1-Pensilvania 33 kV | All generators | 0.91 | cap | Victoria 115/33/13.8 kV | m:cosphi:bushv | 0.55288 | ElmTr3
2026 | 2026_DzMD_GzMD_Dp00_Gp00 | A1-Pensilvania 33 kV | All generators | 0.92 | cap | Victoria 115/33/13.8 kV | m:cosphi:bushv | 0.57047 | ElmTr3
2026 | 2026_DzMD_GzMD_Dp00_Gp00 | A1-Pensilvania 33 kV | All generators | 0.93 | cap | Victoria 115/33/13.8 kV | m:cosphi:bushv | 0.58895 | ElmTr3
2026 | 2026_DzMD_GzMD_Dp00_Gp00 | A1-Pensilvania 33 kV | All generators | 0.94 | cap | Victoria 115/33/13.8 kV | m:cosphi:bushv | 0.60857 | ElmTr3
2026 | 2026_DzMD_GzMD_Dp00_Gp00 | A1-Pensilvania 33 kV | All generators | 0.95 | cap | Victoria 115/33/13.8 kV | m:cosphi:bushv | 0.62966 | ElmTr3
2026 | 2026_DzMD_GzMD_Dp00_Gp00 | A1-Pensilvania 33 kV | All generators | 0.96 | cap | Victoria 115/33/13.8 kV | m:cosphi:bushv | 0.65271 | ElmTr3
2026 | 2026_DzMD_GzMD_Dp00_Gp00 | A1-Pensilvania 33 kV | All generators | 0.97 | cap | Victoria 115/33/13.8 kV | m:cosphi:bushv | 0.67851 | ElmTr3
2026 | 2026_DzMD_GzMD_Dp00_Gp00 | A1-Pensilvania 33 kV | All generators | 0.98 | cap | Victoria 115/33/13.8 kV | m:cosphi:bushv | 0.70862 | ElmTr3
2026 | 2026_DzMD_GzMD_Dp00_Gp00 | A1-Pensilvania 33 kV | All generators | 0.99 | cap | Victoria 115/33/13.8 kV | m:cosphi:bushv | 0.74695 | ElmTr3
2026 | 2026_DzMD_GzMD_Dp00_Gp00 | A1-Pensilvania 33 kV | All generators | 1 | cap | Victoria 115/33/13.8 kV | m:cosphi:bushv | 0.83394 | ElmTr3
2026 | 2026_DzMD_GzMD_Dp00_Gp00 | A1-Pensilvania 33 kV | All generators | 0.9 | ind | Dorada - Magdalena 115 kV | m:P:bus1 in MW | 60.4058 | ElmLne
2026 | 2026_DzMD_GzMD_Dp00_Gp00 | A1-Pensilvania 33 kV | All generators | 0.91 | ind | Dorada - Magdalena 115 kV | m:P:bus1 in MW | 60.4012 | ElmLne
2026 | 2026_DzMD_GzMD_Dp00_Gp00 | A1-Pensilvania 33 kV | All generators | 0.92 | ind | Dorada - Magdalena 115 kV | m:P:bus1 in MW | 60.3963 | ElmLne
2026 | 2026_DzMD_GzMD_Dp00_Gp00 | A1-Pensilvania 33 kV | All generators | 0.93 | ind | Dorada - Magdalena 115 kV | m:P:bus1 in MW | 60.391 | ElmLne
2026 | 2026_DzMD_GzMD_Dp00_Gp00 | A1-Pensilvania 33 kV | All generators | 0.94 | ind | Dorada - Magdalena 115 kV | m:P:bus1 in MW | 60.3853 | ElmLne
2026 | 2026_DzMD_GzMD_Dp00_Gp00 | A1-Pensilvania 33 kV | All generators | 0.95 | ind | Dorada - Magdalena 115 kV | m:P:bus1 in MW | 60.3791 | ElmLne
2026 | 2026_DzMD_GzMD_Dp00_Gp00 | A1-Pensilvania 33 kV | All generators | 0.96 | ind | Dorada - Magdalena 115 kV | m:P:bus1 in MW | 60.372 | ElmLne
2026 | 2026_DzMD_GzMD_Dp00_Gp00 | A1-Pensilvania 33 kV | All generators | 0.97 | ind | Dorada - Magdalena 115 kV | m:P:bus1 in MW | 60.3639 | ElmLne
2026 | 2026_DzMD_GzMD_Dp00_Gp00 | A1-Pensilvania 33 kV | All generators | 0.98 | ind | Dorada - Magdalena 115 kV | m:P:bus1 in MW | 60.354 | ElmLne
2026 | 2026_DzMD_GzMD_Dp00_Gp00 | A1-Pensilvania 33 kV | All generators | 0.99 | ind | Dorada - Magdalena 115 kV | m:P:bus1 in MW | 60.3407 | ElmLne
2026 | 2026_DzMD_GzMD_Dp00_Gp00 | A1-Pensilvania 33 kV | All generators | 1 | ind | Dorada - Magdalena 115 kV | m:P:bus1 in MW | 60.3053 | ElmLne
2026 | 2026_DzMD_GzMD_Dp00_Gp00 | A1-Pensilvania 33 kV | All generators | 0.9 | ind | Dorada - Magdalena 115 kV | m:P:bus2 in MW | -60.2141 | ElmLne
2026 | 2026_DzMD_GzMD_Dp00_Gp00 | A1-Pensilvania 33 kV | All generators | 0.91 | ind | Dorada - Magdalena 115 kV | m:P:bus2 in MW | -60.2094 | ElmLne
2026 | 2026_DzMD_GzMD_Dp00_Gp00 | A1-Pensilvania 33 kV | All generators | 0.92 | ind | Dorada - Magdalena 115 kV | m:P:bus2 in MW | -60.2045 | ElmLne
2026 | 2026_DzMD_GzMD_Dp00_Gp00 | A1-Pensilvania 33 kV | All generators | 0.93 | ind | Dorada - Magdalena 115 kV | m:P:bus2 in MW | -60.1992 | ElmLne
2026 | 2026_DzMD_GzMD_Dp00_Gp00 | A1-Pensilvania 33 kV | All generators | 0.94 | ind | Dorada - Magdalena 115 kV | m:P:bus2 in MW | -60.1935 | ElmLne
2026 | 2026_DzMD_GzMD_Dp00_Gp00 | A1-Pensilvania 33 kV | All generators | 0.95 | ind | Dorada - Magdalena 115 kV | m:P:bus2 in MW | -60.1873 | ElmLne
2026 | 2026_DzMD_GzMD_Dp00_Gp00 | A1-Pensilvania 33 kV | All generators | 0.96 | ind | Dorada - Magdalena 115 kV | m:P:bus2 in MW | -60.1802 | ElmLne
2026 | 2026_DzMD_GzMD_Dp00_Gp00 | A1-Pensilvania 33 kV | All generators | 0.97 | ind | Dorada - Magdalena 115 kV | m:P:bus2 in MW | -60.1721 | ElmLne
2026 | 2026_DzMD_GzMD_Dp00_Gp00 | A1-Pensilvania 33 kV | All generators | 0.98 | ind | Dorada - Magdalena 115 kV | m:P:bus2 in MW | -60.1622 | ElmLne
2026 | 2026_DzMD_GzMD_Dp00_Gp00 | A1-Pensilvania 33 kV | All generators | 0.99 | ind | Dorada - Magdalena 115 kV | m:P:bus2 in MW | -60.1489 | ElmLne
2026 | 2026_DzMD_GzMD_Dp00_Gp00 | A1-Pensilvania 33 kV | All generators | 1 | ind | Dorada - Magdalena 115 kV | m:P:bus2 in MW | -60.1134 | ElmLne
2026 | 2026_DzMD_GzMD_Dp00_Gp00 | A1-Pensilvania 33 kV | All generators | 0.9 | ind | Dorada - Magdalena 115 kV | m:Q:bus1 in Mvar | 4.0707 | ElmLne
2026 | 2026_DzMD_GzMD_Dp00_Gp00 | A1-Pensilvania 33 kV | All generators | 0.91 | ind | Dorada - Magdalena 115 kV | m:Q:bus1 in Mvar | 4.0483 | ElmLne
2026 | 2026_DzMD_GzMD_Dp00_Gp00 | A1-Pensilvania 33 kV | All generators | 0.92 | ind | Dorada - Magdalena 115 kV | m:Q:bus1 in Mvar | 4.0249 | ElmLne
2026 | 2026_DzMD_GzMD_Dp00_Gp00 | A1-Pensilvania 33 kV | All generators | 0.93 | ind | Dorada - Magdalena 115 kV | m:Q:bus1 in Mvar | 4.0002 | ElmLne
2026 | 2026_DzMD_GzMD_Dp00_Gp00 | A1-Pensilvania 33 kV | All generators | 0.94 | ind | Dorada - Magdalena 115 kV | m:Q:bus1 in Mvar | 3.974 | ElmLne
2026 | 2026_DzMD_GzMD_Dp00_Gp00 | A1-Pensilvania 33 kV | All generators | 0.95 | ind | Dorada - Magdalena 115 kV | m:Q:bus1 in Mvar | 3.9457 | ElmLne
2026 | 2026_DzMD_GzMD_Dp00_Gp00 | A1-Pensilvania 33 kV | All generators | 0.96 | ind | Dorada - Magdalena 115 kV | m:Q:bus1 in Mvar | 3.9146 | ElmLne
2026 | 2026_DzMD_GzMD_Dp00_Gp00 | A1-Pensilvania 33 kV | All generators | 0.97 | ind | Dorada - Magdalena 115 kV | m:Q:bus1 in Mvar | 3.8795 | ElmLne
2026 | 2026_DzMD_GzMD_Dp00_Gp00 | A1-Pensilvania 33 kV | All generators | 0.98 | ind | Dorada - Magdalena 115 kV | m:Q:bus1 in Mvar | 3.8378 | ElmLne
2026 | 2026_DzMD_GzMD_Dp00_Gp00 | A1-Pensilvania 33 kV | All generators | 0.99 | ind | Dorada - Magdalena 115 kV | m:Q:bus1 in Mvar | 3.7831 | ElmLne
2026 | 2026_DzMD_GzMD_Dp00_Gp00 | A1-Pensilvania 33 kV | All generators | 1 | ind | Dorada - Magdalena 115 kV | m:Q:bus1 in Mvar | 3.6462 | ElmLne
2026 | 2026_DzMD_GzMD_Dp00_Gp00 | A1-Pensilvania 33 kV | All generators | 0.9 | ind | Dorada - Magdalena 115 kV | m:Q:bus2 in Mvar | -3.4834 | ElmLne
2026 | 2026_DzMD_GzMD_Dp00_Gp00 | A1-Pensilvania 33 kV | All generators | 0.91 | ind | Dorada - Magdalena 115 kV | m:Q:bus2 in Mvar | -3.4608 | ElmLne
2026 | 2026_DzMD_GzMD_Dp00_Gp00 | A1-Pensilvania 33 kV | All generators | 0.92 | ind | Dorada - Magdalena 115 kV | m:Q:bus2 in Mvar | -3.4373 | ElmLne
2026 | 2026_DzMD_GzMD_Dp00_Gp00 | A1-Pensilvania 33 kV | All generators | 0.93 | ind | Dorada - Magdalena 115 kV | m:Q:bus2 in Mvar | -3.4125 | ElmLne
2026 | 2026_DzMD_GzMD_Dp00_Gp00 | A1-Pensilvania 33 kV | All generators | 0.94 | ind | Dorada - Magdalena 115 kV | m:Q:bus2 in Mvar | -3.3862 | ElmLne
2026 | 2026_DzMD_GzMD_Dp00_Gp00 | A1-Pensilvania 33 kV | All generators | 0.95 | ind | Dorada - Magdalena 115 kV | m:Q:bus2 in Mvar | -3.3577 | ElmLne
2026 | 2026_DzMD_GzMD_Dp00_Gp00 | A1-Pensilvania 33 kV | All generators | 0.96 | ind | Dorada - Magdalena 115 kV | m:Q:bus2 in Mvar | -3.3265 | ElmLne
2026 | 2026_DzMD_GzMD_Dp00_Gp00 | A1-Pensilvania 33 kV | All generators | 0.97 | ind | Dorada - Magdalena 115 kV | m:Q:bus2 in Mvar | -3.2912 | ElmLne
2026 | 2026_DzMD_GzMD_Dp00_Gp00 | A1-Pensilvania 33 kV | All generators | 0.98 | ind | Dorada - Magdalena 115 kV | m:Q:bus2 in Mvar | -3.2493 | ElmLne
2026 | 2026_DzMD_GzMD_Dp00_Gp00 | A1-Pensilvania 33 kV | All generators | 0.99 | ind | Dorada - Magdalena 115 kV | m:Q:bus2 in Mvar | -3.1944 | ElmLne
2026 | 2026_DzMD_GzMD_Dp00_Gp00 | A1-Pensilvania 33 kV | All generators | 1 | ind | Dorada - Magdalena 115 kV | m:Q:bus2 in Mvar | -3.0569 | ElmLne
2026 | 2026_DzMD_GzMD_Dp00_Gp00 | A1-Pensilvania 33 kV | All generators | 0.9 | ind | Dorada - Magdalena 115 kV | m:cosphi:bus1 | 0.99774 | ElmLne
2026 | 2026_DzMD_GzMD_Dp00_Gp00 | A1-Pensilvania 33 kV | All generators | 0.91 | ind | Dorada - Magdalena 115 kV | m:cosphi:bus1 | 0.99776 | ElmLne
2026 | 2026_DzMD_GzMD_Dp00_Gp00 | A1-Pensilvania 33 kV | All generators | 0.92 | ind | Dorada - Magdalena 115 kV | m:cosphi:bus1 | 0.99779 | ElmLne
2026 | 2026_DzMD_GzMD_Dp00_Gp00 | A1-Pensilvania 33 kV | All generators | 0.93 | ind | Dorada - Magdalena 115 kV | m:cosphi:bus1 | 0.99781 | ElmLne
2026 | 2026_DzMD_GzMD_Dp00_Gp00 | A1-Pensilvania 33 kV | All generators | 0.94 | ind | Dorada - Magdalena 115 kV | m:cosphi:bus1 | 0.99784 | ElmLne
2026 | 2026_DzMD_GzMD_Dp00_Gp00 | A1-Pensilvania 33 kV | All generators | 0.95 | ind | Dorada - Magdalena 115 kV | m:cosphi:bus1 | 0.99787 | ElmLne
2026 | 2026_DzMD_GzMD_Dp00_Gp00 | A1-Pensilvania 33 kV | All generators | 0.96 | ind | Dorada - Magdalena 115 kV | m:cosphi:bus1 | 0.9979 | ElmLne
2026 | 2026_DzMD_GzMD_Dp00_Gp00 | A1-Pensilvania 33 kV | All generators | 0.97 | ind | Dorada - Magdalena 115 kV | m:cosphi:bus1 | 0.99794 | ElmLne
2026 | 2026_DzMD_GzMD_Dp00_Gp00 | A1-Pensilvania 33 kV | All generators | 0.98 | ind | Dorada - Magdalena 115 kV | m:cosphi:bus1 | 0.99798 | ElmLne
2026 | 2026_DzMD_GzMD_Dp00_Gp00 | A1-Pensilvania 33 kV | All generators | 0.99 | ind | Dorada - Magdalena 115 kV | m:cosphi:bus1 | 0.99804 | ElmLne
2026 | 2026_DzMD_GzMD_Dp00_Gp00 | A1-Pensilvania 33 kV | All generators | 1 | ind | Dorada - Magdalena 115 kV | m:cosphi:bus1 | 0.99818 | ElmLne
2026 | 2026_DzMD_GzMD_Dp00_Gp00 | A1-Pensilvania 33 kV | All generators | 0.9 | ind | Dorada - Magdalena 115 kV | m:cosphi:bus2 | -0.99833 | ElmLne
2026 | 2026_DzMD_GzMD_Dp00_Gp00 | A1-Pensilvania 33 kV | All generators | 0.91 | ind | Dorada - Magdalena 115 kV | m:cosphi:bus2 | -0.99835 | ElmLne
2026 | 2026_DzMD_GzMD_Dp00_Gp00 | A1-Pensilvania 33 kV | All generators | 0.92 | ind | Dorada - Magdalena 115 kV | m:cosphi:bus2 | -0.99837 | ElmLne
2026 | 2026_DzMD_GzMD_Dp00_Gp00 | A1-Pensilvania 33 kV | All generators | 0.93 | ind | Dorada - Magdalena 115 kV | m:cosphi:bus2 | -0.9984 | ElmLne
2026 | 2026_DzMD_GzMD_Dp00_Gp00 | A1-Pensilvania 33 kV | All generators | 0.94 | ind | Dorada - Magdalena 115 kV | m:cosphi:bus2 | -0.99842 | ElmLne
2026 | 2026_DzMD_GzMD_Dp00_Gp00 | A1-Pensilvania 33 kV | All generators | 0.95 | ind | Dorada - Magdalena 115 kV | m:cosphi:bus2 | -0.99845 | ElmLne
2026 | 2026_DzMD_GzMD_Dp00_Gp00 | A1-Pensilvania 33 kV | All generators | 0.96 | ind | Dorada - Magdalena 115 kV | m:cosphi:bus2 | -0.99848 | ElmLne
2026 | 2026_DzMD_GzMD_Dp00_Gp00 | A1-Pensilvania 33 kV | All generators | 0.97 | ind | Dorada - Magdalena 115 kV | m:cosphi:bus2 | -0.99851 | ElmLne
2026 | 2026_DzMD_GzMD_Dp00_Gp00 | A1-Pensilvania 33 kV | All generators | 0.98 | ind | Dorada - Magdalena 115 kV | m:cosphi:bus2 | -0.99855 | ElmLne
2026 | 2026_DzMD_GzMD_Dp00_Gp00 | A1-Pensilvania 33 kV | All generators | 0.99 | ind | Dorada - Magdalena 115 kV | m:cosphi:bus2 | -0.99859 | ElmLne
2026 | 2026_DzMD_GzMD_Dp00_Gp00 | A1-Pensilvania 33 kV | All generators | 1 | ind | Dorada - Magdalena 115 kV | m:cosphi:bus2 | -0.99871 | ElmLne
2026 | 2026_DzMD_GzMD_Dp00_Gp00 | A1-Pensilvania 33 kV | All generators | 0.9 | ind | Mariquita - Victoria 2 115 | m:P:bus1 in MW | -14.3743 | ElmLne
2026 | 2026_DzMD_GzMD_Dp00_Gp00 | A1-Pensilvania 33 kV | All generators | 0.91 | ind | Mariquita - Victoria 2 115 | m:P:bus1 in MW | -14.3726 | ElmLne
2026 | 2026_DzMD_GzMD_Dp00_Gp00 | A1-Pensilvania 33 kV | All generators | 0.92 | ind | Mariquita - Victoria 2 115 | m:P:bus1 in MW | -14.3709 | ElmLne
2026 | 2026_DzMD_GzMD_Dp00_Gp00 | A1-Pensilvania 33 kV | All generators | 0.93 | ind | Mariquita - Victoria 2 115 | m:P:bus1 in MW | -14.369 | ElmLne
2026 | 2026_DzMD_GzMD_Dp00_Gp00 | A1-Pensilvania 33 kV | All generators | 0.94 | ind | Mariquita - Victoria 2 115 | m:P:bus1 in MW | -14.3671 | ElmLne
2026 | 2026_DzMD_GzMD_Dp00_Gp00 | A1-Pensilvania 33 kV | All generators | 0.95 | ind | Mariquita - Victoria 2 115 | m:P:bus1 in MW | -14.365 | ElmLne
2026 | 2026_DzMD_GzMD_Dp00_Gp00 | A1-Pensilvania 33 kV | All generators | 0.96 | ind | Mariquita - Victoria 2 115 | m:P:bus1 in MW | -14.3627 | ElmLne
2026 | 2026_DzMD_GzMD_Dp00_Gp00 | A1-Pensilvania 33 kV | All generators | 0.97 | ind | Mariquita - Victoria 2 115 | m:P:bus1 in MW | -14.3601 | ElmLne
2026 | 2026_DzMD_GzMD_Dp00_Gp00 | A1-Pensilvania 33 kV | All generators | 0.98 | ind | Mariquita - Victoria 2 115 | m:P:bus1 in MW | -14.357 | ElmLne
2026 | 2026_DzMD_GzMD_Dp00_Gp00 | A1-Pensilvania 33 kV | All generators | 0.99 | ind | Mariquita - Victoria 2 115 | m:P:bus1 in MW | -14.353 | ElmLne
2026 | 2026_DzMD_GzMD_Dp00_Gp00 | A1-Pensilvania 33 kV | All generators | 1 | ind | Mariquita - Victoria 2 115 | m:P:bus1 in MW | -14.3431 | ElmLne
2026 | 2026_DzMD_GzMD_Dp00_Gp00 | A1-Pensilvania 33 kV | All generators | 0.9 | ind | Mariquita - Victoria 2 115 | m:P:bus2 in MW | 14.4199 | ElmLne
2026 | 2026_DzMD_GzMD_Dp00_Gp00 | A1-Pensilvania 33 kV | All generators | 0.91 | ind | Mariquita - Victoria 2 115 | m:P:bus2 in MW | 14.4183 | ElmLne
2026 | 2026_DzMD_GzMD_Dp00_Gp00 | A1-Pensilvania 33 kV | All generators | 0.92 | ind | Mariquita - Victoria 2 115 | m:P:bus2 in MW | 14.4165 | ElmLne
2026 | 2026_DzMD_GzMD_Dp00_Gp00 | A1-Pensilvania 33 kV | All generators | 0.93 | ind | Mariquita - Victoria 2 115 | m:P:bus2 in MW | 14.4147 | ElmLne
2026 | 2026_DzMD_GzMD_Dp00_Gp00 | A1-Pensilvania 33 kV | All generators | 0.94 | ind | Mariquita - Victoria 2 115 | m:P:bus2 in MW | 14.4127 | ElmLne
2026 | 2026_DzMD_GzMD_Dp00_Gp00 | A1-Pensilvania 33 kV | All generators | 0.95 | ind | Mariquita - Victoria 2 115 | m:P:bus2 in MW | 14.4106 | ElmLne
2026 | 2026_DzMD_GzMD_Dp00_Gp00 | A1-Pensilvania 33 kV | All generators | 0.96 | ind | Mariquita - Victoria 2 115 | m:P:bus2 in MW | 14.4083 | ElmLne
2026 | 2026_DzMD_GzMD_Dp00_Gp00 | A1-Pensilvania 33 kV | All generators | 0.97 | ind | Mariquita - Victoria 2 115 | m:P:bus2 in MW | 14.4057 | ElmLne
2026 | 2026_DzMD_GzMD_Dp00_Gp00 | A1-Pensilvania 33 kV | All generators | 0.98 | ind | Mariquita - Victoria 2 115 | m:P:bus2 in MW | 14.4027 | ElmLne
2026 | 2026_DzMD_GzMD_Dp00_Gp00 | A1-Pensilvania 33 kV | All generators | 0.99 | ind | Mariquita - Victoria 2 115 | m:P:bus2 in MW | 14.3987 | ElmLne
2026 | 2026_DzMD_GzMD_Dp00_Gp00 | A1-Pensilvania 33 kV | All generators | 1 | ind | Mariquita - Victoria 2 115 | m:P:bus2 in MW | 14.3887 | ElmLne
2026 | 2026_DzMD_GzMD_Dp00_Gp00 | A1-Pensilvania 33 kV | All generators | 0.9 | ind | Mariquita - Victoria 2 115 | m:Q:bus1 in Mvar | -3.5174 | ElmLne
2026 | 2026_DzMD_GzMD_Dp00_Gp00 | A1-Pensilvania 33 kV | All generators | 0.91 | ind | Mariquita - Victoria 2 115 | m:Q:bus1 in Mvar | -3.5149 | ElmLne
2026 | 2026_DzMD_GzMD_Dp00_Gp00 | A1-Pensilvania 33 kV | All generators | 0.92 | ind | Mariquita - Victoria 2 115 | m:Q:bus1 in Mvar | -3.5123 | ElmLne
2026 | 2026_DzMD_GzMD_Dp00_Gp00 | A1-Pensilvania 33 kV | All generators | 0.93 | ind | Mariquita - Victoria 2 115 | m:Q:bus1 in Mvar | -3.5096 | ElmLne
2026 | 2026_DzMD_GzMD_Dp00_Gp00 | A1-Pensilvania 33 kV | All generators | 0.94 | ind | Mariquita - Victoria 2 115 | m:Q:bus1 in Mvar | -3.5067 | ElmLne
2026 | 2026_DzMD_GzMD_Dp00_Gp00 | A1-Pensilvania 33 kV | All generators | 0.95 | ind | Mariquita - Victoria 2 115 | m:Q:bus1 in Mvar | -3.5037 | ElmLne
2026 | 2026_DzMD_GzMD_Dp00_Gp00 | A1-Pensilvania 33 kV | All generators | 0.96 | ind | Mariquita - Victoria 2 115 | m:Q:bus1 in Mvar | -3.5003 | ElmLne
2026 | 2026_DzMD_GzMD_Dp00_Gp00 | A1-Pensilvania 33 kV | All generators | 0.97 | ind | Mariquita - Victoria 2 115 | m:Q:bus1 in Mvar | -3.4965 | ElmLne
2026 | 2026_DzMD_GzMD_Dp00_Gp00 | A1-Pensilvania 33 kV | All generators | 0.98 | ind | Mariquita - Victoria 2 115 | m:Q:bus1 in Mvar | -3.492 | ElmLne
2026 | 2026_DzMD_GzMD_Dp00_Gp00 | A1-Pensilvania 33 kV | All generators | 0.99 | ind | Mariquita - Victoria 2 115 | m:Q:bus1 in Mvar | -3.4861 | ElmLne
2026 | 2026_DzMD_GzMD_Dp00_Gp00 | A1-Pensilvania 33 kV | All generators | 1 | ind | Mariquita - Victoria 2 115 | m:Q:bus1 in Mvar | -3.4716 | ElmLne
2026 | 2026_DzMD_GzMD_Dp00_Gp00 | A1-Pensilvania 33 kV | All generators | 0.9 | ind | Mariquita - Victoria 2 115 | m:Q:bus2 in Mvar | 2.9675 | ElmLne
2026 | 2026_DzMD_GzMD_Dp00_Gp00 | A1-Pensilvania 33 kV | All generators | 0.91 | ind | Mariquita - Victoria 2 115 | m:Q:bus2 in Mvar | 2.9652 | ElmLne
2026 | 2026_DzMD_GzMD_Dp00_Gp00 | A1-Pensilvania 33 kV | All generators | 0.92 | ind | Mariquita - Victoria 2 115 | m:Q:bus2 in Mvar | 2.9629 | ElmLne
2026 | 2026_DzMD_GzMD_Dp00_Gp00 | A1-Pensilvania 33 kV | All generators | 0.93 | ind | Mariquita - Victoria 2 115 | m:Q:bus2 in Mvar | 2.9605 | ElmLne
2026 | 2026_DzMD_GzMD_Dp00_Gp00 | A1-Pensilvania 33 kV | All generators | 0.94 | ind | Mariquita - Victoria 2 115 | m:Q:bus2 in Mvar | 2.9579 | ElmLne
2026 | 2026_DzMD_GzMD_Dp00_Gp00 | A1-Pensilvania 33 kV | All generators | 0.95 | ind | Mariquita - Victoria 2 115 | m:Q:bus2 in Mvar | 2.9551 | ElmLne
2026 | 2026_DzMD_GzMD_Dp00_Gp00 | A1-Pensilvania 33 kV | All generators | 0.96 | ind | Mariquita - Victoria 2 115 | m:Q:bus2 in Mvar | 2.952 | ElmLne
2026 | 2026_DzMD_GzMD_Dp00_Gp00 | A1-Pensilvania 33 kV | All generators | 0.97 | ind | Mariquita - Victoria 2 115 | m:Q:bus2 in Mvar | 2.9486 | ElmLne
2026 | 2026_DzMD_GzMD_Dp00_Gp00 | A1-Pensilvania 33 kV | All generators | 0.98 | ind | Mariquita - Victoria 2 115 | m:Q:bus2 in Mvar | 2.9445 | ElmLne
2026 | 2026_DzMD_GzMD_Dp00_Gp00 | A1-Pensilvania 33 kV | All generators | 0.99 | ind | Mariquita - Victoria 2 115 | m:Q:bus2 in Mvar | 2.9392 | ElmLne
2026 | 2026_DzMD_GzMD_Dp00_Gp00 | A1-Pensilvania 33 kV | All generators | 1 | ind | Mariquita - Victoria 2 115 | m:Q:bus2 in Mvar | 2.9262 | ElmLne
2026 | 2026_DzMD_GzMD_Dp00_Gp00 | A1-Pensilvania 33 kV | All generators | 0.9 | ind | Mariquita - Victoria 2 115 | m:cosphi:bus1 | -0.97134 | ElmLne
2026 | 2026_DzMD_GzMD_Dp00_Gp00 | A1-Pensilvania 33 kV | All generators | 0.91 | ind | Mariquita - Victoria 2 115 | m:cosphi:bus1 | -0.97137 | ElmLne
2026 | 2026_DzMD_GzMD_Dp00_Gp00 | A1-Pensilvania 33 kV | All generators | 0.92 | ind | Mariquita - Victoria 2 115 | m:cosphi:bus1 | -0.97141 | ElmLne
2026 | 2026_DzMD_GzMD_Dp00_Gp00 | A1-Pensilvania 33 kV | All generators | 0.93 | ind | Mariquita - Victoria 2 115 | m:cosphi:bus1 | -0.97144 | ElmLne
2026 | 2026_DzMD_GzMD_Dp00_Gp00 | A1-Pensilvania 33 kV | All generators | 0.94 | ind | Mariquita - Victoria 2 115 | m:cosphi:bus1 | -0.97148 | ElmLne
2026 | 2026_DzMD_GzMD_Dp00_Gp00 | A1-Pensilvania 33 kV | All generators | 0.95 | ind | Mariquita - Victoria 2 115 | m:cosphi:bus1 | -0.97152 | ElmLne
2026 | 2026_DzMD_GzMD_Dp00_Gp00 | A1-Pensilvania 33 kV | All generators | 0.96 | ind | Mariquita - Victoria 2 115 | m:cosphi:bus1 | -0.97156 | ElmLne
2026 | 2026_DzMD_GzMD_Dp00_Gp00 | A1-Pensilvania 33 kV | All generators | 0.97 | ind | Mariquita - Victoria 2 115 | m:cosphi:bus1 | -0.97161 | ElmLne
2026 | 2026_DzMD_GzMD_Dp00_Gp00 | A1-Pensilvania 33 kV | All generators | 0.98 | ind | Mariquita - Victoria 2 115 | m:cosphi:bus1 | -0.97167 | ElmLne
2026 | 2026_DzMD_GzMD_Dp00_Gp00 | A1-Pensilvania 33 kV | All generators | 0.99 | ind | Mariquita - Victoria 2 115 | m:cosphi:bus1 | -0.97175 | ElmLne
2026 | 2026_DzMD_GzMD_Dp00_Gp00 | A1-Pensilvania 33 kV | All generators | 1 | ind | Mariquita - Victoria 2 115 | m:cosphi:bus1 | -0.97193 | ElmLne
2026 | 2026_DzMD_GzMD_Dp00_Gp00 | A1-Pensilvania 33 kV | All generators | 0.9 | ind | Mariquita - Victoria 2 115 | m:cosphi:bus2 | 0.97947 | ElmLne
2026 | 2026_DzMD_GzMD_Dp00_Gp00 | A1-Pensilvania 33 kV | All generators | 0.91 | ind | Mariquita - Victoria 2 115 | m:cosphi:bus2 | 0.9795 | ElmLne
2026 | 2026_DzMD_GzMD_Dp00_Gp00 | A1-Pensilvania 33 kV | All generators | 0.92 | ind | Mariquita - Victoria 2 115 | m:cosphi:bus2 | 0.97953 | ElmLne
2026 | 2026_DzMD_GzMD_Dp00_Gp00 | A1-Pensilvania 33 kV | All generators | 0.93 | ind | Mariquita - Victoria 2 115 | m:cosphi:bus2 | 0.97955 | ElmLne
2026 | 2026_DzMD_GzMD_Dp00_Gp00 | A1-Pensilvania 33 kV | All generators | 0.94 | ind | Mariquita - Victoria 2 115 | m:cosphi:bus2 | 0.97958 | ElmLne
2026 | 2026_DzMD_GzMD_Dp00_Gp00 | A1-Pensilvania 33 kV | All generators | 0.95 | ind | Mariquita - Victoria 2 115 | m:cosphi:bus2 | 0.97962 | ElmLne
2026 | 2026_DzMD_GzMD_Dp00_Gp00 | A1-Pensilvania 33 kV | All generators | 0.96 | ind | Mariquita - Victoria 2 115 | m:cosphi:bus2 | 0.97965 | ElmLne
2026 | 2026_DzMD_GzMD_Dp00_Gp00 | A1-Pensilvania 33 kV | All generators | 0.97 | ind | Mariquita - Victoria 2 115 | m:cosphi:bus2 | 0.97969 | ElmLne
2026 | 2026_DzMD_GzMD_Dp00_Gp00 | A1-Pensilvania 33 kV | All generators | 0.98 | ind | Mariquita - Victoria 2 115 | m:cosphi:bus2 | 0.97974 | ElmLne
2026 | 2026_DzMD_GzMD_Dp00_Gp00 | A1-Pensilvania 33 kV | All generators | 0.99 | ind | Mariquita - Victoria 2 115 | m:cosphi:bus2 | 0.97979 | ElmLne
2026 | 2026_DzMD_GzMD_Dp00_Gp00 | A1-Pensilvania 33 kV | All generators | 1 | ind | Mariquita - Victoria 2 115 | m:cosphi:bus2 | 0.97994 | ElmLne
2026 | 2026_DzMD_GzMD_Dp00_Gp00 | A1-Pensilvania 33 kV | All generators | 0.9 | ind | Dorada 115/33/13.8 kV | m:P:bushv in MW | -2.1198 | ElmTr3
2026 | 2026_DzMD_GzMD_Dp00_Gp00 | A1-Pensilvania 33 kV | All generators | 0.91 | ind | Dorada 115/33/13.8 kV | m:P:bushv in MW | -2.1222 | ElmTr3
2026 | 2026_DzMD_GzMD_Dp00_Gp00 | A1-Pensilvania 33 kV | All generators | 0.92 | ind | Dorada 115/33/13.8 kV | m:P:bushv in MW | -2.1246 | ElmTr3
2026 | 2026_DzMD_GzMD_Dp00_Gp00 | A1-Pensilvania 33 kV | All generators | 0.93 | ind | Dorada 115/33/13.8 kV | m:P:bushv in MW | -2.1269 | ElmTr3
2026 | 2026_DzMD_GzMD_Dp00_Gp00 | A1-Pensilvania 33 kV | All generators | 0.94 | ind | Dorada 115/33/13.8 kV | m:P:bushv in MW | -2.1291 | ElmTr3
2026 | 2026_DzMD_GzMD_Dp00_Gp00 | A1-Pensilvania 33 kV | All generators | 0.95 | ind | Dorada 115/33/13.8 kV | m:P:bushv in MW | -2.1313 | ElmTr3
2026 | 2026_DzMD_GzMD_Dp00_Gp00 | A1-Pensilvania 33 kV | All generators | 0.96 | ind | Dorada 115/33/13.8 kV | m:P:bushv in MW | -2.1335 | ElmTr3
2026 | 2026_DzMD_GzMD_Dp00_Gp00 | A1-Pensilvania 33 kV | All generators | 0.97 | ind | Dorada 115/33/13.8 kV | m:P:bushv in MW | -2.1355 | ElmTr3
2026 | 2026_DzMD_GzMD_Dp00_Gp00 | A1-Pensilvania 33 kV | All generators | 0.98 | ind | Dorada 115/33/13.8 kV | m:P:bushv in MW | -2.1375 | ElmTr3
2026 | 2026_DzMD_GzMD_Dp00_Gp00 | A1-Pensilvania 33 kV | All generators | 0.99 | ind | Dorada 115/33/13.8 kV | m:P:bushv in MW | -2.1393 | ElmTr3
2026 | 2026_DzMD_GzMD_Dp00_Gp00 | A1-Pensilvania 33 kV | All generators | 1 | ind | Dorada 115/33/13.8 kV | m:P:bushv in MW | -2.1398 | ElmTr3
2026 | 2026_DzMD_GzMD_Dp00_Gp00 | A1-Pensilvania 33 kV | All generators | 0.9 | ind | Dorada 115/33/13.8 kV | m:Q:bushv in Mvar | 4.3592 | ElmTr3
2026 | 2026_DzMD_GzMD_Dp00_Gp00 | A1-Pensilvania 33 kV | All generators | 0.91 | ind | Dorada 115/33/13.8 kV | m:Q:bushv in Mvar | 4.393 | ElmTr3
2026 | 2026_DzMD_GzMD_Dp00_Gp00 | A1-Pensilvania 33 kV | All generators | 0.92 | ind | Dorada 115/33/13.8 kV | m:Q:bushv in Mvar | 4.4283 | ElmTr3
2026 | 2026_DzMD_GzMD_Dp00_Gp00 | A1-Pensilvania 33 kV | All generators | 0.93 | ind | Dorada 115/33/13.8 kV | m:Q:bushv in Mvar | 4.4655 | ElmTr3
2026 | 2026_DzMD_GzMD_Dp00_Gp00 | A1-Pensilvania 33 kV | All generators | 0.94 | ind | Dorada 115/33/13.8 kV | m:Q:bushv in Mvar | 4.5051 | ElmTr3
2026 | 2026_DzMD_GzMD_Dp00_Gp00 | A1-Pensilvania 33 kV | All generators | 0.95 | ind | Dorada 115/33/13.8 kV | m:Q:bushv in Mvar | 4.5478 | ElmTr3
2026 | 2026_DzMD_GzMD_Dp00_Gp00 | A1-Pensilvania 33 kV | All generators | 0.96 | ind | Dorada 115/33/13.8 kV | m:Q:bushv in Mvar | 4.5947 | ElmTr3
2026 | 2026_DzMD_GzMD_Dp00_Gp00 | A1-Pensilvania 33 kV | All generators | 0.97 | ind | Dorada 115/33/13.8 kV | m:Q:bushv in Mvar | 4.6478 | ElmTr3
2026 | 2026_DzMD_GzMD_Dp00_Gp00 | A1-Pensilvania 33 kV | All generators | 0.98 | ind | Dorada 115/33/13.8 kV | m:Q:bushv in Mvar | 4.7107 | ElmTr3
2026 | 2026_DzMD_GzMD_Dp00_Gp00 | A1-Pensilvania 33 kV | All generators | 0.99 | ind | Dorada 115/33/13.8 kV | m:Q:bushv in Mvar | 4.7933 | ElmTr3
2026 | 2026_DzMD_GzMD_Dp00_Gp00 | A1-Pensilvania 33 kV | All generators | 1 | ind | Dorada 115/33/13.8 kV | m:Q:bushv in Mvar | 5.0002 | ElmTr3
2026 | 2026_DzMD_GzMD_Dp00_Gp00 | A1-Pensilvania 33 kV | All generators | 0.9 | ind | Dorada 115/33/13.8 kV | m:cosphi:bushv | -0.43732 | ElmTr3
2026 | 2026_DzMD_GzMD_Dp00_Gp00 | A1-Pensilvania 33 kV | All generators | 0.91 | ind | Dorada 115/33/13.8 kV | m:cosphi:bushv | -0.435 | ElmTr3
2026 | 2026_DzMD_GzMD_Dp00_Gp00 | A1-Pensilvania 33 kV | All generators | 0.92 | ind | Dorada 115/33/13.8 kV | m:cosphi:bushv | -0.43256 | ElmTr3
2026 | 2026_DzMD_GzMD_Dp00_Gp00 | A1-Pensilvania 33 kV | All generators | 0.93 | ind | Dorada 115/33/13.8 kV | m:cosphi:bushv | -0.43001 | ElmTr3
2026 | 2026_DzMD_GzMD_Dp00_Gp00 | A1-Pensilvania 33 kV | All generators | 0.94 | ind | Dorada 115/33/13.8 kV | m:cosphi:bushv | -0.42729 | ElmTr3
2026 | 2026_DzMD_GzMD_Dp00_Gp00 | A1-Pensilvania 33 kV | All generators | 0.95 | ind | Dorada 115/33/13.8 kV | m:cosphi:bushv | -0.42436 | ElmTr3
2026 | 2026_DzMD_GzMD_Dp00_Gp00 | A1-Pensilvania 33 kV | All generators | 0.96 | ind | Dorada 115/33/13.8 kV | m:cosphi:bushv | -0.42114 | ElmTr3
2026 | 2026_DzMD_GzMD_Dp00_Gp00 | A1-Pensilvania 33 kV | All generators | 0.97 | ind | Dorada 115/33/13.8 kV | m:cosphi:bushv | -0.41751 | ElmTr3
2026 | 2026_DzMD_GzMD_Dp00_Gp00 | A1-Pensilvania 33 kV | All generators | 0.98 | ind | Dorada 115/33/13.8 kV | m:cosphi:bushv | -0.4132 | ElmTr3
2026 | 2026_DzMD_GzMD_Dp00_Gp00 | A1-Pensilvania 33 kV | All generators | 0.99 | ind | Dorada 115/33/13.8 kV | m:cosphi:bushv | -0.40755 | ElmTr3
2026 | 2026_DzMD_GzMD_Dp00_Gp00 | A1-Pensilvania 33 kV | All generators | 1 | ind | Dorada 115/33/13.8 kV | m:cosphi:bushv | -0.39343 | ElmTr3
2026 | 2026_DzMD_GzMD_Dp00_Gp00 | A1-Pensilvania 33 kV | All generators | 0.9 | ind | Manzanares 115/33/13.8 kV | m:P:bushv in MW | -10.7024 | ElmTr3
2026 | 2026_DzMD_GzMD_Dp00_Gp00 | A1-Pensilvania 33 kV | All generators | 0.91 | ind | Manzanares 115/33/13.8 kV | m:P:bushv in MW | -10.6949 | ElmTr3
2026 | 2026_DzMD_GzMD_Dp00_Gp00 | A1-Pensilvania 33 kV | All generators | 0.92 | ind | Manzanares 115/33/13.8 kV | m:P:bushv in MW | -10.6859 | ElmTr3
2026 | 2026_DzMD_GzMD_Dp00_Gp00 | A1-Pensilvania 33 kV | All generators | 0.93 | ind | Manzanares 115/33/13.8 kV | m:P:bushv in MW | -10.6753 | ElmTr3
2026 | 2026_DzMD_GzMD_Dp00_Gp00 | A1-Pensilvania 33 kV | All generators | 0.94 | ind | Manzanares 115/33/13.8 kV | m:P:bushv in MW | -10.6628 | ElmTr3
2026 | 2026_DzMD_GzMD_Dp00_Gp00 | A1-Pensilvania 33 kV | All generators | 0.95 | ind | Manzanares 115/33/13.8 kV | m:P:bushv in MW | -10.6477 | ElmTr3
2026 | 2026_DzMD_GzMD_Dp00_Gp00 | A1-Pensilvania 33 kV | All generators | 0.96 | ind | Manzanares 115/33/13.8 kV | m:P:bushv in MW | -10.6294 | ElmTr3
2026 | 2026_DzMD_GzMD_Dp00_Gp00 | A1-Pensilvania 33 kV | All generators | 0.97 | ind | Manzanares 115/33/13.8 kV | m:P:bushv in MW | -10.6064 | ElmTr3
2026 | 2026_DzMD_GzMD_Dp00_Gp00 | A1-Pensilvania 33 kV | All generators | 0.98 | ind | Manzanares 115/33/13.8 kV | m:P:bushv in MW | -10.576 | ElmTr3
2026 | 2026_DzMD_GzMD_Dp00_Gp00 | A1-Pensilvania 33 kV | All generators | 0.99 | ind | Manzanares 115/33/13.8 kV | m:P:bushv in MW | -10.5311 | ElmTr3
2026 | 2026_DzMD_GzMD_Dp00_Gp00 | A1-Pensilvania 33 kV | All generators | 1 | ind | Manzanares 115/33/13.8 kV | m:P:bushv in MW | -10.3929 | ElmTr3
2026 | 2026_DzMD_GzMD_Dp00_Gp00 | A1-Pensilvania 33 kV | All generators | 0.9 | ind | Manzanares 115/33/13.8 kV | m:Q:bushv in Mvar | 0.6348 | ElmTr3
2026 | 2026_DzMD_GzMD_Dp00_Gp00 | A1-Pensilvania 33 kV | All generators | 0.91 | ind | Manzanares 115/33/13.8 kV | m:Q:bushv in Mvar | 0.84778 | ElmTr3
2026 | 2026_DzMD_GzMD_Dp00_Gp00 | A1-Pensilvania 33 kV | All generators | 0.92 | ind | Manzanares 115/33/13.8 kV | m:Q:bushv in Mvar | 1.0701 | ElmTr3
2026 | 2026_DzMD_GzMD_Dp00_Gp00 | A1-Pensilvania 33 kV | All generators | 0.93 | ind | Manzanares 115/33/13.8 kV | m:Q:bushv in Mvar | 1.304 | ElmTr3
2026 | 2026_DzMD_GzMD_Dp00_Gp00 | A1-Pensilvania 33 kV | All generators | 0.94 | ind | Manzanares 115/33/13.8 kV | m:Q:bushv in Mvar | 1.5527 | ElmTr3
2026 | 2026_DzMD_GzMD_Dp00_Gp00 | A1-Pensilvania 33 kV | All generators | 0.95 | ind | Manzanares 115/33/13.8 kV | m:Q:bushv in Mvar | 1.8207 | ElmTr3
2026 | 2026_DzMD_GzMD_Dp00_Gp00 | A1-Pensilvania 33 kV | All generators | 0.96 | ind | Manzanares 115/33/13.8 kV | m:Q:bushv in Mvar | 2.1149 | ElmTr3
2026 | 2026_DzMD_GzMD_Dp00_Gp00 | A1-Pensilvania 33 kV | All generators | 0.97 | ind | Manzanares 115/33/13.8 kV | m:Q:bushv in Mvar | 2.4472 | ElmTr3
2026 | 2026_DzMD_GzMD_Dp00_Gp00 | A1-Pensilvania 33 kV | All generators | 0.98 | ind | Manzanares 115/33/13.8 kV | m:Q:bushv in Mvar | 2.8409 | ElmTr3
2026 | 2026_DzMD_GzMD_Dp00_Gp00 | A1-Pensilvania 33 kV | All generators | 0.99 | ind | Manzanares 115/33/13.8 kV | m:Q:bushv in Mvar | 3.3566 | ElmTr3
2026 | 2026_DzMD_GzMD_Dp00_Gp00 | A1-Pensilvania 33 kV | All generators | 1 | ind | Manzanares 115/33/13.8 kV | m:Q:bushv in Mvar | 4.6437 | ElmTr3
2026 | 2026_DzMD_GzMD_Dp00_Gp00 | A1-Pensilvania 33 kV | All generators | 0.9 | ind | Manzanares 115/33/13.8 kV | m:cosphi:bushv | -0.99825 | ElmTr3
2026 | 2026_DzMD_GzMD_Dp00_Gp00 | A1-Pensilvania 33 kV | All generators | 0.91 | ind | Manzanares 115/33/13.8 kV | m:cosphi:bushv | -0.99687 | ElmTr3
2026 | 2026_DzMD_GzMD_Dp00_Gp00 | A1-Pensilvania 33 kV | All generators | 0.92 | ind | Manzanares 115/33/13.8 kV | m:cosphi:bushv | -0.99502 | ElmTr3
2026 | 2026_DzMD_GzMD_Dp00_Gp00 | A1-Pensilvania 33 kV | All generators | 0.93 | ind | Manzanares 115/33/13.8 kV | m:cosphi:bushv | -0.99262 | ElmTr3
2026 | 2026_DzMD_GzMD_Dp00_Gp00 | A1-Pensilvania 33 kV | All generators | 0.94 | ind | Manzanares 115/33/13.8 kV | m:cosphi:bushv | -0.98956 | ElmTr3
2026 | 2026_DzMD_GzMD_Dp00_Gp00 | A1-Pensilvania 33 kV | All generators | 0.95 | ind | Manzanares 115/33/13.8 kV | m:cosphi:bushv | -0.98569 | ElmTr3
2026 | 2026_DzMD_GzMD_Dp00_Gp00 | A1-Pensilvania 33 kV | All generators | 0.96 | ind | Manzanares 115/33/13.8 kV | m:cosphi:bushv | -0.98077 | ElmTr3
2026 | 2026_DzMD_GzMD_Dp00_Gp00 | A1-Pensilvania 33 kV | All generators | 0.97 | ind | Manzanares 115/33/13.8 kV | m:cosphi:bushv | -0.9744 | ElmTr3
2026 | 2026_DzMD_GzMD_Dp00_Gp00 | A1-Pensilvania 33 kV | All generators | 0.98 | ind | Manzanares 115/33/13.8 kV | m:cosphi:bushv | -0.96576 | ElmTr3
2026 | 2026_DzMD_GzMD_Dp00_Gp00 | A1-Pensilvania 33 kV | All generators | 0.99 | ind | Manzanares 115/33/13.8 kV | m:cosphi:bushv | -0.95278 | ElmTr3
2026 | 2026_DzMD_GzMD_Dp00_Gp00 | A1-Pensilvania 33 kV | All generators | 1 | ind | Manzanares 115/33/13.8 kV | m:cosphi:bushv | -0.913 | ElmTr3
2026 | 2026_DzMD_GzMD_Dp00_Gp00 | A1-Pensilvania 33 kV | All generators | 0.9 | ind | Purnio 230/115 | m:P:bushv in MW | -47.3334 | ElmTr3
2026 | 2026_DzMD_GzMD_Dp00_Gp00 | A1-Pensilvania 33 kV | All generators | 0.91 | ind | Purnio 230/115 | m:P:bushv in MW | -47.3427 | ElmTr3
2026 | 2026_DzMD_GzMD_Dp00_Gp00 | A1-Pensilvania 33 kV | All generators | 0.92 | ind | Purnio 230/115 | m:P:bushv in MW | -47.3521 | ElmTr3
2026 | 2026_DzMD_GzMD_Dp00_Gp00 | A1-Pensilvania 33 kV | All generators | 0.93 | ind | Purnio 230/115 | m:P:bushv in MW | -47.3615 | ElmTr3
2026 | 2026_DzMD_GzMD_Dp00_Gp00 | A1-Pensilvania 33 kV | All generators | 0.94 | ind | Purnio 230/115 | m:P:bushv in MW | -47.3711 | ElmTr3
2026 | 2026_DzMD_GzMD_Dp00_Gp00 | A1-Pensilvania 33 kV | All generators | 0.95 | ind | Purnio 230/115 | m:P:bushv in MW | -47.3809 | ElmTr3
2026 | 2026_DzMD_GzMD_Dp00_Gp00 | A1-Pensilvania 33 kV | All generators | 0.96 | ind | Purnio 230/115 | m:P:bushv in MW | -47.391 | ElmTr3
2026 | 2026_DzMD_GzMD_Dp00_Gp00 | A1-Pensilvania 33 kV | All generators | 0.97 | ind | Purnio 230/115 | m:P:bushv in MW | -47.4016 | ElmTr3
2026 | 2026_DzMD_GzMD_Dp00_Gp00 | A1-Pensilvania 33 kV | All generators | 0.98 | ind | Purnio 230/115 | m:P:bushv in MW | -47.413 | ElmTr3
2026 | 2026_DzMD_GzMD_Dp00_Gp00 | A1-Pensilvania 33 kV | All generators | 0.99 | ind | Purnio 230/115 | m:P:bushv in MW | -47.4261 | ElmTr3
2026 | 2026_DzMD_GzMD_Dp00_Gp00 | A1-Pensilvania 33 kV | All generators | 1 | ind | Purnio 230/115 | m:P:bushv in MW | -47.4495 | ElmTr3
2026 | 2026_DzMD_GzMD_Dp00_Gp00 | A1-Pensilvania 33 kV | All generators | 0.9 | ind | Purnio 230/115 | m:Q:bushv in Mvar | 4.1697 | ElmTr3
2026 | 2026_DzMD_GzMD_Dp00_Gp00 | A1-Pensilvania 33 kV | All generators | 0.91 | ind | Purnio 230/115 | m:Q:bushv in Mvar | 4.2507 | ElmTr3
2026 | 2026_DzMD_GzMD_Dp00_Gp00 | A1-Pensilvania 33 kV | All generators | 0.92 | ind | Purnio 230/115 | m:Q:bushv in Mvar | 4.3352 | ElmTr3
2026 | 2026_DzMD_GzMD_Dp00_Gp00 | A1-Pensilvania 33 kV | All generators | 0.93 | ind | Purnio 230/115 | m:Q:bushv in Mvar | 4.4243 | ElmTr3
2026 | 2026_DzMD_GzMD_Dp00_Gp00 | A1-Pensilvania 33 kV | All generators | 0.94 | ind | Purnio 230/115 | m:Q:bushv in Mvar | 4.5189 | ElmTr3
2026 | 2026_DzMD_GzMD_Dp00_Gp00 | A1-Pensilvania 33 kV | All generators | 0.95 | ind | Purnio 230/115 | m:Q:bushv in Mvar | 4.6209 | ElmTr3
2026 | 2026_DzMD_GzMD_Dp00_Gp00 | A1-Pensilvania 33 kV | All generators | 0.96 | ind | Purnio 230/115 | m:Q:bushv in Mvar | 4.733 | ElmTr3
2026 | 2026_DzMD_GzMD_Dp00_Gp00 | A1-Pensilvania 33 kV | All generators | 0.97 | ind | Purnio 230/115 | m:Q:bushv in Mvar | 4.8596 | ElmTr3
2026 | 2026_DzMD_GzMD_Dp00_Gp00 | A1-Pensilvania 33 kV | All generators | 0.98 | ind | Purnio 230/115 | m:Q:bushv in Mvar | 5.0096 | ElmTr3
2026 | 2026_DzMD_GzMD_Dp00_Gp00 | A1-Pensilvania 33 kV | All generators | 0.99 | ind | Purnio 230/115 | m:Q:bushv in Mvar | 5.2062 | ElmTr3
2026 | 2026_DzMD_GzMD_Dp00_Gp00 | A1-Pensilvania 33 kV | All generators | 1 | ind | Purnio 230/115 | m:Q:bushv in Mvar | 5.6974 | ElmTr3
2026 | 2026_DzMD_GzMD_Dp00_Gp00 | A1-Pensilvania 33 kV | All generators | 0.9 | ind | Purnio 230/115 | m:cosphi:bushv | -0.99614 | ElmTr3
2026 | 2026_DzMD_GzMD_Dp00_Gp00 | A1-Pensilvania 33 kV | All generators | 0.91 | ind | Purnio 230/115 | m:cosphi:bushv | -0.99599 | ElmTr3
2026 | 2026_DzMD_GzMD_Dp00_Gp00 | A1-Pensilvania 33 kV | All generators | 0.92 | ind | Purnio 230/115 | m:cosphi:bushv | -0.99584 | ElmTr3
2026 | 2026_DzMD_GzMD_Dp00_Gp00 | A1-Pensilvania 33 kV | All generators | 0.93 | ind | Purnio 230/115 | m:cosphi:bushv | -0.99566 | ElmTr3
2026 | 2026_DzMD_GzMD_Dp00_Gp00 | A1-Pensilvania 33 kV | All generators | 0.94 | ind | Purnio 230/115 | m:cosphi:bushv | -0.99548 | ElmTr3
2026 | 2026_DzMD_GzMD_Dp00_Gp00 | A1-Pensilvania 33 kV | All generators | 0.95 | ind | Purnio 230/115 | m:cosphi:bushv | -0.99528 | ElmTr3
2026 | 2026_DzMD_GzMD_Dp00_Gp00 | A1-Pensilvania 33 kV | All generators | 0.96 | ind | Purnio 230/115 | m:cosphi:bushv | -0.99505 | ElmTr3
2026 | 2026_DzMD_GzMD_Dp00_Gp00 | A1-Pensilvania 33 kV | All generators | 0.97 | ind | Purnio 230/115 | m:cosphi:bushv | -0.99479 | ElmTr3
2026 | 2026_DzMD_GzMD_Dp00_Gp00 | A1-Pensilvania 33 kV | All generators | 0.98 | ind | Purnio 230/115 | m:cosphi:bushv | -0.99446 | ElmTr3
2026 | 2026_DzMD_GzMD_Dp00_Gp00 | A1-Pensilvania 33 kV | All generators | 0.99 | ind | Purnio 230/115 | m:cosphi:bushv | -0.99403 | ElmTr3
2026 | 2026_DzMD_GzMD_Dp00_Gp00 | A1-Pensilvania 33 kV | All generators | 1 | ind | Purnio 230/115 | m:cosphi:bushv | -0.99287 | ElmTr3
2026 | 2026_DzMD_GzMD_Dp00_Gp00 | A1-Pensilvania 33 kV | All generators | 0.9 | ind | Victoria 115/33/13.8 kV | m:P:bushv in MW | 4.3201 | ElmTr3
2026 | 2026_DzMD_GzMD_Dp00_Gp00 | A1-Pensilvania 33 kV | All generators | 0.91 | ind | Victoria 115/33/13.8 kV | m:P:bushv in MW | 4.2994 | ElmTr3
2026 | 2026_DzMD_GzMD_Dp00_Gp00 | A1-Pensilvania 33 kV | All generators | 0.92 | ind | Victoria 115/33/13.8 kV | m:P:bushv in MW | 4.2784 | ElmTr3
2026 | 2026_DzMD_GzMD_Dp00_Gp00 | A1-Pensilvania 33 kV | All generators | 0.93 | ind | Victoria 115/33/13.8 kV | m:P:bushv in MW | 4.257 | ElmTr3
2026 | 2026_DzMD_GzMD_Dp00_Gp00 | A1-Pensilvania 33 kV | All generators | 0.94 | ind | Victoria 115/33/13.8 kV | m:P:bushv in MW | 4.2351 | ElmTr3
2026 | 2026_DzMD_GzMD_Dp00_Gp00 | A1-Pensilvania 33 kV | All generators | 0.95 | ind | Victoria 115/33/13.8 kV | m:P:bushv in MW | 4.2123 | ElmTr3
2026 | 2026_DzMD_GzMD_Dp00_Gp00 | A1-Pensilvania 33 kV | All generators | 0.96 | ind | Victoria 115/33/13.8 kV | m:P:bushv in MW | 4.1884 | ElmTr3
2026 | 2026_DzMD_GzMD_Dp00_Gp00 | A1-Pensilvania 33 kV | All generators | 0.97 | ind | Victoria 115/33/13.8 kV | m:P:bushv in MW | 4.1627 | ElmTr3
2026 | 2026_DzMD_GzMD_Dp00_Gp00 | A1-Pensilvania 33 kV | All generators | 0.98 | ind | Victoria 115/33/13.8 kV | m:P:bushv in MW | 4.1342 | ElmTr3
2026 | 2026_DzMD_GzMD_Dp00_Gp00 | A1-Pensilvania 33 kV | All generators | 0.99 | ind | Victoria 115/33/13.8 kV | m:P:bushv in MW | 4.0998 | ElmTr3
2026 | 2026_DzMD_GzMD_Dp00_Gp00 | A1-Pensilvania 33 kV | All generators | 1 | ind | Victoria 115/33/13.8 kV | m:P:bushv in MW | 4.0295 | ElmTr3
2026 | 2026_DzMD_GzMD_Dp00_Gp00 | A1-Pensilvania 33 kV | All generators | 0.9 | ind | Victoria 115/33/13.8 kV | m:Q:bushv in Mvar | 0.22303 | ElmTr3
2026 | 2026_DzMD_GzMD_Dp00_Gp00 | A1-Pensilvania 33 kV | All generators | 0.91 | ind | Victoria 115/33/13.8 kV | m:Q:bushv in Mvar | 0.35189 | ElmTr3
2026 | 2026_DzMD_GzMD_Dp00_Gp00 | A1-Pensilvania 33 kV | All generators | 0.92 | ind | Victoria 115/33/13.8 kV | m:Q:bushv in Mvar | 0.48651 | ElmTr3
2026 | 2026_DzMD_GzMD_Dp00_Gp00 | A1-Pensilvania 33 kV | All generators | 0.93 | ind | Victoria 115/33/13.8 kV | m:Q:bushv in Mvar | 0.62829 | ElmTr3
2026 | 2026_DzMD_GzMD_Dp00_Gp00 | A1-Pensilvania 33 kV | All generators | 0.94 | ind | Victoria 115/33/13.8 kV | m:Q:bushv in Mvar | 0.77915 | ElmTr3
2026 | 2026_DzMD_GzMD_Dp00_Gp00 | A1-Pensilvania 33 kV | All generators | 0.95 | ind | Victoria 115/33/13.8 kV | m:Q:bushv in Mvar | 0.94187 | ElmTr3
2026 | 2026_DzMD_GzMD_Dp00_Gp00 | A1-Pensilvania 33 kV | All generators | 0.96 | ind | Victoria 115/33/13.8 kV | m:Q:bushv in Mvar | 1.1207 | ElmTr3
2026 | 2026_DzMD_GzMD_Dp00_Gp00 | A1-Pensilvania 33 kV | All generators | 0.97 | ind | Victoria 115/33/13.8 kV | m:Q:bushv in Mvar | 1.323 | ElmTr3
2026 | 2026_DzMD_GzMD_Dp00_Gp00 | A1-Pensilvania 33 kV | All generators | 0.98 | ind | Victoria 115/33/13.8 kV | m:Q:bushv in Mvar | 1.5629 | ElmTr3
2026 | 2026_DzMD_GzMD_Dp00_Gp00 | A1-Pensilvania 33 kV | All generators | 0.99 | ind | Victoria 115/33/13.8 kV | m:Q:bushv in Mvar | 1.8778 | ElmTr3
2026 | 2026_DzMD_GzMD_Dp00_Gp00 | A1-Pensilvania 33 kV | All generators | 1 | ind | Victoria 115/33/13.8 kV | m:Q:bushv in Mvar | 2.6666 | ElmTr3
2026 | 2026_DzMD_GzMD_Dp00_Gp00 | A1-Pensilvania 33 kV | All generators | 0.9 | ind | Victoria 115/33/13.8 kV | m:cosphi:bushv | 0.99867 | ElmTr3
2026 | 2026_DzMD_GzMD_Dp00_Gp00 | A1-Pensilvania 33 kV | All generators | 0.91 | ind | Victoria 115/33/13.8 kV | m:cosphi:bushv | 0.99667 | ElmTr3
2026 | 2026_DzMD_GzMD_Dp00_Gp00 | A1-Pensilvania 33 kV | All generators | 0.92 | ind | Victoria 115/33/13.8 kV | m:cosphi:bushv | 0.9936 | ElmTr3
2026 | 2026_DzMD_GzMD_Dp00_Gp00 | A1-Pensilvania 33 kV | All generators | 0.93 | ind | Victoria 115/33/13.8 kV | m:cosphi:bushv | 0.98928 | ElmTr3
2026 | 2026_DzMD_GzMD_Dp00_Gp00 | A1-Pensilvania 33 kV | All generators | 0.94 | ind | Victoria 115/33/13.8 kV | m:cosphi:bushv | 0.98349 | ElmTr3
2026 | 2026_DzMD_GzMD_Dp00_Gp00 | A1-Pensilvania 33 kV | All generators | 0.95 | ind | Victoria 115/33/13.8 kV | m:cosphi:bushv | 0.9759 | ElmTr3
2026 | 2026_DzMD_GzMD_Dp00_Gp00 | A1-Pensilvania 33 kV | All generators | 0.96 | ind | Victoria 115/33/13.8 kV | m:cosphi:bushv | 0.96601 | ElmTr3
2026 | 2026_DzMD_GzMD_Dp00_Gp00 | A1-Pensilvania 33 kV | All generators | 0.97 | ind | Victoria 115/33/13.8 kV | m:cosphi:bushv | 0.95303 | ElmTr3
2026 | 2026_DzMD_GzMD_Dp00_Gp00 | A1-Pensilvania 33 kV | All generators | 0.98 | ind | Victoria 115/33/13.8 kV | m:cosphi:bushv | 0.93539 | ElmTr3
2026 | 2026_DzMD_GzMD_Dp00_Gp00 | A1-Pensilvania 33 kV | All generators | 0.99 | ind | Victoria 115/33/13.8 kV | m:cosphi:bushv | 0.90917 | ElmTr3
2026 | 2026_DzMD_GzMD_Dp00_Gp00 | A1-Pensilvania 33 kV | All generators | 1 | ind | Victoria 115/33/13.8 kV | m:cosphi:bushv | 0.83394 | ElmTr3
2026 | 2026_DzMD_GzMD_Dp00_Gp00 | A2- Bolivia 33 kV | All generators | 0.9 | cap | Dorada - Magdalena 115 kV | m:P:bus1 in MW | 60.0659 | ElmLne
2026 | 2026_DzMD_GzMD_Dp00_Gp00 | A2- Bolivia 33 kV | All generators | 0.91 | cap | Dorada - Magdalena 115 kV | m:P:bus1 in MW | 60.0873 | ElmLne
2026 | 2026_DzMD_GzMD_Dp00_Gp00 | A2- Bolivia 33 kV | All generators | 0.92 | cap | Dorada - Magdalena 115 kV | m:P:bus1 in MW | 60.1065 | ElmLne
2026 | 2026_DzMD_GzMD_Dp00_Gp00 | A2- Bolivia 33 kV | All generators | 0.93 | cap | Dorada - Magdalena 115 kV | m:P:bus1 in MW | 60.1243 | ElmLne
2026 | 2026_DzMD_GzMD_Dp00_Gp00 | A2- Bolivia 33 kV | All generators | 0.94 | cap | Dorada - Magdalena 115 kV | m:P:bus1 in MW | 60.1411 | ElmLne
2026 | 2026_DzMD_GzMD_Dp00_Gp00 | A2- Bolivia 33 kV | All generators | 0.95 | cap | Dorada - Magdalena 115 kV | m:P:bus1 in MW | 60.1573 | ElmLne
2026 | 2026_DzMD_GzMD_Dp00_Gp00 | A2- Bolivia 33 kV | All generators | 0.96 | cap | Dorada - Magdalena 115 kV | m:P:bus1 in MW | 60.1732 | ElmLne
2026 | 2026_DzMD_GzMD_Dp00_Gp00 | A2- Bolivia 33 kV | All generators | 0.97 | cap | Dorada - Magdalena 115 kV | m:P:bus1 in MW | 60.1894 | ElmLne
2026 | 2026_DzMD_GzMD_Dp00_Gp00 | A2- Bolivia 33 kV | All generators | 0.98 | cap | Dorada - Magdalena 115 kV | m:P:bus1 in MW | 60.2064 | ElmLne
2026 | 2026_DzMD_GzMD_Dp00_Gp00 | A2- Bolivia 33 kV | All generators | 0.99 | cap | Dorada - Magdalena 115 kV | m:P:bus1 in MW | 60.2261 | ElmLne
2026 | 2026_DzMD_GzMD_Dp00_Gp00 | A2- Bolivia 33 kV | All generators | 1 | cap | Dorada - Magdalena 115 kV | m:P:bus1 in MW | 60.2653 | ElmLne
2026 | 2026_DzMD_GzMD_Dp00_Gp00 | A2- Bolivia 33 kV | All generators | 0.9 | cap | Dorada - Magdalena 115 kV | m:P:bus2 in MW | -59.8745 | ElmLne
2026 | 2026_DzMD_GzMD_Dp00_Gp00 | A2- Bolivia 33 kV | All generators | 0.91 | cap | Dorada - Magdalena 115 kV | m:P:bus2 in MW | -59.8958 | ElmLne
2026 | 2026_DzMD_GzMD_Dp00_Gp00 | A2- Bolivia 33 kV | All generators | 0.92 | cap | Dorada - Magdalena 115 kV | m:P:bus2 in MW | -59.915 | ElmLne
2026 | 2026_DzMD_GzMD_Dp00_Gp00 | A2- Bolivia 33 kV | All generators | 0.93 | cap | Dorada - Magdalena 115 kV | m:P:bus2 in MW | -59.9328 | ElmLne
2026 | 2026_DzMD_GzMD_Dp00_Gp00 | A2- Bolivia 33 kV | All generators | 0.94 | cap | Dorada - Magdalena 115 kV | m:P:bus2 in MW | -59.9496 | ElmLne
2026 | 2026_DzMD_GzMD_Dp00_Gp00 | A2- Bolivia 33 kV | All generators | 0.95 | cap | Dorada - Magdalena 115 kV | m:P:bus2 in MW | -59.9657 | ElmLne
2026 | 2026_DzMD_GzMD_Dp00_Gp00 | A2- Bolivia 33 kV | All generators | 0.96 | cap | Dorada - Magdalena 115 kV | m:P:bus2 in MW | -59.9817 | ElmLne
2026 | 2026_DzMD_GzMD_Dp00_Gp00 | A2- Bolivia 33 kV | All generators | 0.97 | cap | Dorada - Magdalena 115 kV | m:P:bus2 in MW | -59.9978 | ElmLne
2026 | 2026_DzMD_GzMD_Dp00_Gp00 | A2- Bolivia 33 kV | All generators | 0.98 | cap | Dorada - Magdalena 115 kV | m:P:bus2 in MW | -60.0149 | ElmLne
2026 | 2026_DzMD_GzMD_Dp00_Gp00 | A2- Bolivia 33 kV | All generators | 0.99 | cap | Dorada - Magdalena 115 kV | m:P:bus2 in MW | -60.0345 | ElmLne
2026 | 2026_DzMD_GzMD_Dp00_Gp00 | A2- Bolivia 33 kV | All generators | 1 | cap | Dorada - Magdalena 115 kV | m:P:bus2 in MW | -60.0737 | ElmLne
2026 | 2026_DzMD_GzMD_Dp00_Gp00 | A2- Bolivia 33 kV | All generators | 0.9 | cap | Dorada - Magdalena 115 kV | m:Q:bus1 in Mvar | 2.9931 | ElmLne
2026 | 2026_DzMD_GzMD_Dp00_Gp00 | A2- Bolivia 33 kV | All generators | 0.91 | cap | Dorada - Magdalena 115 kV | m:Q:bus1 in Mvar | 3.0527 | ElmLne
2026 | 2026_DzMD_GzMD_Dp00_Gp00 | A2- Bolivia 33 kV | All generators | 0.92 | cap | Dorada - Magdalena 115 kV | m:Q:bus1 in Mvar | 3.1078 | ElmLne
2026 | 2026_DzMD_GzMD_Dp00_Gp00 | A2- Bolivia 33 kV | All generators | 0.93 | cap | Dorada - Magdalena 115 kV | m:Q:bus1 in Mvar | 3.16 | ElmLne
2026 | 2026_DzMD_GzMD_Dp00_Gp00 | A2- Bolivia 33 kV | All generators | 0.94 | cap | Dorada - Magdalena 115 kV | m:Q:bus1 in Mvar | 3.2106 | ElmLne
2026 | 2026_DzMD_GzMD_Dp00_Gp00 | A2- Bolivia 33 kV | All generators | 0.95 | cap | Dorada - Magdalena 115 kV | m:Q:bus1 in Mvar | 3.2606 | ElmLne
2026 | 2026_DzMD_GzMD_Dp00_Gp00 | A2- Bolivia 33 kV | All generators | 0.96 | cap | Dorada - Magdalena 115 kV | m:Q:bus1 in Mvar | 3.311 | ElmLne
2026 | 2026_DzMD_GzMD_Dp00_Gp00 | A2- Bolivia 33 kV | All generators | 0.97 | cap | Dorada - Magdalena 115 kV | m:Q:bus1 in Mvar | 3.3635 | ElmLne
2026 | 2026_DzMD_GzMD_Dp00_Gp00 | A2- Bolivia 33 kV | All generators | 0.98 | cap | Dorada - Magdalena 115 kV | m:Q:bus1 in Mvar | 3.4205 | ElmLne
2026 | 2026_DzMD_GzMD_Dp00_Gp00 | A2- Bolivia 33 kV | All generators | 0.99 | cap | Dorada - Magdalena 115 kV | m:Q:bus1 in Mvar | 3.4884 | ElmLne
2026 | 2026_DzMD_GzMD_Dp00_Gp00 | A2- Bolivia 33 kV | All generators | 1 | cap | Dorada - Magdalena 115 kV | m:Q:bus1 in Mvar | 3.6322 | ElmLne
2026 | 2026_DzMD_GzMD_Dp00_Gp00 | A2- Bolivia 33 kV | All generators | 0.9 | cap | Dorada - Magdalena 115 kV | m:Q:bus2 in Mvar | -2.4034 | ElmLne
2026 | 2026_DzMD_GzMD_Dp00_Gp00 | A2- Bolivia 33 kV | All generators | 0.91 | cap | Dorada - Magdalena 115 kV | m:Q:bus2 in Mvar | -2.4631 | ElmLne
2026 | 2026_DzMD_GzMD_Dp00_Gp00 | A2- Bolivia 33 kV | All generators | 0.92 | cap | Dorada - Magdalena 115 kV | m:Q:bus2 in Mvar | -2.5183 | ElmLne
2026 | 2026_DzMD_GzMD_Dp00_Gp00 | A2- Bolivia 33 kV | All generators | 0.93 | cap | Dorada - Magdalena 115 kV | m:Q:bus2 in Mvar | -2.5706 | ElmLne
2026 | 2026_DzMD_GzMD_Dp00_Gp00 | A2- Bolivia 33 kV | All generators | 0.94 | cap | Dorada - Magdalena 115 kV | m:Q:bus2 in Mvar | -2.6213 | ElmLne
2026 | 2026_DzMD_GzMD_Dp00_Gp00 | A2- Bolivia 33 kV | All generators | 0.95 | cap | Dorada - Magdalena 115 kV | m:Q:bus2 in Mvar | -2.6713 | ElmLne
2026 | 2026_DzMD_GzMD_Dp00_Gp00 | A2- Bolivia 33 kV | All generators | 0.96 | cap | Dorada - Magdalena 115 kV | m:Q:bus2 in Mvar | -2.7219 | ElmLne
2026 | 2026_DzMD_GzMD_Dp00_Gp00 | A2- Bolivia 33 kV | All generators | 0.97 | cap | Dorada - Magdalena 115 kV | m:Q:bus2 in Mvar | -2.7745 | ElmLne
2026 | 2026_DzMD_GzMD_Dp00_Gp00 | A2- Bolivia 33 kV | All generators | 0.98 | cap | Dorada - Magdalena 115 kV | m:Q:bus2 in Mvar | -2.8317 | ElmLne
2026 | 2026_DzMD_GzMD_Dp00_Gp00 | A2- Bolivia 33 kV | All generators | 0.99 | cap | Dorada - Magdalena 115 kV | m:Q:bus2 in Mvar | -2.8998 | ElmLne
2026 | 2026_DzMD_GzMD_Dp00_Gp00 | A2- Bolivia 33 kV | All generators | 1 | cap | Dorada - Magdalena 115 kV | m:Q:bus2 in Mvar | -3.0441 | ElmLne
2026 | 2026_DzMD_GzMD_Dp00_Gp00 | A2- Bolivia 33 kV | All generators | 0.9 | cap | Dorada - Magdalena 115 kV | m:cosphi:bus1 | 0.99876 | ElmLne
2026 | 2026_DzMD_GzMD_Dp00_Gp00 | A2- Bolivia 33 kV | All generators | 0.91 | cap | Dorada - Magdalena 115 kV | m:cosphi:bus1 | 0.99871 | ElmLne
2026 | 2026_DzMD_GzMD_Dp00_Gp00 | A2- Bolivia 33 kV | All generators | 0.92 | cap | Dorada - Magdalena 115 kV | m:cosphi:bus1 | 0.99867 | ElmLne
2026 | 2026_DzMD_GzMD_Dp00_Gp00 | A2- Bolivia 33 kV | All generators | 0.93 | cap | Dorada - Magdalena 115 kV | m:cosphi:bus1 | 0.99862 | ElmLne
2026 | 2026_DzMD_GzMD_Dp00_Gp00 | A2- Bolivia 33 kV | All generators | 0.94 | cap | Dorada - Magdalena 115 kV | m:cosphi:bus1 | 0.99858 | ElmLne
2026 | 2026_DzMD_GzMD_Dp00_Gp00 | A2- Bolivia 33 kV | All generators | 0.95 | cap | Dorada - Magdalena 115 kV | m:cosphi:bus1 | 0.99853 | ElmLne
2026 | 2026_DzMD_GzMD_Dp00_Gp00 | A2- Bolivia 33 kV | All generators | 0.96 | cap | Dorada - Magdalena 115 kV | m:cosphi:bus1 | 0.99849 | ElmLne
2026 | 2026_DzMD_GzMD_Dp00_Gp00 | A2- Bolivia 33 kV | All generators | 0.97 | cap | Dorada - Magdalena 115 kV | m:cosphi:bus1 | 0.99844 | ElmLne
2026 | 2026_DzMD_GzMD_Dp00_Gp00 | A2- Bolivia 33 kV | All generators | 0.98 | cap | Dorada - Magdalena 115 kV | m:cosphi:bus1 | 0.99839 | ElmLne
2026 | 2026_DzMD_GzMD_Dp00_Gp00 | A2- Bolivia 33 kV | All generators | 0.99 | cap | Dorada - Magdalena 115 kV | m:cosphi:bus1 | 0.99833 | ElmLne
2026 | 2026_DzMD_GzMD_Dp00_Gp00 | A2- Bolivia 33 kV | All generators | 1 | cap | Dorada - Magdalena 115 kV | m:cosphi:bus1 | 0.99819 | ElmLne
2026 | 2026_DzMD_GzMD_Dp00_Gp00 | A2- Bolivia 33 kV | All generators | 0.9 | cap | Dorada - Magdalena 115 kV | m:cosphi:bus2 | -0.9992 | ElmLne
2026 | 2026_DzMD_GzMD_Dp00_Gp00 | A2- Bolivia 33 kV | All generators | 0.91 | cap | Dorada - Magdalena 115 kV | m:cosphi:bus2 | -0.99916 | ElmLne
2026 | 2026_DzMD_GzMD_Dp00_Gp00 | A2- Bolivia 33 kV | All generators | 0.92 | cap | Dorada - Magdalena 115 kV | m:cosphi:bus2 | -0.99912 | ElmLne
2026 | 2026_DzMD_GzMD_Dp00_Gp00 | A2- Bolivia 33 kV | All generators | 0.93 | cap | Dorada - Magdalena 115 kV | m:cosphi:bus2 | -0.99908 | ElmLne
2026 | 2026_DzMD_GzMD_Dp00_Gp00 | A2- Bolivia 33 kV | All generators | 0.94 | cap | Dorada - Magdalena 115 kV | m:cosphi:bus2 | -0.99905 | ElmLne
2026 | 2026_DzMD_GzMD_Dp00_Gp00 | A2- Bolivia 33 kV | All generators | 0.95 | cap | Dorada - Magdalena 115 kV | m:cosphi:bus2 | -0.99901 | ElmLne
2026 | 2026_DzMD_GzMD_Dp00_Gp00 | A2- Bolivia 33 kV | All generators | 0.96 | cap | Dorada - Magdalena 115 kV | m:cosphi:bus2 | -0.99897 | ElmLne
2026 | 2026_DzMD_GzMD_Dp00_Gp00 | A2- Bolivia 33 kV | All generators | 0.97 | cap | Dorada - Magdalena 115 kV | m:cosphi:bus2 | -0.99893 | ElmLne
2026 | 2026_DzMD_GzMD_Dp00_Gp00 | A2- Bolivia 33 kV | All generators | 0.98 | cap | Dorada - Magdalena 115 kV | m:cosphi:bus2 | -0.99889 | ElmLne
2026 | 2026_DzMD_GzMD_Dp00_Gp00 | A2- Bolivia 33 kV | All generators | 0.99 | cap | Dorada - Magdalena 115 kV | m:cosphi:bus2 | -0.99884 | ElmLne
2026 | 2026_DzMD_GzMD_Dp00_Gp00 | A2- Bolivia 33 kV | All generators | 1 | cap | Dorada - Magdalena 115 kV | m:cosphi:bus2 | -0.99872 | ElmLne
2026 | 2026_DzMD_GzMD_Dp00_Gp00 | A2- Bolivia 33 kV | All generators | 0.9 | cap | Mariquita - Victoria 2 115 | m:P:bus1 in MW | -13.6756 | ElmLne
2026 | 2026_DzMD_GzMD_Dp00_Gp00 | A2- Bolivia 33 kV | All generators | 0.91 | cap | Mariquita - Victoria 2 115 | m:P:bus1 in MW | -13.685 | ElmLne
2026 | 2026_DzMD_GzMD_Dp00_Gp00 | A2- Bolivia 33 kV | All generators | 0.92 | cap | Mariquita - Victoria 2 115 | m:P:bus1 in MW | -13.6946 | ElmLne
2026 | 2026_DzMD_GzMD_Dp00_Gp00 | A2- Bolivia 33 kV | All generators | 0.93 | cap | Mariquita - Victoria 2 115 | m:P:bus1 in MW | -13.7044 | ElmLne
2026 | 2026_DzMD_GzMD_Dp00_Gp00 | A2- Bolivia 33 kV | All generators | 0.94 | cap | Mariquita - Victoria 2 115 | m:P:bus1 in MW | -13.7147 | ElmLne
2026 | 2026_DzMD_GzMD_Dp00_Gp00 | A2- Bolivia 33 kV | All generators | 0.95 | cap | Mariquita - Victoria 2 115 | m:P:bus1 in MW | -13.7255 | ElmLne
2026 | 2026_DzMD_GzMD_Dp00_Gp00 | A2- Bolivia 33 kV | All generators | 0.96 | cap | Mariquita - Victoria 2 115 | m:P:bus1 in MW | -13.7371 | ElmLne
2026 | 2026_DzMD_GzMD_Dp00_Gp00 | A2- Bolivia 33 kV | All generators | 0.97 | cap | Mariquita - Victoria 2 115 | m:P:bus1 in MW | -13.7499 | ElmLne
2026 | 2026_DzMD_GzMD_Dp00_Gp00 | A2- Bolivia 33 kV | All generators | 0.98 | cap | Mariquita - Victoria 2 115 | m:P:bus1 in MW | -13.7647 | ElmLne
2026 | 2026_DzMD_GzMD_Dp00_Gp00 | A2- Bolivia 33 kV | All generators | 0.99 | cap | Mariquita - Victoria 2 115 | m:P:bus1 in MW | -13.7834 | ElmLne
2026 | 2026_DzMD_GzMD_Dp00_Gp00 | A2- Bolivia 33 kV | All generators | 1 | cap | Mariquita - Victoria 2 115 | m:P:bus1 in MW | -13.8271 | ElmLne
2026 | 2026_DzMD_GzMD_Dp00_Gp00 | A2- Bolivia 33 kV | All generators | 0.9 | cap | Mariquita - Victoria 2 115 | m:P:bus2 in MW | 13.719 | ElmLne
2026 | 2026_DzMD_GzMD_Dp00_Gp00 | A2- Bolivia 33 kV | All generators | 0.91 | cap | Mariquita - Victoria 2 115 | m:P:bus2 in MW | 13.7283 | ElmLne
2026 | 2026_DzMD_GzMD_Dp00_Gp00 | A2- Bolivia 33 kV | All generators | 0.92 | cap | Mariquita - Victoria 2 115 | m:P:bus2 in MW | 13.7378 | ElmLne
2026 | 2026_DzMD_GzMD_Dp00_Gp00 | A2- Bolivia 33 kV | All generators | 0.93 | cap | Mariquita - Victoria 2 115 | m:P:bus2 in MW | 13.7475 | ElmLne
2026 | 2026_DzMD_GzMD_Dp00_Gp00 | A2- Bolivia 33 kV | All generators | 0.94 | cap | Mariquita - Victoria 2 115 | m:P:bus2 in MW | 13.7577 | ElmLne
2026 | 2026_DzMD_GzMD_Dp00_Gp00 | A2- Bolivia 33 kV | All generators | 0.95 | cap | Mariquita - Victoria 2 115 | m:P:bus2 in MW | 13.7685 | ElmLne
2026 | 2026_DzMD_GzMD_Dp00_Gp00 | A2- Bolivia 33 kV | All generators | 0.96 | cap | Mariquita - Victoria 2 115 | m:P:bus2 in MW | 13.78 | ElmLne
2026 | 2026_DzMD_GzMD_Dp00_Gp00 | A2- Bolivia 33 kV | All generators | 0.97 | cap | Mariquita - Victoria 2 115 | m:P:bus2 in MW | 13.7928 | ElmLne
2026 | 2026_DzMD_GzMD_Dp00_Gp00 | A2- Bolivia 33 kV | All generators | 0.98 | cap | Mariquita - Victoria 2 115 | m:P:bus2 in MW | 13.8075 | ElmLne
2026 | 2026_DzMD_GzMD_Dp00_Gp00 | A2- Bolivia 33 kV | All generators | 0.99 | cap | Mariquita - Victoria 2 115 | m:P:bus2 in MW | 13.8262 | ElmLne
2026 | 2026_DzMD_GzMD_Dp00_Gp00 | A2- Bolivia 33 kV | All generators | 1 | cap | Mariquita - Victoria 2 115 | m:P:bus2 in MW | 13.8698 | ElmLne
2026 | 2026_DzMD_GzMD_Dp00_Gp00 | A2- Bolivia 33 kV | All generators | 0.9 | cap | Mariquita - Victoria 2 115 | m:Q:bus1 in Mvar | -4.2332 | ElmLne
2026 | 2026_DzMD_GzMD_Dp00_Gp00 | A2- Bolivia 33 kV | All generators | 0.91 | cap | Mariquita - Victoria 2 115 | m:Q:bus1 in Mvar | -4.1671 | ElmLne
2026 | 2026_DzMD_GzMD_Dp00_Gp00 | A2- Bolivia 33 kV | All generators | 0.92 | cap | Mariquita - Victoria 2 115 | m:Q:bus1 in Mvar | -4.1062 | ElmLne
2026 | 2026_DzMD_GzMD_Dp00_Gp00 | A2- Bolivia 33 kV | All generators | 0.93 | cap | Mariquita - Victoria 2 115 | m:Q:bus1 in Mvar | -4.0486 | ElmLne
2026 | 2026_DzMD_GzMD_Dp00_Gp00 | A2- Bolivia 33 kV | All generators | 0.94 | cap | Mariquita - Victoria 2 115 | m:Q:bus1 in Mvar | -3.9931 | ElmLne
2026 | 2026_DzMD_GzMD_Dp00_Gp00 | A2- Bolivia 33 kV | All generators | 0.95 | cap | Mariquita - Victoria 2 115 | m:Q:bus1 in Mvar | -3.9384 | ElmLne
2026 | 2026_DzMD_GzMD_Dp00_Gp00 | A2- Bolivia 33 kV | All generators | 0.96 | cap | Mariquita - Victoria 2 115 | m:Q:bus1 in Mvar | -3.8833 | ElmLne
2026 | 2026_DzMD_GzMD_Dp00_Gp00 | A2- Bolivia 33 kV | All generators | 0.97 | cap | Mariquita - Victoria 2 115 | m:Q:bus1 in Mvar | -3.8262 | ElmLne
2026 | 2026_DzMD_GzMD_Dp00_Gp00 | A2- Bolivia 33 kV | All generators | 0.98 | cap | Mariquita - Victoria 2 115 | m:Q:bus1 in Mvar | -3.7642 | ElmLne
2026 | 2026_DzMD_GzMD_Dp00_Gp00 | A2- Bolivia 33 kV | All generators | 0.99 | cap | Mariquita - Victoria 2 115 | m:Q:bus1 in Mvar | -3.6908 | ElmLne
2026 | 2026_DzMD_GzMD_Dp00_Gp00 | A2- Bolivia 33 kV | All generators | 1 | cap | Mariquita - Victoria 2 115 | m:Q:bus1 in Mvar | -3.5362 | ElmLne
2026 | 2026_DzMD_GzMD_Dp00_Gp00 | A2- Bolivia 33 kV | All generators | 0.9 | cap | Mariquita - Victoria 2 115 | m:Q:bus2 in Mvar | 3.6896 | ElmLne
2026 | 2026_DzMD_GzMD_Dp00_Gp00 | A2- Bolivia 33 kV | All generators | 0.91 | cap | Mariquita - Victoria 2 115 | m:Q:bus2 in Mvar | 3.6226 | ElmLne
2026 | 2026_DzMD_GzMD_Dp00_Gp00 | A2- Bolivia 33 kV | All generators | 0.92 | cap | Mariquita - Victoria 2 115 | m:Q:bus2 in Mvar | 3.5609 | ElmLne
2026 | 2026_DzMD_GzMD_Dp00_Gp00 | A2- Bolivia 33 kV | All generators | 0.93 | cap | Mariquita - Victoria 2 115 | m:Q:bus2 in Mvar | 3.5025 | ElmLne
2026 | 2026_DzMD_GzMD_Dp00_Gp00 | A2- Bolivia 33 kV | All generators | 0.94 | cap | Mariquita - Victoria 2 115 | m:Q:bus2 in Mvar | 3.4462 | ElmLne
2026 | 2026_DzMD_GzMD_Dp00_Gp00 | A2- Bolivia 33 kV | All generators | 0.95 | cap | Mariquita - Victoria 2 115 | m:Q:bus2 in Mvar | 3.3908 | ElmLne
2026 | 2026_DzMD_GzMD_Dp00_Gp00 | A2- Bolivia 33 kV | All generators | 0.96 | cap | Mariquita - Victoria 2 115 | m:Q:bus2 in Mvar | 3.335 | ElmLne
2026 | 2026_DzMD_GzMD_Dp00_Gp00 | A2- Bolivia 33 kV | All generators | 0.97 | cap | Mariquita - Victoria 2 115 | m:Q:bus2 in Mvar | 3.2772 | ElmLne
2026 | 2026_DzMD_GzMD_Dp00_Gp00 | A2- Bolivia 33 kV | All generators | 0.98 | cap | Mariquita - Victoria 2 115 | m:Q:bus2 in Mvar | 3.2145 | ElmLne
2026 | 2026_DzMD_GzMD_Dp00_Gp00 | A2- Bolivia 33 kV | All generators | 0.99 | cap | Mariquita - Victoria 2 115 | m:Q:bus2 in Mvar | 3.1402 | ElmLne
2026 | 2026_DzMD_GzMD_Dp00_Gp00 | A2- Bolivia 33 kV | All generators | 1 | cap | Mariquita - Victoria 2 115 | m:Q:bus2 in Mvar | 2.9837 | ElmLne
2026 | 2026_DzMD_GzMD_Dp00_Gp00 | A2- Bolivia 33 kV | All generators | 0.9 | cap | Mariquita - Victoria 2 115 | m:cosphi:bus1 | -0.95528 | ElmLne
2026 | 2026_DzMD_GzMD_Dp00_Gp00 | A2- Bolivia 33 kV | All generators | 0.91 | cap | Mariquita - Victoria 2 115 | m:cosphi:bus1 | -0.95663 | ElmLne
2026 | 2026_DzMD_GzMD_Dp00_Gp00 | A2- Bolivia 33 kV | All generators | 0.92 | cap | Mariquita - Victoria 2 115 | m:cosphi:bus1 | -0.95787 | ElmLne
2026 | 2026_DzMD_GzMD_Dp00_Gp00 | A2- Bolivia 33 kV | All generators | 0.93 | cap | Mariquita - Victoria 2 115 | m:cosphi:bus1 | -0.95903 | ElmLne
2026 | 2026_DzMD_GzMD_Dp00_Gp00 | A2- Bolivia 33 kV | All generators | 0.94 | cap | Mariquita - Victoria 2 115 | m:cosphi:bus1 | -0.96013 | ElmLne
2026 | 2026_DzMD_GzMD_Dp00_Gp00 | A2- Bolivia 33 kV | All generators | 0.95 | cap | Mariquita - Victoria 2 115 | m:cosphi:bus1 | -0.96121 | ElmLne
2026 | 2026_DzMD_GzMD_Dp00_Gp00 | A2- Bolivia 33 kV | All generators | 0.96 | cap | Mariquita - Victoria 2 115 | m:cosphi:bus1 | -0.96229 | ElmLne
2026 | 2026_DzMD_GzMD_Dp00_Gp00 | A2- Bolivia 33 kV | All generators | 0.97 | cap | Mariquita - Victoria 2 115 | m:cosphi:bus1 | -0.9634 | ElmLne
2026 | 2026_DzMD_GzMD_Dp00_Gp00 | A2- Bolivia 33 kV | All generators | 0.98 | cap | Mariquita - Victoria 2 115 | m:cosphi:bus1 | -0.96458 | ElmLne
2026 | 2026_DzMD_GzMD_Dp00_Gp00 | A2- Bolivia 33 kV | All generators | 0.99 | cap | Mariquita - Victoria 2 115 | m:cosphi:bus1 | -0.96597 | ElmLne
2026 | 2026_DzMD_GzMD_Dp00_Gp00 | A2- Bolivia 33 kV | All generators | 1 | cap | Mariquita - Victoria 2 115 | m:cosphi:bus1 | -0.96882 | ElmLne
2026 | 2026_DzMD_GzMD_Dp00_Gp00 | A2- Bolivia 33 kV | All generators | 0.9 | cap | Mariquita - Victoria 2 115 | m:cosphi:bus2 | 0.96569 | ElmLne
2026 | 2026_DzMD_GzMD_Dp00_Gp00 | A2- Bolivia 33 kV | All generators | 0.91 | cap | Mariquita - Victoria 2 115 | m:cosphi:bus2 | 0.9669 | ElmLne
2026 | 2026_DzMD_GzMD_Dp00_Gp00 | A2- Bolivia 33 kV | All generators | 0.92 | cap | Mariquita - Victoria 2 115 | m:cosphi:bus2 | 0.96801 | ElmLne
2026 | 2026_DzMD_GzMD_Dp00_Gp00 | A2- Bolivia 33 kV | All generators | 0.93 | cap | Mariquita - Victoria 2 115 | m:cosphi:bus2 | 0.96904 | ElmLne
2026 | 2026_DzMD_GzMD_Dp00_Gp00 | A2- Bolivia 33 kV | All generators | 0.94 | cap | Mariquita - Victoria 2 115 | m:cosphi:bus2 | 0.97003 | ElmLne
2026 | 2026_DzMD_GzMD_Dp00_Gp00 | A2- Bolivia 33 kV | All generators | 0.95 | cap | Mariquita - Victoria 2 115 | m:cosphi:bus2 | 0.97099 | ElmLne
2026 | 2026_DzMD_GzMD_Dp00_Gp00 | A2- Bolivia 33 kV | All generators | 0.96 | cap | Mariquita - Victoria 2 115 | m:cosphi:bus2 | 0.97194 | ElmLne
2026 | 2026_DzMD_GzMD_Dp00_Gp00 | A2- Bolivia 33 kV | All generators | 0.97 | cap | Mariquita - Victoria 2 115 | m:cosphi:bus2 | 0.97291 | ElmLne
2026 | 2026_DzMD_GzMD_Dp00_Gp00 | A2- Bolivia 33 kV | All generators | 0.98 | cap | Mariquita - Victoria 2 115 | m:cosphi:bus2 | 0.97395 | ElmLne
2026 | 2026_DzMD_GzMD_Dp00_Gp00 | A2- Bolivia 33 kV | All generators | 0.99 | cap | Mariquita - Victoria 2 115 | m:cosphi:bus2 | 0.97517 | ElmLne
2026 | 2026_DzMD_GzMD_Dp00_Gp00 | A2- Bolivia 33 kV | All generators | 1 | cap | Mariquita - Victoria 2 115 | m:cosphi:bus2 | 0.97763 | ElmLne
2026 | 2026_DzMD_GzMD_Dp00_Gp00 | A2- Bolivia 33 kV | All generators | 0.9 | cap | Dorada 115/33/13.8 kV | m:P:bushv in MW | -1.4793 | ElmTr3
2026 | 2026_DzMD_GzMD_Dp00_Gp00 | A2- Bolivia 33 kV | All generators | 0.91 | cap | Dorada 115/33/13.8 kV | m:P:bushv in MW | -1.4934 | ElmTr3
2026 | 2026_DzMD_GzMD_Dp00_Gp00 | A2- Bolivia 33 kV | All generators | 0.92 | cap | Dorada 115/33/13.8 kV | m:P:bushv in MW | -1.5062 | ElmTr3
2026 | 2026_DzMD_GzMD_Dp00_Gp00 | A2- Bolivia 33 kV | All generators | 0.93 | cap | Dorada 115/33/13.8 kV | m:P:bushv in MW | -1.5181 | ElmTr3
2026 | 2026_DzMD_GzMD_Dp00_Gp00 | A2- Bolivia 33 kV | All generators | 0.94 | cap | Dorada 115/33/13.8 kV | m:P:bushv in MW | -1.5294 | ElmTr3
2026 | 2026_DzMD_GzMD_Dp00_Gp00 | A2- Bolivia 33 kV | All generators | 0.95 | cap | Dorada 115/33/13.8 kV | m:P:bushv in MW | -1.5404 | ElmTr3
2026 | 2026_DzMD_GzMD_Dp00_Gp00 | A2- Bolivia 33 kV | All generators | 0.96 | cap | Dorada 115/33/13.8 kV | m:P:bushv in MW | -1.5513 | ElmTr3
2026 | 2026_DzMD_GzMD_Dp00_Gp00 | A2- Bolivia 33 kV | All generators | 0.97 | cap | Dorada 115/33/13.8 kV | m:P:bushv in MW | -1.5624 | ElmTr3
2026 | 2026_DzMD_GzMD_Dp00_Gp00 | A2- Bolivia 33 kV | All generators | 0.98 | cap | Dorada 115/33/13.8 kV | m:P:bushv in MW | -1.5743 | ElmTr3
2026 | 2026_DzMD_GzMD_Dp00_Gp00 | A2- Bolivia 33 kV | All generators | 0.99 | cap | Dorada 115/33/13.8 kV | m:P:bushv in MW | -1.588 | ElmTr3
2026 | 2026_DzMD_GzMD_Dp00_Gp00 | A2- Bolivia 33 kV | All generators | 1 | cap | Dorada 115/33/13.8 kV | m:P:bushv in MW | -1.6159 | ElmTr3
2026 | 2026_DzMD_GzMD_Dp00_Gp00 | A2- Bolivia 33 kV | All generators | 0.9 | cap | Dorada 115/33/13.8 kV | m:Q:bushv in Mvar | 5.1954 | ElmTr3
2026 | 2026_DzMD_GzMD_Dp00_Gp00 | A2- Bolivia 33 kV | All generators | 0.91 | cap | Dorada 115/33/13.8 kV | m:Q:bushv in Mvar | 5.1733 | ElmTr3
2026 | 2026_DzMD_GzMD_Dp00_Gp00 | A2- Bolivia 33 kV | All generators | 0.92 | cap | Dorada 115/33/13.8 kV | m:Q:bushv in Mvar | 5.1528 | ElmTr3
2026 | 2026_DzMD_GzMD_Dp00_Gp00 | A2- Bolivia 33 kV | All generators | 0.93 | cap | Dorada 115/33/13.8 kV | m:Q:bushv in Mvar | 5.1333 | ElmTr3
2026 | 2026_DzMD_GzMD_Dp00_Gp00 | A2- Bolivia 33 kV | All generators | 0.94 | cap | Dorada 115/33/13.8 kV | m:Q:bushv in Mvar | 5.1142 | ElmTr3
2026 | 2026_DzMD_GzMD_Dp00_Gp00 | A2- Bolivia 33 kV | All generators | 0.95 | cap | Dorada 115/33/13.8 kV | m:Q:bushv in Mvar | 5.0953 | ElmTr3
2026 | 2026_DzMD_GzMD_Dp00_Gp00 | A2- Bolivia 33 kV | All generators | 0.96 | cap | Dorada 115/33/13.8 kV | m:Q:bushv in Mvar | 5.0761 | ElmTr3
2026 | 2026_DzMD_GzMD_Dp00_Gp00 | A2- Bolivia 33 kV | All generators | 0.97 | cap | Dorada 115/33/13.8 kV | m:Q:bushv in Mvar | 5.056 | ElmTr3
2026 | 2026_DzMD_GzMD_Dp00_Gp00 | A2- Bolivia 33 kV | All generators | 0.98 | cap | Dorada 115/33/13.8 kV | m:Q:bushv in Mvar | 5.0341 | ElmTr3
2026 | 2026_DzMD_GzMD_Dp00_Gp00 | A2- Bolivia 33 kV | All generators | 0.99 | cap | Dorada 115/33/13.8 kV | m:Q:bushv in Mvar | 5.0078 | ElmTr3
2026 | 2026_DzMD_GzMD_Dp00_Gp00 | A2- Bolivia 33 kV | All generators | 1 | cap | Dorada 115/33/13.8 kV | m:Q:bushv in Mvar | 4.9515 | ElmTr3
2026 | 2026_DzMD_GzMD_Dp00_Gp00 | A2- Bolivia 33 kV | All generators | 0.9 | cap | Dorada 115/33/13.8 kV | m:cosphi:bushv | -0.27385 | ElmTr3
2026 | 2026_DzMD_GzMD_Dp00_Gp00 | A2- Bolivia 33 kV | All generators | 0.91 | cap | Dorada 115/33/13.8 kV | m:cosphi:bushv | -0.27735 | ElmTr3
2026 | 2026_DzMD_GzMD_Dp00_Gp00 | A2- Bolivia 33 kV | All generators | 0.92 | cap | Dorada 115/33/13.8 kV | m:cosphi:bushv | -0.28057 | ElmTr3
2026 | 2026_DzMD_GzMD_Dp00_Gp00 | A2- Bolivia 33 kV | All generators | 0.93 | cap | Dorada 115/33/13.8 kV | m:cosphi:bushv | -0.2836 | ElmTr3
2026 | 2026_DzMD_GzMD_Dp00_Gp00 | A2- Bolivia 33 kV | All generators | 0.94 | cap | Dorada 115/33/13.8 kV | m:cosphi:bushv | -0.28652 | ElmTr3
2026 | 2026_DzMD_GzMD_Dp00_Gp00 | A2- Bolivia 33 kV | All generators | 0.95 | cap | Dorada 115/33/13.8 kV | m:cosphi:bushv | -0.28939 | ElmTr3
2026 | 2026_DzMD_GzMD_Dp00_Gp00 | A2- Bolivia 33 kV | All generators | 0.96 | cap | Dorada 115/33/13.8 kV | m:cosphi:bushv | -0.29227 | ElmTr3
2026 | 2026_DzMD_GzMD_Dp00_Gp00 | A2- Bolivia 33 kV | All generators | 0.97 | cap | Dorada 115/33/13.8 kV | m:cosphi:bushv | -0.29525 | ElmTr3
2026 | 2026_DzMD_GzMD_Dp00_Gp00 | A2- Bolivia 33 kV | All generators | 0.98 | cap | Dorada 115/33/13.8 kV | m:cosphi:bushv | -0.29847 | ElmTr3
2026 | 2026_DzMD_GzMD_Dp00_Gp00 | A2- Bolivia 33 kV | All generators | 0.99 | cap | Dorada 115/33/13.8 kV | m:cosphi:bushv | -0.30227 | ElmTr3
2026 | 2026_DzMD_GzMD_Dp00_Gp00 | A2- Bolivia 33 kV | All generators | 1 | cap | Dorada 115/33/13.8 kV | m:cosphi:bushv | -0.31025 | ElmTr3
2026 | 2026_DzMD_GzMD_Dp00_Gp00 | A2- Bolivia 33 kV | All generators | 0.9 | cap | Manzanares 115/33/13.8 kV | m:P:bushv in MW | -11.8253 | ElmTr3
2026 | 2026_DzMD_GzMD_Dp00_Gp00 | A2- Bolivia 33 kV | All generators | 0.91 | cap | Manzanares 115/33/13.8 kV | m:P:bushv in MW | -11.9667 | ElmTr3
2026 | 2026_DzMD_GzMD_Dp00_Gp00 | A2- Bolivia 33 kV | All generators | 0.92 | cap | Manzanares 115/33/13.8 kV | m:P:bushv in MW | -12.0862 | ElmTr3
2026 | 2026_DzMD_GzMD_Dp00_Gp00 | A2- Bolivia 33 kV | All generators | 0.93 | cap | Manzanares 115/33/13.8 kV | m:P:bushv in MW | -12.1897 | ElmTr3
2026 | 2026_DzMD_GzMD_Dp00_Gp00 | A2- Bolivia 33 kV | All generators | 0.94 | cap | Manzanares 115/33/13.8 kV | m:P:bushv in MW | -12.2807 | ElmTr3
2026 | 2026_DzMD_GzMD_Dp00_Gp00 | A2- Bolivia 33 kV | All generators | 0.95 | cap | Manzanares 115/33/13.8 kV | m:P:bushv in MW | -12.3619 | ElmTr3
2026 | 2026_DzMD_GzMD_Dp00_Gp00 | A2- Bolivia 33 kV | All generators | 0.96 | cap | Manzanares 115/33/13.8 kV | m:P:bushv in MW | -12.4352 | ElmTr3
2026 | 2026_DzMD_GzMD_Dp00_Gp00 | A2- Bolivia 33 kV | All generators | 0.97 | cap | Manzanares 115/33/13.8 kV | m:P:bushv in MW | -12.502 | ElmTr3
2026 | 2026_DzMD_GzMD_Dp00_Gp00 | A2- Bolivia 33 kV | All generators | 0.98 | cap | Manzanares 115/33/13.8 kV | m:P:bushv in MW | -12.564 | ElmTr3
2026 | 2026_DzMD_GzMD_Dp00_Gp00 | A2- Bolivia 33 kV | All generators | 0.99 | cap | Manzanares 115/33/13.8 kV | m:P:bushv in MW | -12.6232 | ElmTr3
2026 | 2026_DzMD_GzMD_Dp00_Gp00 | A2- Bolivia 33 kV | All generators | 1 | cap | Manzanares 115/33/13.8 kV | m:P:bushv in MW | -12.697 | ElmTr3
2026 | 2026_DzMD_GzMD_Dp00_Gp00 | A2- Bolivia 33 kV | All generators | 0.9 | cap | Manzanares 115/33/13.8 kV | m:Q:bushv in Mvar | 14.8945 | ElmTr3
2026 | 2026_DzMD_GzMD_Dp00_Gp00 | A2- Bolivia 33 kV | All generators | 0.91 | cap | Manzanares 115/33/13.8 kV | m:Q:bushv in Mvar | 13.9888 | ElmTr3
2026 | 2026_DzMD_GzMD_Dp00_Gp00 | A2- Bolivia 33 kV | All generators | 0.92 | cap | Manzanares 115/33/13.8 kV | m:Q:bushv in Mvar | 13.1501 | ElmTr3
2026 | 2026_DzMD_GzMD_Dp00_Gp00 | A2- Bolivia 33 kV | All generators | 0.93 | cap | Manzanares 115/33/13.8 kV | m:Q:bushv in Mvar | 12.3543 | ElmTr3
2026 | 2026_DzMD_GzMD_Dp00_Gp00 | A2- Bolivia 33 kV | All generators | 0.94 | cap | Manzanares 115/33/13.8 kV | m:Q:bushv in Mvar | 11.5832 | ElmTr3
2026 | 2026_DzMD_GzMD_Dp00_Gp00 | A2- Bolivia 33 kV | All generators | 0.95 | cap | Manzanares 115/33/13.8 kV | m:Q:bushv in Mvar | 10.8208 | ElmTr3
2026 | 2026_DzMD_GzMD_Dp00_Gp00 | A2- Bolivia 33 kV | All generators | 0.96 | cap | Manzanares 115/33/13.8 kV | m:Q:bushv in Mvar | 10.0498 | ElmTr3
2026 | 2026_DzMD_GzMD_Dp00_Gp00 | A2- Bolivia 33 kV | All generators | 0.97 | cap | Manzanares 115/33/13.8 kV | m:Q:bushv in Mvar | 9.2472 | ElmTr3
2026 | 2026_DzMD_GzMD_Dp00_Gp00 | A2- Bolivia 33 kV | All generators | 0.98 | cap | Manzanares 115/33/13.8 kV | m:Q:bushv in Mvar | 8.3734 | ElmTr3
2026 | 2026_DzMD_GzMD_Dp00_Gp00 | A2- Bolivia 33 kV | All generators | 0.99 | cap | Manzanares 115/33/13.8 kV | m:Q:bushv in Mvar | 7.3324 | ElmTr3
2026 | 2026_DzMD_GzMD_Dp00_Gp00 | A2- Bolivia 33 kV | All generators | 1 | cap | Manzanares 115/33/13.8 kV | m:Q:bushv in Mvar | 5.1221 | ElmTr3
2026 | 2026_DzMD_GzMD_Dp00_Gp00 | A2- Bolivia 33 kV | All generators | 0.9 | cap | Manzanares 115/33/13.8 kV | m:cosphi:bushv | -0.6218 | ElmTr3
2026 | 2026_DzMD_GzMD_Dp00_Gp00 | A2- Bolivia 33 kV | All generators | 0.91 | cap | Manzanares 115/33/13.8 kV | m:cosphi:bushv | -0.65005 | ElmTr3
2026 | 2026_DzMD_GzMD_Dp00_Gp00 | A2- Bolivia 33 kV | All generators | 0.92 | cap | Manzanares 115/33/13.8 kV | m:cosphi:bushv | -0.6767 | ElmTr3
2026 | 2026_DzMD_GzMD_Dp00_Gp00 | A2- Bolivia 33 kV | All generators | 0.93 | cap | Manzanares 115/33/13.8 kV | m:cosphi:bushv | -0.70235 | ElmTr3
2026 | 2026_DzMD_GzMD_Dp00_Gp00 | A2- Bolivia 33 kV | All generators | 0.94 | cap | Manzanares 115/33/13.8 kV | m:cosphi:bushv | -0.72746 | ElmTr3
2026 | 2026_DzMD_GzMD_Dp00_Gp00 | A2- Bolivia 33 kV | All generators | 0.95 | cap | Manzanares 115/33/13.8 kV | m:cosphi:bushv | -0.75245 | ElmTr3
2026 | 2026_DzMD_GzMD_Dp00_Gp00 | A2- Bolivia 33 kV | All generators | 0.96 | cap | Manzanares 115/33/13.8 kV | m:cosphi:bushv | -0.77776 | ElmTr3
2026 | 2026_DzMD_GzMD_Dp00_Gp00 | A2- Bolivia 33 kV | All generators | 0.97 | cap | Manzanares 115/33/13.8 kV | m:cosphi:bushv | -0.80397 | ElmTr3
2026 | 2026_DzMD_GzMD_Dp00_Gp00 | A2- Bolivia 33 kV | All generators | 0.98 | cap | Manzanares 115/33/13.8 kV | m:cosphi:bushv | -0.83213 | ElmTr3
2026 | 2026_DzMD_GzMD_Dp00_Gp00 | A2- Bolivia 33 kV | All generators | 0.99 | cap | Manzanares 115/33/13.8 kV | m:cosphi:bushv | -0.8647 | ElmTr3
2026 | 2026_DzMD_GzMD_Dp00_Gp00 | A2- Bolivia 33 kV | All generators | 1 | cap | Manzanares 115/33/13.8 kV | m:cosphi:bushv | -0.92738 | ElmTr3
2026 | 2026_DzMD_GzMD_Dp00_Gp00 | A2- Bolivia 33 kV | All generators | 0.9 | cap | Purnio 230/115 | m:P:bushv in MW | -47.2901 | ElmTr3
2026 | 2026_DzMD_GzMD_Dp00_Gp00 | A2- Bolivia 33 kV | All generators | 0.91 | cap | Purnio 230/115 | m:P:bushv in MW | -47.3099 | ElmTr3
2026 | 2026_DzMD_GzMD_Dp00_Gp00 | A2- Bolivia 33 kV | All generators | 0.92 | cap | Purnio 230/115 | m:P:bushv in MW | -47.3255 | ElmTr3
2026 | 2026_DzMD_GzMD_Dp00_Gp00 | A2- Bolivia 33 kV | All generators | 0.93 | cap | Purnio 230/115 | m:P:bushv in MW | -47.3381 | ElmTr3
2026 | 2026_DzMD_GzMD_Dp00_Gp00 | A2- Bolivia 33 kV | All generators | 0.94 | cap | Purnio 230/115 | m:P:bushv in MW | -47.3483 | ElmTr3
2026 | 2026_DzMD_GzMD_Dp00_Gp00 | A2- Bolivia 33 kV | All generators | 0.95 | cap | Purnio 230/115 | m:P:bushv in MW | -47.3562 | ElmTr3
2026 | 2026_DzMD_GzMD_Dp00_Gp00 | A2- Bolivia 33 kV | All generators | 0.96 | cap | Purnio 230/115 | m:P:bushv in MW | -47.3623 | ElmTr3
2026 | 2026_DzMD_GzMD_Dp00_Gp00 | A2- Bolivia 33 kV | All generators | 0.97 | cap | Purnio 230/115 | m:P:bushv in MW | -47.3664 | ElmTr3
2026 | 2026_DzMD_GzMD_Dp00_Gp00 | A2- Bolivia 33 kV | All generators | 0.98 | cap | Purnio 230/115 | m:P:bushv in MW | -47.3685 | ElmTr3
2026 | 2026_DzMD_GzMD_Dp00_Gp00 | A2- Bolivia 33 kV | All generators | 0.99 | cap | Purnio 230/115 | m:P:bushv in MW | -47.3676 | ElmTr3
2026 | 2026_DzMD_GzMD_Dp00_Gp00 | A2- Bolivia 33 kV | All generators | 1 | cap | Purnio 230/115 | m:P:bushv in MW | -47.3539 | ElmTr3
2026 | 2026_DzMD_GzMD_Dp00_Gp00 | A2- Bolivia 33 kV | All generators | 0.9 | cap | Purnio 230/115 | m:Q:bushv in Mvar | 8.0169 | ElmTr3
2026 | 2026_DzMD_GzMD_Dp00_Gp00 | A2- Bolivia 33 kV | All generators | 0.91 | cap | Purnio 230/115 | m:Q:bushv in Mvar | 7.8046 | ElmTr3
2026 | 2026_DzMD_GzMD_Dp00_Gp00 | A2- Bolivia 33 kV | All generators | 0.92 | cap | Purnio 230/115 | m:Q:bushv in Mvar | 7.608 | ElmTr3
2026 | 2026_DzMD_GzMD_Dp00_Gp00 | A2- Bolivia 33 kV | All generators | 0.93 | cap | Purnio 230/115 | m:Q:bushv in Mvar | 7.4214 | ElmTr3
2026 | 2026_DzMD_GzMD_Dp00_Gp00 | A2- Bolivia 33 kV | All generators | 0.94 | cap | Purnio 230/115 | m:Q:bushv in Mvar | 7.2405 | ElmTr3
2026 | 2026_DzMD_GzMD_Dp00_Gp00 | A2- Bolivia 33 kV | All generators | 0.95 | cap | Purnio 230/115 | m:Q:bushv in Mvar | 7.0617 | ElmTr3
2026 | 2026_DzMD_GzMD_Dp00_Gp00 | A2- Bolivia 33 kV | All generators | 0.96 | cap | Purnio 230/115 | m:Q:bushv in Mvar | 6.8808 | ElmTr3
2026 | 2026_DzMD_GzMD_Dp00_Gp00 | A2- Bolivia 33 kV | All generators | 0.97 | cap | Purnio 230/115 | m:Q:bushv in Mvar | 6.6925 | ElmTr3
2026 | 2026_DzMD_GzMD_Dp00_Gp00 | A2- Bolivia 33 kV | All generators | 0.98 | cap | Purnio 230/115 | m:Q:bushv in Mvar | 6.4874 | ElmTr3
2026 | 2026_DzMD_GzMD_Dp00_Gp00 | A2- Bolivia 33 kV | All generators | 0.99 | cap | Purnio 230/115 | m:Q:bushv in Mvar | 6.2431 | ElmTr3
2026 | 2026_DzMD_GzMD_Dp00_Gp00 | A2- Bolivia 33 kV | All generators | 1 | cap | Purnio 230/115 | m:Q:bushv in Mvar | 5.7241 | ElmTr3
2026 | 2026_DzMD_GzMD_Dp00_Gp00 | A2- Bolivia 33 kV | All generators | 0.9 | cap | Purnio 230/115 | m:cosphi:bushv | -0.98593 | ElmTr3
2026 | 2026_DzMD_GzMD_Dp00_Gp00 | A2- Bolivia 33 kV | All generators | 0.91 | cap | Purnio 230/115 | m:cosphi:bushv | -0.98667 | ElmTr3
2026 | 2026_DzMD_GzMD_Dp00_Gp00 | A2- Bolivia 33 kV | All generators | 0.92 | cap | Purnio 230/115 | m:cosphi:bushv | -0.98732 | ElmTr3
2026 | 2026_DzMD_GzMD_Dp00_Gp00 | A2- Bolivia 33 kV | All generators | 0.93 | cap | Purnio 230/115 | m:cosphi:bushv | -0.98793 | ElmTr3
2026 | 2026_DzMD_GzMD_Dp00_Gp00 | A2- Bolivia 33 kV | All generators | 0.94 | cap | Purnio 230/115 | m:cosphi:bushv | -0.98851 | ElmTr3
2026 | 2026_DzMD_GzMD_Dp00_Gp00 | A2- Bolivia 33 kV | All generators | 0.95 | cap | Purnio 230/115 | m:cosphi:bushv | -0.98906 | ElmTr3
2026 | 2026_DzMD_GzMD_Dp00_Gp00 | A2- Bolivia 33 kV | All generators | 0.96 | cap | Purnio 230/115 | m:cosphi:bushv | -0.98961 | ElmTr3
2026 | 2026_DzMD_GzMD_Dp00_Gp00 | A2- Bolivia 33 kV | All generators | 0.97 | cap | Purnio 230/115 | m:cosphi:bushv | -0.99016 | ElmTr3
2026 | 2026_DzMD_GzMD_Dp00_Gp00 | A2- Bolivia 33 kV | All generators | 0.98 | cap | Purnio 230/115 | m:cosphi:bushv | -0.99075 | ElmTr3
2026 | 2026_DzMD_GzMD_Dp00_Gp00 | A2- Bolivia 33 kV | All generators | 0.99 | cap | Purnio 230/115 | m:cosphi:bushv | -0.99143 | ElmTr3
2026 | 2026_DzMD_GzMD_Dp00_Gp00 | A2- Bolivia 33 kV | All generators | 1 | cap | Purnio 230/115 | m:cosphi:bushv | -0.99277 | ElmTr3
2026 | 2026_DzMD_GzMD_Dp00_Gp00 | A2- Bolivia 33 kV | All generators | 0.9 | cap | Victoria 115/33/13.8 kV | m:P:bushv in MW | 5.8325 | ElmTr3
2026 | 2026_DzMD_GzMD_Dp00_Gp00 | A2- Bolivia 33 kV | All generators | 0.91 | cap | Victoria 115/33/13.8 kV | m:P:bushv in MW | 5.7792 | ElmTr3
2026 | 2026_DzMD_GzMD_Dp00_Gp00 | A2- Bolivia 33 kV | All generators | 0.92 | cap | Victoria 115/33/13.8 kV | m:P:bushv in MW | 5.7322 | ElmTr3
2026 | 2026_DzMD_GzMD_Dp00_Gp00 | A2- Bolivia 33 kV | All generators | 0.93 | cap | Victoria 115/33/13.8 kV | m:P:bushv in MW | 5.6899 | ElmTr3
2026 | 2026_DzMD_GzMD_Dp00_Gp00 | A2- Bolivia 33 kV | All generators | 0.94 | cap | Victoria 115/33/13.8 kV | m:P:bushv in MW | 5.6508 | ElmTr3
2026 | 2026_DzMD_GzMD_Dp00_Gp00 | A2- Bolivia 33 kV | All generators | 0.95 | cap | Victoria 115/33/13.8 kV | m:P:bushv in MW | 5.6141 | ElmTr3
2026 | 2026_DzMD_GzMD_Dp00_Gp00 | A2- Bolivia 33 kV | All generators | 0.96 | cap | Victoria 115/33/13.8 kV | m:P:bushv in MW | 5.5789 | ElmTr3
2026 | 2026_DzMD_GzMD_Dp00_Gp00 | A2- Bolivia 33 kV | All generators | 0.97 | cap | Victoria 115/33/13.8 kV | m:P:bushv in MW | 5.5443 | ElmTr3
2026 | 2026_DzMD_GzMD_Dp00_Gp00 | A2- Bolivia 33 kV | All generators | 0.98 | cap | Victoria 115/33/13.8 kV | m:P:bushv in MW | 5.509 | ElmTr3
2026 | 2026_DzMD_GzMD_Dp00_Gp00 | A2- Bolivia 33 kV | All generators | 0.99 | cap | Victoria 115/33/13.8 kV | m:P:bushv in MW | 5.4701 | ElmTr3
2026 | 2026_DzMD_GzMD_Dp00_Gp00 | A2- Bolivia 33 kV | All generators | 1 | cap | Victoria 115/33/13.8 kV | m:P:bushv in MW | 5.3989 | ElmTr3
2026 | 2026_DzMD_GzMD_Dp00_Gp00 | A2- Bolivia 33 kV | All generators | 0.9 | cap | Victoria 115/33/13.8 kV | m:Q:bushv in Mvar | 4.8553 | ElmTr3
2026 | 2026_DzMD_GzMD_Dp00_Gp00 | A2- Bolivia 33 kV | All generators | 0.91 | cap | Victoria 115/33/13.8 kV | m:Q:bushv in Mvar | 4.6655 | ElmTr3
2026 | 2026_DzMD_GzMD_Dp00_Gp00 | A2- Bolivia 33 kV | All generators | 0.92 | cap | Victoria 115/33/13.8 kV | m:Q:bushv in Mvar | 4.4897 | ElmTr3
2026 | 2026_DzMD_GzMD_Dp00_Gp00 | A2- Bolivia 33 kV | All generators | 0.93 | cap | Victoria 115/33/13.8 kV | m:Q:bushv in Mvar | 4.3226 | ElmTr3
2026 | 2026_DzMD_GzMD_Dp00_Gp00 | A2- Bolivia 33 kV | All generators | 0.94 | cap | Victoria 115/33/13.8 kV | m:Q:bushv in Mvar | 4.1607 | ElmTr3
2026 | 2026_DzMD_GzMD_Dp00_Gp00 | A2- Bolivia 33 kV | All generators | 0.95 | cap | Victoria 115/33/13.8 kV | m:Q:bushv in Mvar | 4.0004 | ElmTr3
2026 | 2026_DzMD_GzMD_Dp00_Gp00 | A2- Bolivia 33 kV | All generators | 0.96 | cap | Victoria 115/33/13.8 kV | m:Q:bushv in Mvar | 3.8382 | ElmTr3
2026 | 2026_DzMD_GzMD_Dp00_Gp00 | A2- Bolivia 33 kV | All generators | 0.97 | cap | Victoria 115/33/13.8 kV | m:Q:bushv in Mvar | 3.6692 | ElmTr3
2026 | 2026_DzMD_GzMD_Dp00_Gp00 | A2- Bolivia 33 kV | All generators | 0.98 | cap | Victoria 115/33/13.8 kV | m:Q:bushv in Mvar | 3.4851 | ElmTr3
2026 | 2026_DzMD_GzMD_Dp00_Gp00 | A2- Bolivia 33 kV | All generators | 0.99 | cap | Victoria 115/33/13.8 kV | m:Q:bushv in Mvar | 3.2655 | ElmTr3
2026 | 2026_DzMD_GzMD_Dp00_Gp00 | A2- Bolivia 33 kV | All generators | 1 | cap | Victoria 115/33/13.8 kV | m:Q:bushv in Mvar | 2.7985 | ElmTr3
2026 | 2026_DzMD_GzMD_Dp00_Gp00 | A2- Bolivia 33 kV | All generators | 0.9 | cap | Victoria 115/33/13.8 kV | m:cosphi:bushv | 0.76856 | ElmTr3
2026 | 2026_DzMD_GzMD_Dp00_Gp00 | A2- Bolivia 33 kV | All generators | 0.91 | cap | Victoria 115/33/13.8 kV | m:cosphi:bushv | 0.77809 | ElmTr3
2026 | 2026_DzMD_GzMD_Dp00_Gp00 | A2- Bolivia 33 kV | All generators | 0.92 | cap | Victoria 115/33/13.8 kV | m:cosphi:bushv | 0.78727 | ElmTr3
2026 | 2026_DzMD_GzMD_Dp00_Gp00 | A2- Bolivia 33 kV | All generators | 0.93 | cap | Victoria 115/33/13.8 kV | m:cosphi:bushv | 0.79627 | ElmTr3
2026 | 2026_DzMD_GzMD_Dp00_Gp00 | A2- Bolivia 33 kV | All generators | 0.94 | cap | Victoria 115/33/13.8 kV | m:cosphi:bushv | 0.80527 | ElmTr3
2026 | 2026_DzMD_GzMD_Dp00_Gp00 | A2- Bolivia 33 kV | All generators | 0.95 | cap | Victoria 115/33/13.8 kV | m:cosphi:bushv | 0.8144 | ElmTr3
2026 | 2026_DzMD_GzMD_Dp00_Gp00 | A2- Bolivia 33 kV | All generators | 0.96 | cap | Victoria 115/33/13.8 kV | m:cosphi:bushv | 0.82386 | ElmTr3
2026 | 2026_DzMD_GzMD_Dp00_Gp00 | A2- Bolivia 33 kV | All generators | 0.97 | cap | Victoria 115/33/13.8 kV | m:cosphi:bushv | 0.83392 | ElmTr3
2026 | 2026_DzMD_GzMD_Dp00_Gp00 | A2- Bolivia 33 kV | All generators | 0.98 | cap | Victoria 115/33/13.8 kV | m:cosphi:bushv | 0.8451 | ElmTr3
2026 | 2026_DzMD_GzMD_Dp00_Gp00 | A2- Bolivia 33 kV | All generators | 0.99 | cap | Victoria 115/33/13.8 kV | m:cosphi:bushv | 0.85864 | ElmTr3
2026 | 2026_DzMD_GzMD_Dp00_Gp00 | A2- Bolivia 33 kV | All generators | 1 | cap | Victoria 115/33/13.8 kV | m:cosphi:bushv | 0.88782 | ElmTr3
2026 | 2026_DzMD_GzMD_Dp00_Gp00 | A2- Bolivia 33 kV | All generators | 0.9 | ind | Dorada - Magdalena 115 kV | m:P:bus1 in MW | 60.3558 | ElmLne
2026 | 2026_DzMD_GzMD_Dp00_Gp00 | A2- Bolivia 33 kV | All generators | 0.91 | ind | Dorada - Magdalena 115 kV | m:P:bus1 in MW | 60.3517 | ElmLne
2026 | 2026_DzMD_GzMD_Dp00_Gp00 | A2- Bolivia 33 kV | All generators | 0.92 | ind | Dorada - Magdalena 115 kV | m:P:bus1 in MW | 60.3473 | ElmLne
2026 | 2026_DzMD_GzMD_Dp00_Gp00 | A2- Bolivia 33 kV | All generators | 0.93 | ind | Dorada - Magdalena 115 kV | m:P:bus1 in MW | 60.3426 | ElmLne
2026 | 2026_DzMD_GzMD_Dp00_Gp00 | A2- Bolivia 33 kV | All generators | 0.94 | ind | Dorada - Magdalena 115 kV | m:P:bus1 in MW | 60.3375 | ElmLne
2026 | 2026_DzMD_GzMD_Dp00_Gp00 | A2- Bolivia 33 kV | All generators | 0.95 | ind | Dorada - Magdalena 115 kV | m:P:bus1 in MW | 60.3319 | ElmLne
2026 | 2026_DzMD_GzMD_Dp00_Gp00 | A2- Bolivia 33 kV | All generators | 0.96 | ind | Dorada - Magdalena 115 kV | m:P:bus1 in MW | 60.3256 | ElmLne
2026 | 2026_DzMD_GzMD_Dp00_Gp00 | A2- Bolivia 33 kV | All generators | 0.97 | ind | Dorada - Magdalena 115 kV | m:P:bus1 in MW | 60.3183 | ElmLne
2026 | 2026_DzMD_GzMD_Dp00_Gp00 | A2- Bolivia 33 kV | All generators | 0.98 | ind | Dorada - Magdalena 115 kV | m:P:bus1 in MW | 60.3095 | ElmLne
2026 | 2026_DzMD_GzMD_Dp00_Gp00 | A2- Bolivia 33 kV | All generators | 0.99 | ind | Dorada - Magdalena 115 kV | m:P:bus1 in MW | 60.2974 | ElmLne
2026 | 2026_DzMD_GzMD_Dp00_Gp00 | A2- Bolivia 33 kV | All generators | 1 | ind | Dorada - Magdalena 115 kV | m:P:bus1 in MW | 60.2653 | ElmLne
2026 | 2026_DzMD_GzMD_Dp00_Gp00 | A2- Bolivia 33 kV | All generators | 0.9 | ind | Dorada - Magdalena 115 kV | m:P:bus2 in MW | -60.1643 | ElmLne
2026 | 2026_DzMD_GzMD_Dp00_Gp00 | A2- Bolivia 33 kV | All generators | 0.91 | ind | Dorada - Magdalena 115 kV | m:P:bus2 in MW | -60.1601 | ElmLne
2026 | 2026_DzMD_GzMD_Dp00_Gp00 | A2- Bolivia 33 kV | All generators | 0.92 | ind | Dorada - Magdalena 115 kV | m:P:bus2 in MW | -60.1557 | ElmLne
2026 | 2026_DzMD_GzMD_Dp00_Gp00 | A2- Bolivia 33 kV | All generators | 0.93 | ind | Dorada - Magdalena 115 kV | m:P:bus2 in MW | -60.151 | ElmLne
2026 | 2026_DzMD_GzMD_Dp00_Gp00 | A2- Bolivia 33 kV | All generators | 0.94 | ind | Dorada - Magdalena 115 kV | m:P:bus2 in MW | -60.1459 | ElmLne
2026 | 2026_DzMD_GzMD_Dp00_Gp00 | A2- Bolivia 33 kV | All generators | 0.95 | ind | Dorada - Magdalena 115 kV | m:P:bus2 in MW | -60.1403 | ElmLne
2026 | 2026_DzMD_GzMD_Dp00_Gp00 | A2- Bolivia 33 kV | All generators | 0.96 | ind | Dorada - Magdalena 115 kV | m:P:bus2 in MW | -60.134 | ElmLne
2026 | 2026_DzMD_GzMD_Dp00_Gp00 | A2- Bolivia 33 kV | All generators | 0.97 | ind | Dorada - Magdalena 115 kV | m:P:bus2 in MW | -60.1268 | ElmLne
2026 | 2026_DzMD_GzMD_Dp00_Gp00 | A2- Bolivia 33 kV | All generators | 0.98 | ind | Dorada - Magdalena 115 kV | m:P:bus2 in MW | -60.1179 | ElmLne
2026 | 2026_DzMD_GzMD_Dp00_Gp00 | A2- Bolivia 33 kV | All generators | 0.99 | ind | Dorada - Magdalena 115 kV | m:P:bus2 in MW | -60.1059 | ElmLne
2026 | 2026_DzMD_GzMD_Dp00_Gp00 | A2- Bolivia 33 kV | All generators | 1 | ind | Dorada - Magdalena 115 kV | m:P:bus2 in MW | -60.0737 | ElmLne
2026 | 2026_DzMD_GzMD_Dp00_Gp00 | A2- Bolivia 33 kV | All generators | 0.9 | ind | Dorada - Magdalena 115 kV | m:Q:bus1 in Mvar | 4.0235 | ElmLne
2026 | 2026_DzMD_GzMD_Dp00_Gp00 | A2- Bolivia 33 kV | All generators | 0.91 | ind | Dorada - Magdalena 115 kV | m:Q:bus1 in Mvar | 4.0031 | ElmLne
2026 | 2026_DzMD_GzMD_Dp00_Gp00 | A2- Bolivia 33 kV | All generators | 0.92 | ind | Dorada - Magdalena 115 kV | m:Q:bus1 in Mvar | 3.9818 | ElmLne
2026 | 2026_DzMD_GzMD_Dp00_Gp00 | A2- Bolivia 33 kV | All generators | 0.93 | ind | Dorada - Magdalena 115 kV | m:Q:bus1 in Mvar | 3.9593 | ElmLne
2026 | 2026_DzMD_GzMD_Dp00_Gp00 | A2- Bolivia 33 kV | All generators | 0.94 | ind | Dorada - Magdalena 115 kV | m:Q:bus1 in Mvar | 3.9354 | ElmLne
2026 | 2026_DzMD_GzMD_Dp00_Gp00 | A2- Bolivia 33 kV | All generators | 0.95 | ind | Dorada - Magdalena 115 kV | m:Q:bus1 in Mvar | 3.9095 | ElmLne
2026 | 2026_DzMD_GzMD_Dp00_Gp00 | A2- Bolivia 33 kV | All generators | 0.96 | ind | Dorada - Magdalena 115 kV | m:Q:bus1 in Mvar | 3.8811 | ElmLne
2026 | 2026_DzMD_GzMD_Dp00_Gp00 | A2- Bolivia 33 kV | All generators | 0.97 | ind | Dorada - Magdalena 115 kV | m:Q:bus1 in Mvar | 3.8488 | ElmLne
2026 | 2026_DzMD_GzMD_Dp00_Gp00 | A2- Bolivia 33 kV | All generators | 0.98 | ind | Dorada - Magdalena 115 kV | m:Q:bus1 in Mvar | 3.8104 | ElmLne
2026 | 2026_DzMD_GzMD_Dp00_Gp00 | A2- Bolivia 33 kV | All generators | 0.99 | ind | Dorada - Magdalena 115 kV | m:Q:bus1 in Mvar | 3.7599 | ElmLne
2026 | 2026_DzMD_GzMD_Dp00_Gp00 | A2- Bolivia 33 kV | All generators | 1 | ind | Dorada - Magdalena 115 kV | m:Q:bus1 in Mvar | 3.6322 | ElmLne
2026 | 2026_DzMD_GzMD_Dp00_Gp00 | A2- Bolivia 33 kV | All generators | 0.9 | ind | Dorada - Magdalena 115 kV | m:Q:bus2 in Mvar | -3.4372 | ElmLne
2026 | 2026_DzMD_GzMD_Dp00_Gp00 | A2- Bolivia 33 kV | All generators | 0.91 | ind | Dorada - Magdalena 115 kV | m:Q:bus2 in Mvar | -3.4167 | ElmLne
2026 | 2026_DzMD_GzMD_Dp00_Gp00 | A2- Bolivia 33 kV | All generators | 0.92 | ind | Dorada - Magdalena 115 kV | m:Q:bus2 in Mvar | -3.3953 | ElmLne
2026 | 2026_DzMD_GzMD_Dp00_Gp00 | A2- Bolivia 33 kV | All generators | 0.93 | ind | Dorada - Magdalena 115 kV | m:Q:bus2 in Mvar | -3.3727 | ElmLne
2026 | 2026_DzMD_GzMD_Dp00_Gp00 | A2- Bolivia 33 kV | All generators | 0.94 | ind | Dorada - Magdalena 115 kV | m:Q:bus2 in Mvar | -3.3486 | ElmLne
2026 | 2026_DzMD_GzMD_Dp00_Gp00 | A2- Bolivia 33 kV | All generators | 0.95 | ind | Dorada - Magdalena 115 kV | m:Q:bus2 in Mvar | -3.3226 | ElmLne
2026 | 2026_DzMD_GzMD_Dp00_Gp00 | A2- Bolivia 33 kV | All generators | 0.96 | ind | Dorada - Magdalena 115 kV | m:Q:bus2 in Mvar | -3.294 | ElmLne
2026 | 2026_DzMD_GzMD_Dp00_Gp00 | A2- Bolivia 33 kV | All generators | 0.97 | ind | Dorada - Magdalena 115 kV | m:Q:bus2 in Mvar | -3.2616 | ElmLne
2026 | 2026_DzMD_GzMD_Dp00_Gp00 | A2- Bolivia 33 kV | All generators | 0.98 | ind | Dorada - Magdalena 115 kV | m:Q:bus2 in Mvar | -3.223 | ElmLne
2026 | 2026_DzMD_GzMD_Dp00_Gp00 | A2- Bolivia 33 kV | All generators | 0.99 | ind | Dorada - Magdalena 115 kV | m:Q:bus2 in Mvar | -3.1723 | ElmLne
2026 | 2026_DzMD_GzMD_Dp00_Gp00 | A2- Bolivia 33 kV | All generators | 1 | ind | Dorada - Magdalena 115 kV | m:Q:bus2 in Mvar | -3.0441 | ElmLne
2026 | 2026_DzMD_GzMD_Dp00_Gp00 | A2- Bolivia 33 kV | All generators | 0.9 | ind | Dorada - Magdalena 115 kV | m:cosphi:bus1 | 0.99779 | ElmLne
2026 | 2026_DzMD_GzMD_Dp00_Gp00 | A2- Bolivia 33 kV | All generators | 0.91 | ind | Dorada - Magdalena 115 kV | m:cosphi:bus1 | 0.99781 | ElmLne
2026 | 2026_DzMD_GzMD_Dp00_Gp00 | A2- Bolivia 33 kV | All generators | 0.92 | ind | Dorada - Magdalena 115 kV | m:cosphi:bus1 | 0.99783 | ElmLne
2026 | 2026_DzMD_GzMD_Dp00_Gp00 | A2- Bolivia 33 kV | All generators | 0.93 | ind | Dorada - Magdalena 115 kV | m:cosphi:bus1 | 0.99785 | ElmLne
2026 | 2026_DzMD_GzMD_Dp00_Gp00 | A2- Bolivia 33 kV | All generators | 0.94 | ind | Dorada - Magdalena 115 kV | m:cosphi:bus1 | 0.99788 | ElmLne
2026 | 2026_DzMD_GzMD_Dp00_Gp00 | A2- Bolivia 33 kV | All generators | 0.95 | ind | Dorada - Magdalena 115 kV | m:cosphi:bus1 | 0.99791 | ElmLne
2026 | 2026_DzMD_GzMD_Dp00_Gp00 | A2- Bolivia 33 kV | All generators | 0.96 | ind | Dorada - Magdalena 115 kV | m:cosphi:bus1 | 0.99794 | ElmLne
2026 | 2026_DzMD_GzMD_Dp00_Gp00 | A2- Bolivia 33 kV | All generators | 0.97 | ind | Dorada - Magdalena 115 kV | m:cosphi:bus1 | 0.99797 | ElmLne
2026 | 2026_DzMD_GzMD_Dp00_Gp00 | A2- Bolivia 33 kV | All generators | 0.98 | ind | Dorada - Magdalena 115 kV | m:cosphi:bus1 | 0.99801 | ElmLne
2026 | 2026_DzMD_GzMD_Dp00_Gp00 | A2- Bolivia 33 kV | All generators | 0.99 | ind | Dorada - Magdalena 115 kV | m:cosphi:bus1 | 0.99806 | ElmLne
2026 | 2026_DzMD_GzMD_Dp00_Gp00 | A2- Bolivia 33 kV | All generators | 1 | ind | Dorada - Magdalena 115 kV | m:cosphi:bus1 | 0.99819 | ElmLne
2026 | 2026_DzMD_GzMD_Dp00_Gp00 | A2- Bolivia 33 kV | All generators | 0.9 | ind | Dorada - Magdalena 115 kV | m:cosphi:bus2 | -0.99837 | ElmLne
2026 | 2026_DzMD_GzMD_Dp00_Gp00 | A2- Bolivia 33 kV | All generators | 0.91 | ind | Dorada - Magdalena 115 kV | m:cosphi:bus2 | -0.99839 | ElmLne
2026 | 2026_DzMD_GzMD_Dp00_Gp00 | A2- Bolivia 33 kV | All generators | 0.92 | ind | Dorada - Magdalena 115 kV | m:cosphi:bus2 | -0.99841 | ElmLne
2026 | 2026_DzMD_GzMD_Dp00_Gp00 | A2- Bolivia 33 kV | All generators | 0.93 | ind | Dorada - Magdalena 115 kV | m:cosphi:bus2 | -0.99843 | ElmLne
2026 | 2026_DzMD_GzMD_Dp00_Gp00 | A2- Bolivia 33 kV | All generators | 0.94 | ind | Dorada - Magdalena 115 kV | m:cosphi:bus2 | -0.99845 | ElmLne
2026 | 2026_DzMD_GzMD_Dp00_Gp00 | A2- Bolivia 33 kV | All generators | 0.95 | ind | Dorada - Magdalena 115 kV | m:cosphi:bus2 | -0.99848 | ElmLne
2026 | 2026_DzMD_GzMD_Dp00_Gp00 | A2- Bolivia 33 kV | All generators | 0.96 | ind | Dorada - Magdalena 115 kV | m:cosphi:bus2 | -0.9985 | ElmLne
2026 | 2026_DzMD_GzMD_Dp00_Gp00 | A2- Bolivia 33 kV | All generators | 0.97 | ind | Dorada - Magdalena 115 kV | m:cosphi:bus2 | -0.99853 | ElmLne
2026 | 2026_DzMD_GzMD_Dp00_Gp00 | A2- Bolivia 33 kV | All generators | 0.98 | ind | Dorada - Magdalena 115 kV | m:cosphi:bus2 | -0.99857 | ElmLne
2026 | 2026_DzMD_GzMD_Dp00_Gp00 | A2- Bolivia 33 kV | All generators | 0.99 | ind | Dorada - Magdalena 115 kV | m:cosphi:bus2 | -0.99861 | ElmLne
2026 | 2026_DzMD_GzMD_Dp00_Gp00 | A2- Bolivia 33 kV | All generators | 1 | ind | Dorada - Magdalena 115 kV | m:cosphi:bus2 | -0.99872 | ElmLne
2026 | 2026_DzMD_GzMD_Dp00_Gp00 | A2- Bolivia 33 kV | All generators | 0.9 | ind | Mariquita - Victoria 2 115 | m:P:bus1 in MW | -13.9738 | ElmLne
2026 | 2026_DzMD_GzMD_Dp00_Gp00 | A2- Bolivia 33 kV | All generators | 0.91 | ind | Mariquita - Victoria 2 115 | m:P:bus1 in MW | -13.9652 | ElmLne
2026 | 2026_DzMD_GzMD_Dp00_Gp00 | A2- Bolivia 33 kV | All generators | 0.92 | ind | Mariquita - Victoria 2 115 | m:P:bus1 in MW | -13.9562 | ElmLne
2026 | 2026_DzMD_GzMD_Dp00_Gp00 | A2- Bolivia 33 kV | All generators | 0.93 | ind | Mariquita - Victoria 2 115 | m:P:bus1 in MW | -13.947 | ElmLne
2026 | 2026_DzMD_GzMD_Dp00_Gp00 | A2- Bolivia 33 kV | All generators | 0.94 | ind | Mariquita - Victoria 2 115 | m:P:bus1 in MW | -13.9372 | ElmLne
2026 | 2026_DzMD_GzMD_Dp00_Gp00 | A2- Bolivia 33 kV | All generators | 0.95 | ind | Mariquita - Victoria 2 115 | m:P:bus1 in MW | -13.9269 | ElmLne
2026 | 2026_DzMD_GzMD_Dp00_Gp00 | A2- Bolivia 33 kV | All generators | 0.96 | ind | Mariquita - Victoria 2 115 | m:P:bus1 in MW | -13.9157 | ElmLne
2026 | 2026_DzMD_GzMD_Dp00_Gp00 | A2- Bolivia 33 kV | All generators | 0.97 | ind | Mariquita - Victoria 2 115 | m:P:bus1 in MW | -13.9033 | ElmLne
2026 | 2026_DzMD_GzMD_Dp00_Gp00 | A2- Bolivia 33 kV | All generators | 0.98 | ind | Mariquita - Victoria 2 115 | m:P:bus1 in MW | -13.8889 | ElmLne
2026 | 2026_DzMD_GzMD_Dp00_Gp00 | A2- Bolivia 33 kV | All generators | 0.99 | ind | Mariquita - Victoria 2 115 | m:P:bus1 in MW | -13.8705 | ElmLne
2026 | 2026_DzMD_GzMD_Dp00_Gp00 | A2- Bolivia 33 kV | All generators | 1 | ind | Mariquita - Victoria 2 115 | m:P:bus1 in MW | -13.8271 | ElmLne
2026 | 2026_DzMD_GzMD_Dp00_Gp00 | A2- Bolivia 33 kV | All generators | 0.9 | ind | Mariquita - Victoria 2 115 | m:P:bus2 in MW | 14.0166 | ElmLne
2026 | 2026_DzMD_GzMD_Dp00_Gp00 | A2- Bolivia 33 kV | All generators | 0.91 | ind | Mariquita - Victoria 2 115 | m:P:bus2 in MW | 14.0079 | ElmLne
2026 | 2026_DzMD_GzMD_Dp00_Gp00 | A2- Bolivia 33 kV | All generators | 0.92 | ind | Mariquita - Victoria 2 115 | m:P:bus2 in MW | 13.999 | ElmLne
2026 | 2026_DzMD_GzMD_Dp00_Gp00 | A2- Bolivia 33 kV | All generators | 0.93 | ind | Mariquita - Victoria 2 115 | m:P:bus2 in MW | 13.9897 | ElmLne
2026 | 2026_DzMD_GzMD_Dp00_Gp00 | A2- Bolivia 33 kV | All generators | 0.94 | ind | Mariquita - Victoria 2 115 | m:P:bus2 in MW | 13.98 | ElmLne
2026 | 2026_DzMD_GzMD_Dp00_Gp00 | A2- Bolivia 33 kV | All generators | 0.95 | ind | Mariquita - Victoria 2 115 | m:P:bus2 in MW | 13.9696 | ElmLne
2026 | 2026_DzMD_GzMD_Dp00_Gp00 | A2- Bolivia 33 kV | All generators | 0.96 | ind | Mariquita - Victoria 2 115 | m:P:bus2 in MW | 13.9584 | ElmLne
2026 | 2026_DzMD_GzMD_Dp00_Gp00 | A2- Bolivia 33 kV | All generators | 0.97 | ind | Mariquita - Victoria 2 115 | m:P:bus2 in MW | 13.946 | ElmLne
2026 | 2026_DzMD_GzMD_Dp00_Gp00 | A2- Bolivia 33 kV | All generators | 0.98 | ind | Mariquita - Victoria 2 115 | m:P:bus2 in MW | 13.9316 | ElmLne
2026 | 2026_DzMD_GzMD_Dp00_Gp00 | A2- Bolivia 33 kV | All generators | 0.99 | ind | Mariquita - Victoria 2 115 | m:P:bus2 in MW | 13.9132 | ElmLne
2026 | 2026_DzMD_GzMD_Dp00_Gp00 | A2- Bolivia 33 kV | All generators | 1 | ind | Mariquita - Victoria 2 115 | m:P:bus2 in MW | 13.8698 | ElmLne
2026 | 2026_DzMD_GzMD_Dp00_Gp00 | A2- Bolivia 33 kV | All generators | 0.9 | ind | Mariquita - Victoria 2 115 | m:Q:bus1 in Mvar | -3.122 | ElmLne
2026 | 2026_DzMD_GzMD_Dp00_Gp00 | A2- Bolivia 33 kV | All generators | 0.91 | ind | Mariquita - Victoria 2 115 | m:Q:bus1 in Mvar | -3.1433 | ElmLne
2026 | 2026_DzMD_GzMD_Dp00_Gp00 | A2- Bolivia 33 kV | All generators | 0.92 | ind | Mariquita - Victoria 2 115 | m:Q:bus1 in Mvar | -3.1657 | ElmLne
2026 | 2026_DzMD_GzMD_Dp00_Gp00 | A2- Bolivia 33 kV | All generators | 0.93 | ind | Mariquita - Victoria 2 115 | m:Q:bus1 in Mvar | -3.1893 | ElmLne
2026 | 2026_DzMD_GzMD_Dp00_Gp00 | A2- Bolivia 33 kV | All generators | 0.94 | ind | Mariquita - Victoria 2 115 | m:Q:bus1 in Mvar | -3.2144 | ElmLne
2026 | 2026_DzMD_GzMD_Dp00_Gp00 | A2- Bolivia 33 kV | All generators | 0.95 | ind | Mariquita - Victoria 2 115 | m:Q:bus1 in Mvar | -3.2417 | ElmLne
2026 | 2026_DzMD_GzMD_Dp00_Gp00 | A2- Bolivia 33 kV | All generators | 0.96 | ind | Mariquita - Victoria 2 115 | m:Q:bus1 in Mvar | -3.2717 | ElmLne
2026 | 2026_DzMD_GzMD_Dp00_Gp00 | A2- Bolivia 33 kV | All generators | 0.97 | ind | Mariquita - Victoria 2 115 | m:Q:bus1 in Mvar | -3.3058 | ElmLne
2026 | 2026_DzMD_GzMD_Dp00_Gp00 | A2- Bolivia 33 kV | All generators | 0.98 | ind | Mariquita - Victoria 2 115 | m:Q:bus1 in Mvar | -3.3464 | ElmLne
2026 | 2026_DzMD_GzMD_Dp00_Gp00 | A2- Bolivia 33 kV | All generators | 0.99 | ind | Mariquita - Victoria 2 115 | m:Q:bus1 in Mvar | -3.4 | ElmLne
2026 | 2026_DzMD_GzMD_Dp00_Gp00 | A2- Bolivia 33 kV | All generators | 1 | ind | Mariquita - Victoria 2 115 | m:Q:bus1 in Mvar | -3.5362 | ElmLne
2026 | 2026_DzMD_GzMD_Dp00_Gp00 | A2- Bolivia 33 kV | All generators | 0.9 | ind | Mariquita - Victoria 2 115 | m:Q:bus2 in Mvar | 2.5653 | ElmLne
2026 | 2026_DzMD_GzMD_Dp00_Gp00 | A2- Bolivia 33 kV | All generators | 0.91 | ind | Mariquita - Victoria 2 115 | m:Q:bus2 in Mvar | 2.5868 | ElmLne
2026 | 2026_DzMD_GzMD_Dp00_Gp00 | A2- Bolivia 33 kV | All generators | 0.92 | ind | Mariquita - Victoria 2 115 | m:Q:bus2 in Mvar | 2.6094 | ElmLne
2026 | 2026_DzMD_GzMD_Dp00_Gp00 | A2- Bolivia 33 kV | All generators | 0.93 | ind | Mariquita - Victoria 2 115 | m:Q:bus2 in Mvar | 2.6332 | ElmLne
2026 | 2026_DzMD_GzMD_Dp00_Gp00 | A2- Bolivia 33 kV | All generators | 0.94 | ind | Mariquita - Victoria 2 115 | m:Q:bus2 in Mvar | 2.6586 | ElmLne
2026 | 2026_DzMD_GzMD_Dp00_Gp00 | A2- Bolivia 33 kV | All generators | 0.95 | ind | Mariquita - Victoria 2 115 | m:Q:bus2 in Mvar | 2.6861 | ElmLne
2026 | 2026_DzMD_GzMD_Dp00_Gp00 | A2- Bolivia 33 kV | All generators | 0.96 | ind | Mariquita - Victoria 2 115 | m:Q:bus2 in Mvar | 2.7164 | ElmLne
2026 | 2026_DzMD_GzMD_Dp00_Gp00 | A2- Bolivia 33 kV | All generators | 0.97 | ind | Mariquita - Victoria 2 115 | m:Q:bus2 in Mvar | 2.7509 | ElmLne
2026 | 2026_DzMD_GzMD_Dp00_Gp00 | A2- Bolivia 33 kV | All generators | 0.98 | ind | Mariquita - Victoria 2 115 | m:Q:bus2 in Mvar | 2.7919 | ElmLne
2026 | 2026_DzMD_GzMD_Dp00_Gp00 | A2- Bolivia 33 kV | All generators | 0.99 | ind | Mariquita - Victoria 2 115 | m:Q:bus2 in Mvar | 2.8461 | ElmLne
2026 | 2026_DzMD_GzMD_Dp00_Gp00 | A2- Bolivia 33 kV | All generators | 1 | ind | Mariquita - Victoria 2 115 | m:Q:bus2 in Mvar | 2.9837 | ElmLne
2026 | 2026_DzMD_GzMD_Dp00_Gp00 | A2- Bolivia 33 kV | All generators | 0.9 | ind | Mariquita - Victoria 2 115 | m:cosphi:bus1 | -0.97594 | ElmLne
2026 | 2026_DzMD_GzMD_Dp00_Gp00 | A2- Bolivia 33 kV | All generators | 0.91 | ind | Mariquita - Victoria 2 115 | m:cosphi:bus1 | -0.97559 | ElmLne
2026 | 2026_DzMD_GzMD_Dp00_Gp00 | A2- Bolivia 33 kV | All generators | 0.92 | ind | Mariquita - Victoria 2 115 | m:cosphi:bus1 | -0.97523 | ElmLne
2026 | 2026_DzMD_GzMD_Dp00_Gp00 | A2- Bolivia 33 kV | All generators | 0.93 | ind | Mariquita - Victoria 2 115 | m:cosphi:bus1 | -0.97484 | ElmLne
2026 | 2026_DzMD_GzMD_Dp00_Gp00 | A2- Bolivia 33 kV | All generators | 0.94 | ind | Mariquita - Victoria 2 115 | m:cosphi:bus1 | -0.97442 | ElmLne
2026 | 2026_DzMD_GzMD_Dp00_Gp00 | A2- Bolivia 33 kV | All generators | 0.95 | ind | Mariquita - Victoria 2 115 | m:cosphi:bus1 | -0.97396 | ElmLne
2026 | 2026_DzMD_GzMD_Dp00_Gp00 | A2- Bolivia 33 kV | All generators | 0.96 | ind | Mariquita - Victoria 2 115 | m:cosphi:bus1 | -0.97346 | ElmLne
2026 | 2026_DzMD_GzMD_Dp00_Gp00 | A2- Bolivia 33 kV | All generators | 0.97 | ind | Mariquita - Victoria 2 115 | m:cosphi:bus1 | -0.97288 | ElmLne
2026 | 2026_DzMD_GzMD_Dp00_Gp00 | A2- Bolivia 33 kV | All generators | 0.98 | ind | Mariquita - Victoria 2 115 | m:cosphi:bus1 | -0.97218 | ElmLne
2026 | 2026_DzMD_GzMD_Dp00_Gp00 | A2- Bolivia 33 kV | All generators | 0.99 | ind | Mariquita - Victoria 2 115 | m:cosphi:bus1 | -0.97125 | ElmLne
2026 | 2026_DzMD_GzMD_Dp00_Gp00 | A2- Bolivia 33 kV | All generators | 1 | ind | Mariquita - Victoria 2 115 | m:cosphi:bus1 | -0.96882 | ElmLne
2026 | 2026_DzMD_GzMD_Dp00_Gp00 | A2- Bolivia 33 kV | All generators | 0.9 | ind | Mariquita - Victoria 2 115 | m:cosphi:bus2 | 0.98366 | ElmLne
2026 | 2026_DzMD_GzMD_Dp00_Gp00 | A2- Bolivia 33 kV | All generators | 0.91 | ind | Mariquita - Victoria 2 115 | m:cosphi:bus2 | 0.98337 | ElmLne
2026 | 2026_DzMD_GzMD_Dp00_Gp00 | A2- Bolivia 33 kV | All generators | 0.92 | ind | Mariquita - Victoria 2 115 | m:cosphi:bus2 | 0.98307 | ElmLne
2026 | 2026_DzMD_GzMD_Dp00_Gp00 | A2- Bolivia 33 kV | All generators | 0.93 | ind | Mariquita - Victoria 2 115 | m:cosphi:bus2 | 0.98274 | ElmLne
2026 | 2026_DzMD_GzMD_Dp00_Gp00 | A2- Bolivia 33 kV | All generators | 0.94 | ind | Mariquita - Victoria 2 115 | m:cosphi:bus2 | 0.98239 | ElmLne
2026 | 2026_DzMD_GzMD_Dp00_Gp00 | A2- Bolivia 33 kV | All generators | 0.95 | ind | Mariquita - Victoria 2 115 | m:cosphi:bus2 | 0.98201 | ElmLne
2026 | 2026_DzMD_GzMD_Dp00_Gp00 | A2- Bolivia 33 kV | All generators | 0.96 | ind | Mariquita - Victoria 2 115 | m:cosphi:bus2 | 0.98159 | ElmLne
2026 | 2026_DzMD_GzMD_Dp00_Gp00 | A2- Bolivia 33 kV | All generators | 0.97 | ind | Mariquita - Victoria 2 115 | m:cosphi:bus2 | 0.9811 | ElmLne
2026 | 2026_DzMD_GzMD_Dp00_Gp00 | A2- Bolivia 33 kV | All generators | 0.98 | ind | Mariquita - Victoria 2 115 | m:cosphi:bus2 | 0.9805 | ElmLne
2026 | 2026_DzMD_GzMD_Dp00_Gp00 | A2- Bolivia 33 kV | All generators | 0.99 | ind | Mariquita - Victoria 2 115 | m:cosphi:bus2 | 0.97971 | ElmLne
2026 | 2026_DzMD_GzMD_Dp00_Gp00 | A2- Bolivia 33 kV | All generators | 1 | ind | Mariquita - Victoria 2 115 | m:cosphi:bus2 | 0.97763 | ElmLne
2026 | 2026_DzMD_GzMD_Dp00_Gp00 | A2- Bolivia 33 kV | All generators | 0.9 | ind | Dorada 115/33/13.8 kV | m:P:bushv in MW | -1.6837 | ElmTr3
2026 | 2026_DzMD_GzMD_Dp00_Gp00 | A2- Bolivia 33 kV | All generators | 0.91 | ind | Dorada 115/33/13.8 kV | m:P:bushv in MW | -1.6805 | ElmTr3
2026 | 2026_DzMD_GzMD_Dp00_Gp00 | A2- Bolivia 33 kV | All generators | 0.92 | ind | Dorada 115/33/13.8 kV | m:P:bushv in MW | -1.6771 | ElmTr3
2026 | 2026_DzMD_GzMD_Dp00_Gp00 | A2- Bolivia 33 kV | All generators | 0.93 | ind | Dorada 115/33/13.8 kV | m:P:bushv in MW | -1.6734 | ElmTr3
2026 | 2026_DzMD_GzMD_Dp00_Gp00 | A2- Bolivia 33 kV | All generators | 0.94 | ind | Dorada 115/33/13.8 kV | m:P:bushv in MW | -1.6695 | ElmTr3
2026 | 2026_DzMD_GzMD_Dp00_Gp00 | A2- Bolivia 33 kV | All generators | 0.95 | ind | Dorada 115/33/13.8 kV | m:P:bushv in MW | -1.6652 | ElmTr3
2026 | 2026_DzMD_GzMD_Dp00_Gp00 | A2- Bolivia 33 kV | All generators | 0.96 | ind | Dorada 115/33/13.8 kV | m:P:bushv in MW | -1.6604 | ElmTr3
2026 | 2026_DzMD_GzMD_Dp00_Gp00 | A2- Bolivia 33 kV | All generators | 0.97 | ind | Dorada 115/33/13.8 kV | m:P:bushv in MW | -1.6549 | ElmTr3
2026 | 2026_DzMD_GzMD_Dp00_Gp00 | A2- Bolivia 33 kV | All generators | 0.98 | ind | Dorada 115/33/13.8 kV | m:P:bushv in MW | -1.6483 | ElmTr3
2026 | 2026_DzMD_GzMD_Dp00_Gp00 | A2- Bolivia 33 kV | All generators | 0.99 | ind | Dorada 115/33/13.8 kV | m:P:bushv in MW | -1.6394 | ElmTr3
2026 | 2026_DzMD_GzMD_Dp00_Gp00 | A2- Bolivia 33 kV | All generators | 1 | ind | Dorada 115/33/13.8 kV | m:P:bushv in MW | -1.6159 | ElmTr3
2026 | 2026_DzMD_GzMD_Dp00_Gp00 | A2- Bolivia 33 kV | All generators | 0.9 | ind | Dorada 115/33/13.8 kV | m:Q:bushv in Mvar | 4.7941 | ElmTr3
2026 | 2026_DzMD_GzMD_Dp00_Gp00 | A2- Bolivia 33 kV | All generators | 0.91 | ind | Dorada 115/33/13.8 kV | m:Q:bushv in Mvar | 4.8025 | ElmTr3
2026 | 2026_DzMD_GzMD_Dp00_Gp00 | A2- Bolivia 33 kV | All generators | 0.92 | ind | Dorada 115/33/13.8 kV | m:Q:bushv in Mvar | 4.8112 | ElmTr3
2026 | 2026_DzMD_GzMD_Dp00_Gp00 | A2- Bolivia 33 kV | All generators | 0.93 | ind | Dorada 115/33/13.8 kV | m:Q:bushv in Mvar | 4.8204 | ElmTr3
2026 | 2026_DzMD_GzMD_Dp00_Gp00 | A2- Bolivia 33 kV | All generators | 0.94 | ind | Dorada 115/33/13.8 kV | m:Q:bushv in Mvar | 4.8301 | ElmTr3
2026 | 2026_DzMD_GzMD_Dp00_Gp00 | A2- Bolivia 33 kV | All generators | 0.95 | ind | Dorada 115/33/13.8 kV | m:Q:bushv in Mvar | 4.8406 | ElmTr3
2026 | 2026_DzMD_GzMD_Dp00_Gp00 | A2- Bolivia 33 kV | All generators | 0.96 | ind | Dorada 115/33/13.8 kV | m:Q:bushv in Mvar | 4.8521 | ElmTr3
2026 | 2026_DzMD_GzMD_Dp00_Gp00 | A2- Bolivia 33 kV | All generators | 0.97 | ind | Dorada 115/33/13.8 kV | m:Q:bushv in Mvar | 4.8651 | ElmTr3
2026 | 2026_DzMD_GzMD_Dp00_Gp00 | A2- Bolivia 33 kV | All generators | 0.98 | ind | Dorada 115/33/13.8 kV | m:Q:bushv in Mvar | 4.8806 | ElmTr3
2026 | 2026_DzMD_GzMD_Dp00_Gp00 | A2- Bolivia 33 kV | All generators | 0.99 | ind | Dorada 115/33/13.8 kV | m:Q:bushv in Mvar | 4.9008 | ElmTr3
2026 | 2026_DzMD_GzMD_Dp00_Gp00 | A2- Bolivia 33 kV | All generators | 1 | ind | Dorada 115/33/13.8 kV | m:Q:bushv in Mvar | 4.9515 | ElmTr3
2026 | 2026_DzMD_GzMD_Dp00_Gp00 | A2- Bolivia 33 kV | All generators | 0.9 | ind | Dorada 115/33/13.8 kV | m:cosphi:bushv | -0.33136 | ElmTr3
2026 | 2026_DzMD_GzMD_Dp00_Gp00 | A2- Bolivia 33 kV | All generators | 0.91 | ind | Dorada 115/33/13.8 kV | m:cosphi:bushv | -0.33028 | ElmTr3
2026 | 2026_DzMD_GzMD_Dp00_Gp00 | A2- Bolivia 33 kV | All generators | 0.92 | ind | Dorada 115/33/13.8 kV | m:cosphi:bushv | -0.32915 | ElmTr3
2026 | 2026_DzMD_GzMD_Dp00_Gp00 | A2- Bolivia 33 kV | All generators | 0.93 | ind | Dorada 115/33/13.8 kV | m:cosphi:bushv | -0.32796 | ElmTr3
2026 | 2026_DzMD_GzMD_Dp00_Gp00 | A2- Bolivia 33 kV | All generators | 0.94 | ind | Dorada 115/33/13.8 kV | m:cosphi:bushv | -0.32668 | ElmTr3
2026 | 2026_DzMD_GzMD_Dp00_Gp00 | A2- Bolivia 33 kV | All generators | 0.95 | ind | Dorada 115/33/13.8 kV | m:cosphi:bushv | -0.3253 | ElmTr3
2026 | 2026_DzMD_GzMD_Dp00_Gp00 | A2- Bolivia 33 kV | All generators | 0.96 | ind | Dorada 115/33/13.8 kV | m:cosphi:bushv | -0.32377 | ElmTr3
2026 | 2026_DzMD_GzMD_Dp00_Gp00 | A2- Bolivia 33 kV | All generators | 0.97 | ind | Dorada 115/33/13.8 kV | m:cosphi:bushv | -0.32204 | ElmTr3
2026 | 2026_DzMD_GzMD_Dp00_Gp00 | A2- Bolivia 33 kV | All generators | 0.98 | ind | Dorada 115/33/13.8 kV | m:cosphi:bushv | -0.31997 | ElmTr3
2026 | 2026_DzMD_GzMD_Dp00_Gp00 | A2- Bolivia 33 kV | All generators | 0.99 | ind | Dorada 115/33/13.8 kV | m:cosphi:bushv | -0.31723 | ElmTr3
2026 | 2026_DzMD_GzMD_Dp00_Gp00 | A2- Bolivia 33 kV | All generators | 1 | ind | Dorada 115/33/13.8 kV | m:cosphi:bushv | -0.31025 | ElmTr3
2026 | 2026_DzMD_GzMD_Dp00_Gp00 | A2- Bolivia 33 kV | All generators | 0.9 | ind | Manzanares 115/33/13.8 kV | m:P:bushv in MW | -12.5441 | ElmTr3
2026 | 2026_DzMD_GzMD_Dp00_Gp00 | A2- Bolivia 33 kV | All generators | 0.91 | ind | Manzanares 115/33/13.8 kV | m:P:bushv in MW | -12.5648 | ElmTr3
2026 | 2026_DzMD_GzMD_Dp00_Gp00 | A2- Bolivia 33 kV | All generators | 0.92 | ind | Manzanares 115/33/13.8 kV | m:P:bushv in MW | -12.5849 | ElmTr3
2026 | 2026_DzMD_GzMD_Dp00_Gp00 | A2- Bolivia 33 kV | All generators | 0.93 | ind | Manzanares 115/33/13.8 kV | m:P:bushv in MW | -12.6045 | ElmTr3
2026 | 2026_DzMD_GzMD_Dp00_Gp00 | A2- Bolivia 33 kV | All generators | 0.94 | ind | Manzanares 115/33/13.8 kV | m:P:bushv in MW | -12.6235 | ElmTr3
2026 | 2026_DzMD_GzMD_Dp00_Gp00 | A2- Bolivia 33 kV | All generators | 0.95 | ind | Manzanares 115/33/13.8 kV | m:P:bushv in MW | -12.6418 | ElmTr3
2026 | 2026_DzMD_GzMD_Dp00_Gp00 | A2- Bolivia 33 kV | All generators | 0.96 | ind | Manzanares 115/33/13.8 kV | m:P:bushv in MW | -12.6594 | ElmTr3
2026 | 2026_DzMD_GzMD_Dp00_Gp00 | A2- Bolivia 33 kV | All generators | 0.97 | ind | Manzanares 115/33/13.8 kV | m:P:bushv in MW | -12.6761 | ElmTr3
2026 | 2026_DzMD_GzMD_Dp00_Gp00 | A2- Bolivia 33 kV | All generators | 0.98 | ind | Manzanares 115/33/13.8 kV | m:P:bushv in MW | -12.6913 | ElmTr3
2026 | 2026_DzMD_GzMD_Dp00_Gp00 | A2- Bolivia 33 kV | All generators | 0.99 | ind | Manzanares 115/33/13.8 kV | m:P:bushv in MW | -12.7038 | ElmTr3
2026 | 2026_DzMD_GzMD_Dp00_Gp00 | A2- Bolivia 33 kV | All generators | 1 | ind | Manzanares 115/33/13.8 kV | m:P:bushv in MW | -12.697 | ElmTr3
2026 | 2026_DzMD_GzMD_Dp00_Gp00 | A2- Bolivia 33 kV | All generators | 0.9 | ind | Manzanares 115/33/13.8 kV | m:Q:bushv in Mvar | -0.9223 | ElmTr3
2026 | 2026_DzMD_GzMD_Dp00_Gp00 | A2- Bolivia 33 kV | All generators | 0.91 | ind | Manzanares 115/33/13.8 kV | m:Q:bushv in Mvar | -0.60633 | ElmTr3
2026 | 2026_DzMD_GzMD_Dp00_Gp00 | A2- Bolivia 33 kV | All generators | 0.92 | ind | Manzanares 115/33/13.8 kV | m:Q:bushv in Mvar | -0.27602 | ElmTr3
2026 | 2026_DzMD_GzMD_Dp00_Gp00 | A2- Bolivia 33 kV | All generators | 0.93 | ind | Manzanares 115/33/13.8 kV | m:Q:bushv in Mvar | 0.072124 | ElmTr3
2026 | 2026_DzMD_GzMD_Dp00_Gp00 | A2- Bolivia 33 kV | All generators | 0.94 | ind | Manzanares 115/33/13.8 kV | m:Q:bushv in Mvar | 0.44287 | ElmTr3
2026 | 2026_DzMD_GzMD_Dp00_Gp00 | A2- Bolivia 33 kV | All generators | 0.95 | ind | Manzanares 115/33/13.8 kV | m:Q:bushv in Mvar | 0.84313 | ElmTr3
2026 | 2026_DzMD_GzMD_Dp00_Gp00 | A2- Bolivia 33 kV | All generators | 0.96 | ind | Manzanares 115/33/13.8 kV | m:Q:bushv in Mvar | 1.2836 | ElmTr3
2026 | 2026_DzMD_GzMD_Dp00_Gp00 | A2- Bolivia 33 kV | All generators | 0.97 | ind | Manzanares 115/33/13.8 kV | m:Q:bushv in Mvar | 1.7824 | ElmTr3
2026 | 2026_DzMD_GzMD_Dp00_Gp00 | A2- Bolivia 33 kV | All generators | 0.98 | ind | Manzanares 115/33/13.8 kV | m:Q:bushv in Mvar | 2.3753 | ElmTr3
2026 | 2026_DzMD_GzMD_Dp00_Gp00 | A2- Bolivia 33 kV | All generators | 0.99 | ind | Manzanares 115/33/13.8 kV | m:Q:bushv in Mvar | 3.1553 | ElmTr3
2026 | 2026_DzMD_GzMD_Dp00_Gp00 | A2- Bolivia 33 kV | All generators | 1 | ind | Manzanares 115/33/13.8 kV | m:Q:bushv in Mvar | 5.1221 | ElmTr3
2026 | 2026_DzMD_GzMD_Dp00_Gp00 | A2- Bolivia 33 kV | All generators | 0.9 | ind | Manzanares 115/33/13.8 kV | m:cosphi:bushv | -0.99731 | ElmTr3
2026 | 2026_DzMD_GzMD_Dp00_Gp00 | A2- Bolivia 33 kV | All generators | 0.91 | ind | Manzanares 115/33/13.8 kV | m:cosphi:bushv | -0.99884 | ElmTr3
2026 | 2026_DzMD_GzMD_Dp00_Gp00 | A2- Bolivia 33 kV | All generators | 0.92 | ind | Manzanares 115/33/13.8 kV | m:cosphi:bushv | -0.99976 | ElmTr3
2026 | 2026_DzMD_GzMD_Dp00_Gp00 | A2- Bolivia 33 kV | All generators | 0.93 | ind | Manzanares 115/33/13.8 kV | m:cosphi:bushv | -0.99998 | ElmTr3
2026 | 2026_DzMD_GzMD_Dp00_Gp00 | A2- Bolivia 33 kV | All generators | 0.94 | ind | Manzanares 115/33/13.8 kV | m:cosphi:bushv | -0.99939 | ElmTr3
2026 | 2026_DzMD_GzMD_Dp00_Gp00 | A2- Bolivia 33 kV | All generators | 0.95 | ind | Manzanares 115/33/13.8 kV | m:cosphi:bushv | -0.99778 | ElmTr3
2026 | 2026_DzMD_GzMD_Dp00_Gp00 | A2- Bolivia 33 kV | All generators | 0.96 | ind | Manzanares 115/33/13.8 kV | m:cosphi:bushv | -0.9949 | ElmTr3
2026 | 2026_DzMD_GzMD_Dp00_Gp00 | A2- Bolivia 33 kV | All generators | 0.97 | ind | Manzanares 115/33/13.8 kV | m:cosphi:bushv | -0.99026 | ElmTr3
2026 | 2026_DzMD_GzMD_Dp00_Gp00 | A2- Bolivia 33 kV | All generators | 0.98 | ind | Manzanares 115/33/13.8 kV | m:cosphi:bushv | -0.98293 | ElmTr3
2026 | 2026_DzMD_GzMD_Dp00_Gp00 | A2- Bolivia 33 kV | All generators | 0.99 | ind | Manzanares 115/33/13.8 kV | m:cosphi:bushv | -0.97051 | ElmTr3
2026 | 2026_DzMD_GzMD_Dp00_Gp00 | A2- Bolivia 33 kV | All generators | 1 | ind | Manzanares 115/33/13.8 kV | m:cosphi:bushv | -0.92738 | ElmTr3
2026 | 2026_DzMD_GzMD_Dp00_Gp00 | A2- Bolivia 33 kV | All generators | 0.9 | ind | Purnio 230/115 | m:P:bushv in MW | -47.2353 | ElmTr3
2026 | 2026_DzMD_GzMD_Dp00_Gp00 | A2- Bolivia 33 kV | All generators | 0.91 | ind | Purnio 230/115 | m:P:bushv in MW | -47.2444 | ElmTr3
2026 | 2026_DzMD_GzMD_Dp00_Gp00 | A2- Bolivia 33 kV | All generators | 0.92 | ind | Purnio 230/115 | m:P:bushv in MW | -47.2536 | ElmTr3
2026 | 2026_DzMD_GzMD_Dp00_Gp00 | A2- Bolivia 33 kV | All generators | 0.93 | ind | Purnio 230/115 | m:P:bushv in MW | -47.2629 | ElmTr3
2026 | 2026_DzMD_GzMD_Dp00_Gp00 | A2- Bolivia 33 kV | All generators | 0.94 | ind | Purnio 230/115 | m:P:bushv in MW | -47.2723 | ElmTr3
2026 | 2026_DzMD_GzMD_Dp00_Gp00 | A2- Bolivia 33 kV | All generators | 0.95 | ind | Purnio 230/115 | m:P:bushv in MW | -47.2821 | ElmTr3
2026 | 2026_DzMD_GzMD_Dp00_Gp00 | A2- Bolivia 33 kV | All generators | 0.96 | ind | Purnio 230/115 | m:P:bushv in MW | -47.2922 | ElmTr3
2026 | 2026_DzMD_GzMD_Dp00_Gp00 | A2- Bolivia 33 kV | All generators | 0.97 | ind | Purnio 230/115 | m:P:bushv in MW | -47.3029 | ElmTr3
2026 | 2026_DzMD_GzMD_Dp00_Gp00 | A2- Bolivia 33 kV | All generators | 0.98 | ind | Purnio 230/115 | m:P:bushv in MW | -47.3146 | ElmTr3
2026 | 2026_DzMD_GzMD_Dp00_Gp00 | A2- Bolivia 33 kV | All generators | 0.99 | ind | Purnio 230/115 | m:P:bushv in MW | -47.3282 | ElmTr3
2026 | 2026_DzMD_GzMD_Dp00_Gp00 | A2- Bolivia 33 kV | All generators | 1 | ind | Purnio 230/115 | m:P:bushv in MW | -47.3539 | ElmTr3
2026 | 2026_DzMD_GzMD_Dp00_Gp00 | A2- Bolivia 33 kV | All generators | 0.9 | ind | Purnio 230/115 | m:Q:bushv in Mvar | 4.3038 | ElmTr3
2026 | 2026_DzMD_GzMD_Dp00_Gp00 | A2- Bolivia 33 kV | All generators | 0.91 | ind | Purnio 230/115 | m:Q:bushv in Mvar | 4.378 | ElmTr3
2026 | 2026_DzMD_GzMD_Dp00_Gp00 | A2- Bolivia 33 kV | All generators | 0.92 | ind | Purnio 230/115 | m:Q:bushv in Mvar | 4.4557 | ElmTr3
2026 | 2026_DzMD_GzMD_Dp00_Gp00 | A2- Bolivia 33 kV | All generators | 0.93 | ind | Purnio 230/115 | m:Q:bushv in Mvar | 4.5375 | ElmTr3
2026 | 2026_DzMD_GzMD_Dp00_Gp00 | A2- Bolivia 33 kV | All generators | 0.94 | ind | Purnio 230/115 | m:Q:bushv in Mvar | 4.6247 | ElmTr3
2026 | 2026_DzMD_GzMD_Dp00_Gp00 | A2- Bolivia 33 kV | All generators | 0.95 | ind | Purnio 230/115 | m:Q:bushv in Mvar | 4.7187 | ElmTr3
2026 | 2026_DzMD_GzMD_Dp00_Gp00 | A2- Bolivia 33 kV | All generators | 0.96 | ind | Purnio 230/115 | m:Q:bushv in Mvar | 4.8223 | ElmTr3
2026 | 2026_DzMD_GzMD_Dp00_Gp00 | A2- Bolivia 33 kV | All generators | 0.97 | ind | Purnio 230/115 | m:Q:bushv in Mvar | 4.9395 | ElmTr3
2026 | 2026_DzMD_GzMD_Dp00_Gp00 | A2- Bolivia 33 kV | All generators | 0.98 | ind | Purnio 230/115 | m:Q:bushv in Mvar | 5.0788 | ElmTr3
2026 | 2026_DzMD_GzMD_Dp00_Gp00 | A2- Bolivia 33 kV | All generators | 0.99 | ind | Purnio 230/115 | m:Q:bushv in Mvar | 5.2621 | ElmTr3
2026 | 2026_DzMD_GzMD_Dp00_Gp00 | A2- Bolivia 33 kV | All generators | 1 | ind | Purnio 230/115 | m:Q:bushv in Mvar | 5.7241 | ElmTr3
2026 | 2026_DzMD_GzMD_Dp00_Gp00 | A2- Bolivia 33 kV | All generators | 0.9 | ind | Purnio 230/115 | m:cosphi:bushv | -0.99587 | ElmTr3
2026 | 2026_DzMD_GzMD_Dp00_Gp00 | A2- Bolivia 33 kV | All generators | 0.91 | ind | Purnio 230/115 | m:cosphi:bushv | -0.99573 | ElmTr3
2026 | 2026_DzMD_GzMD_Dp00_Gp00 | A2- Bolivia 33 kV | All generators | 0.92 | ind | Purnio 230/115 | m:cosphi:bushv | -0.99558 | ElmTr3
2026 | 2026_DzMD_GzMD_Dp00_Gp00 | A2- Bolivia 33 kV | All generators | 0.93 | ind | Purnio 230/115 | m:cosphi:bushv | -0.99542 | ElmTr3
2026 | 2026_DzMD_GzMD_Dp00_Gp00 | A2- Bolivia 33 kV | All generators | 0.94 | ind | Purnio 230/115 | m:cosphi:bushv | -0.99525 | ElmTr3
2026 | 2026_DzMD_GzMD_Dp00_Gp00 | A2- Bolivia 33 kV | All generators | 0.95 | ind | Purnio 230/115 | m:cosphi:bushv | -0.99506 | ElmTr3
2026 | 2026_DzMD_GzMD_Dp00_Gp00 | A2- Bolivia 33 kV | All generators | 0.96 | ind | Purnio 230/115 | m:cosphi:bushv | -0.99484 | ElmTr3
2026 | 2026_DzMD_GzMD_Dp00_Gp00 | A2- Bolivia 33 kV | All generators | 0.97 | ind | Purnio 230/115 | m:cosphi:bushv | -0.99459 | ElmTr3
2026 | 2026_DzMD_GzMD_Dp00_Gp00 | A2- Bolivia 33 kV | All generators | 0.98 | ind | Purnio 230/115 | m:cosphi:bushv | -0.99429 | ElmTr3
2026 | 2026_DzMD_GzMD_Dp00_Gp00 | A2- Bolivia 33 kV | All generators | 0.99 | ind | Purnio 230/115 | m:cosphi:bushv | -0.99388 | ElmTr3
2026 | 2026_DzMD_GzMD_Dp00_Gp00 | A2- Bolivia 33 kV | All generators | 1 | ind | Purnio 230/115 | m:cosphi:bushv | -0.99277 | ElmTr3
2026 | 2026_DzMD_GzMD_Dp00_Gp00 | A2- Bolivia 33 kV | All generators | 0.9 | ind | Victoria 115/33/13.8 kV | m:P:bushv in MW | 5.281 | ElmTr3
2026 | 2026_DzMD_GzMD_Dp00_Gp00 | A2- Bolivia 33 kV | All generators | 0.91 | ind | Victoria 115/33/13.8 kV | m:P:bushv in MW | 5.2844 | ElmTr3
2026 | 2026_DzMD_GzMD_Dp00_Gp00 | A2- Bolivia 33 kV | All generators | 0.92 | ind | Victoria 115/33/13.8 kV | m:P:bushv in MW | 5.2883 | ElmTr3
2026 | 2026_DzMD_GzMD_Dp00_Gp00 | A2- Bolivia 33 kV | All generators | 0.93 | ind | Victoria 115/33/13.8 kV | m:P:bushv in MW | 5.2928 | ElmTr3
2026 | 2026_DzMD_GzMD_Dp00_Gp00 | A2- Bolivia 33 kV | All generators | 0.94 | ind | Victoria 115/33/13.8 kV | m:P:bushv in MW | 5.2979 | ElmTr3
2026 | 2026_DzMD_GzMD_Dp00_Gp00 | A2- Bolivia 33 kV | All generators | 0.95 | ind | Victoria 115/33/13.8 kV | m:P:bushv in MW | 5.3039 | ElmTr3
2026 | 2026_DzMD_GzMD_Dp00_Gp00 | A2- Bolivia 33 kV | All generators | 0.96 | ind | Victoria 115/33/13.8 kV | m:P:bushv in MW | 5.3111 | ElmTr3
2026 | 2026_DzMD_GzMD_Dp00_Gp00 | A2- Bolivia 33 kV | All generators | 0.97 | ind | Victoria 115/33/13.8 kV | m:P:bushv in MW | 5.3199 | ElmTr3
2026 | 2026_DzMD_GzMD_Dp00_Gp00 | A2- Bolivia 33 kV | All generators | 0.98 | ind | Victoria 115/33/13.8 kV | m:P:bushv in MW | 5.3315 | ElmTr3
2026 | 2026_DzMD_GzMD_Dp00_Gp00 | A2- Bolivia 33 kV | All generators | 0.99 | ind | Victoria 115/33/13.8 kV | m:P:bushv in MW | 5.3482 | ElmTr3
2026 | 2026_DzMD_GzMD_Dp00_Gp00 | A2- Bolivia 33 kV | All generators | 1 | ind | Victoria 115/33/13.8 kV | m:P:bushv in MW | 5.3989 | ElmTr3
2026 | 2026_DzMD_GzMD_Dp00_Gp00 | A2- Bolivia 33 kV | All generators | 0.9 | ind | Victoria 115/33/13.8 kV | m:Q:bushv in Mvar | 1.5161 | ElmTr3
2026 | 2026_DzMD_GzMD_Dp00_Gp00 | A2- Bolivia 33 kV | All generators | 0.91 | ind | Victoria 115/33/13.8 kV | m:Q:bushv in Mvar | 1.5833 | ElmTr3
2026 | 2026_DzMD_GzMD_Dp00_Gp00 | A2- Bolivia 33 kV | All generators | 0.92 | ind | Victoria 115/33/13.8 kV | m:Q:bushv in Mvar | 1.6536 | ElmTr3
2026 | 2026_DzMD_GzMD_Dp00_Gp00 | A2- Bolivia 33 kV | All generators | 0.93 | ind | Victoria 115/33/13.8 kV | m:Q:bushv in Mvar | 1.7276 | ElmTr3
2026 | 2026_DzMD_GzMD_Dp00_Gp00 | A2- Bolivia 33 kV | All generators | 0.94 | ind | Victoria 115/33/13.8 kV | m:Q:bushv in Mvar | 1.8064 | ElmTr3
2026 | 2026_DzMD_GzMD_Dp00_Gp00 | A2- Bolivia 33 kV | All generators | 0.95 | ind | Victoria 115/33/13.8 kV | m:Q:bushv in Mvar | 1.8915 | ElmTr3
2026 | 2026_DzMD_GzMD_Dp00_Gp00 | A2- Bolivia 33 kV | All generators | 0.96 | ind | Victoria 115/33/13.8 kV | m:Q:bushv in Mvar | 1.985 | ElmTr3
2026 | 2026_DzMD_GzMD_Dp00_Gp00 | A2- Bolivia 33 kV | All generators | 0.97 | ind | Victoria 115/33/13.8 kV | m:Q:bushv in Mvar | 2.0909 | ElmTr3
2026 | 2026_DzMD_GzMD_Dp00_Gp00 | A2- Bolivia 33 kV | All generators | 0.98 | ind | Victoria 115/33/13.8 kV | m:Q:bushv in Mvar | 2.2167 | ElmTr3
2026 | 2026_DzMD_GzMD_Dp00_Gp00 | A2- Bolivia 33 kV | All generators | 0.99 | ind | Victoria 115/33/13.8 kV | m:Q:bushv in Mvar | 2.3821 | ElmTr3
2026 | 2026_DzMD_GzMD_Dp00_Gp00 | A2- Bolivia 33 kV | All generators | 1 | ind | Victoria 115/33/13.8 kV | m:Q:bushv in Mvar | 2.7985 | ElmTr3
2026 | 2026_DzMD_GzMD_Dp00_Gp00 | A2- Bolivia 33 kV | All generators | 0.9 | ind | Victoria 115/33/13.8 kV | m:cosphi:bushv | 0.96118 | ElmTr3
2026 | 2026_DzMD_GzMD_Dp00_Gp00 | A2- Bolivia 33 kV | All generators | 0.91 | ind | Victoria 115/33/13.8 kV | m:cosphi:bushv | 0.95793 | ElmTr3
2026 | 2026_DzMD_GzMD_Dp00_Gp00 | A2- Bolivia 33 kV | All generators | 0.92 | ind | Victoria 115/33/13.8 kV | m:cosphi:bushv | 0.95443 | ElmTr3
2026 | 2026_DzMD_GzMD_Dp00_Gp00 | A2- Bolivia 33 kV | All generators | 0.93 | ind | Victoria 115/33/13.8 kV | m:cosphi:bushv | 0.95064 | ElmTr3
2026 | 2026_DzMD_GzMD_Dp00_Gp00 | A2- Bolivia 33 kV | All generators | 0.94 | ind | Victoria 115/33/13.8 kV | m:cosphi:bushv | 0.94649 | ElmTr3
2026 | 2026_DzMD_GzMD_Dp00_Gp00 | A2- Bolivia 33 kV | All generators | 0.95 | ind | Victoria 115/33/13.8 kV | m:cosphi:bushv | 0.9419 | ElmTr3
2026 | 2026_DzMD_GzMD_Dp00_Gp00 | A2- Bolivia 33 kV | All generators | 0.96 | ind | Victoria 115/33/13.8 kV | m:cosphi:bushv | 0.93671 | ElmTr3
2026 | 2026_DzMD_GzMD_Dp00_Gp00 | A2- Bolivia 33 kV | All generators | 0.97 | ind | Victoria 115/33/13.8 kV | m:cosphi:bushv | 0.9307 | ElmTr3
2026 | 2026_DzMD_GzMD_Dp00_Gp00 | A2- Bolivia 33 kV | All generators | 0.98 | ind | Victoria 115/33/13.8 kV | m:cosphi:bushv | 0.92337 | ElmTr3
2026 | 2026_DzMD_GzMD_Dp00_Gp00 | A2- Bolivia 33 kV | All generators | 0.99 | ind | Victoria 115/33/13.8 kV | m:cosphi:bushv | 0.91349 | ElmTr3
2026 | 2026_DzMD_GzMD_Dp00_Gp00 | A2- Bolivia 33 kV | All generators | 1 | ind | Victoria 115/33/13.8 kV | m:cosphi:bushv | 0.88782 | ElmTr3
2026 | 2026_DzMD_GzMD_Dp00_Gp00 | A3 -Florencia 33 kV | All generators | 0.9 | cap | Dorada - Magdalena 115 kV | m:P:bus1 in MW | 60.1837 | ElmLne
2026 | 2026_DzMD_GzMD_Dp00_Gp00 | A3 -Florencia 33 kV | All generators | 0.91 | cap | Dorada - Magdalena 115 kV | m:P:bus1 in MW | 60.2025 | ElmLne
2026 | 2026_DzMD_GzMD_Dp00_Gp00 | A3 -Florencia 33 kV | All generators | 0.92 | cap | Dorada - Magdalena 115 kV | m:P:bus1 in MW | 60.2204 | ElmLne
2026 | 2026_DzMD_GzMD_Dp00_Gp00 | A3 -Florencia 33 kV | All generators | 0.93 | cap | Dorada - Magdalena 115 kV | m:P:bus1 in MW | 60.2375 | ElmLne
2026 | 2026_DzMD_GzMD_Dp00_Gp00 | A3 -Florencia 33 kV | All generators | 0.94 | cap | Dorada - Magdalena 115 kV | m:P:bus1 in MW | 60.2542 | ElmLne
2026 | 2026_DzMD_GzMD_Dp00_Gp00 | A3 -Florencia 33 kV | All generators | 0.95 | cap | Dorada - Magdalena 115 kV | m:P:bus1 in MW | 60.2707 | ElmLne
2026 | 2026_DzMD_GzMD_Dp00_Gp00 | A3 -Florencia 33 kV | All generators | 0.96 | cap | Dorada - Magdalena 115 kV | m:P:bus1 in MW | 60.2872 | ElmLne
2026 | 2026_DzMD_GzMD_Dp00_Gp00 | A3 -Florencia 33 kV | All generators | 0.97 | cap | Dorada - Magdalena 115 kV | m:P:bus1 in MW | 60.3043 | ElmLne
2026 | 2026_DzMD_GzMD_Dp00_Gp00 | A3 -Florencia 33 kV | All generators | 0.98 | cap | Dorada - Magdalena 115 kV | m:P:bus1 in MW | 60.3226 | ElmLne
2026 | 2026_DzMD_GzMD_Dp00_Gp00 | A3 -Florencia 33 kV | All generators | 0.99 | cap | Dorada - Magdalena 115 kV | m:P:bus1 in MW | 60.344 | ElmLne
2026 | 2026_DzMD_GzMD_Dp00_Gp00 | A3 -Florencia 33 kV | All generators | 1 | cap | Dorada - Magdalena 115 kV | m:P:bus1 in MW | 60.3874 | ElmLne
2026 | 2026_DzMD_GzMD_Dp00_Gp00 | A3 -Florencia 33 kV | All generators | 0.9 | cap | Dorada - Magdalena 115 kV | m:P:bus2 in MW | -59.9915 | ElmLne
2026 | 2026_DzMD_GzMD_Dp00_Gp00 | A3 -Florencia 33 kV | All generators | 0.91 | cap | Dorada - Magdalena 115 kV | m:P:bus2 in MW | -60.0103 | ElmLne
2026 | 2026_DzMD_GzMD_Dp00_Gp00 | A3 -Florencia 33 kV | All generators | 0.92 | cap | Dorada - Magdalena 115 kV | m:P:bus2 in MW | -60.0281 | ElmLne
2026 | 2026_DzMD_GzMD_Dp00_Gp00 | A3 -Florencia 33 kV | All generators | 0.93 | cap | Dorada - Magdalena 115 kV | m:P:bus2 in MW | -60.0453 | ElmLne
2026 | 2026_DzMD_GzMD_Dp00_Gp00 | A3 -Florencia 33 kV | All generators | 0.94 | cap | Dorada - Magdalena 115 kV | m:P:bus2 in MW | -60.0619 | ElmLne
2026 | 2026_DzMD_GzMD_Dp00_Gp00 | A3 -Florencia 33 kV | All generators | 0.95 | cap | Dorada - Magdalena 115 kV | m:P:bus2 in MW | -60.0784 | ElmLne
2026 | 2026_DzMD_GzMD_Dp00_Gp00 | A3 -Florencia 33 kV | All generators | 0.96 | cap | Dorada - Magdalena 115 kV | m:P:bus2 in MW | -60.0949 | ElmLne
2026 | 2026_DzMD_GzMD_Dp00_Gp00 | A3 -Florencia 33 kV | All generators | 0.97 | cap | Dorada - Magdalena 115 kV | m:P:bus2 in MW | -60.112 | ElmLne
2026 | 2026_DzMD_GzMD_Dp00_Gp00 | A3 -Florencia 33 kV | All generators | 0.98 | cap | Dorada - Magdalena 115 kV | m:P:bus2 in MW | -60.1303 | ElmLne
2026 | 2026_DzMD_GzMD_Dp00_Gp00 | A3 -Florencia 33 kV | All generators | 0.99 | cap | Dorada - Magdalena 115 kV | m:P:bus2 in MW | -60.1516 | ElmLne
2026 | 2026_DzMD_GzMD_Dp00_Gp00 | A3 -Florencia 33 kV | All generators | 1 | cap | Dorada - Magdalena 115 kV | m:P:bus2 in MW | -60.1951 | ElmLne
2026 | 2026_DzMD_GzMD_Dp00_Gp00 | A3 -Florencia 33 kV | All generators | 0.9 | cap | Dorada - Magdalena 115 kV | m:Q:bus1 in Mvar | 2.9591 | ElmLne
2026 | 2026_DzMD_GzMD_Dp00_Gp00 | A3 -Florencia 33 kV | All generators | 0.91 | cap | Dorada - Magdalena 115 kV | m:Q:bus1 in Mvar | 3.0155 | ElmLne
2026 | 2026_DzMD_GzMD_Dp00_Gp00 | A3 -Florencia 33 kV | All generators | 0.92 | cap | Dorada - Magdalena 115 kV | m:Q:bus1 in Mvar | 3.0701 | ElmLne
2026 | 2026_DzMD_GzMD_Dp00_Gp00 | A3 -Florencia 33 kV | All generators | 0.93 | cap | Dorada - Magdalena 115 kV | m:Q:bus1 in Mvar | 3.1237 | ElmLne
2026 | 2026_DzMD_GzMD_Dp00_Gp00 | A3 -Florencia 33 kV | All generators | 0.94 | cap | Dorada - Magdalena 115 kV | m:Q:bus1 in Mvar | 3.1769 | ElmLne
2026 | 2026_DzMD_GzMD_Dp00_Gp00 | A3 -Florencia 33 kV | All generators | 0.95 | cap | Dorada - Magdalena 115 kV | m:Q:bus1 in Mvar | 3.2306 | ElmLne
2026 | 2026_DzMD_GzMD_Dp00_Gp00 | A3 -Florencia 33 kV | All generators | 0.96 | cap | Dorada - Magdalena 115 kV | m:Q:bus1 in Mvar | 3.2858 | ElmLne
2026 | 2026_DzMD_GzMD_Dp00_Gp00 | A3 -Florencia 33 kV | All generators | 0.97 | cap | Dorada - Magdalena 115 kV | m:Q:bus1 in Mvar | 3.3441 | ElmLne
2026 | 2026_DzMD_GzMD_Dp00_Gp00 | A3 -Florencia 33 kV | All generators | 0.98 | cap | Dorada - Magdalena 115 kV | m:Q:bus1 in Mvar | 3.4084 | ElmLne
2026 | 2026_DzMD_GzMD_Dp00_Gp00 | A3 -Florencia 33 kV | All generators | 0.99 | cap | Dorada - Magdalena 115 kV | m:Q:bus1 in Mvar | 3.4859 | ElmLne
2026 | 2026_DzMD_GzMD_Dp00_Gp00 | A3 -Florencia 33 kV | All generators | 1 | cap | Dorada - Magdalena 115 kV | m:Q:bus1 in Mvar | 3.6529 | ElmLne
2026 | 2026_DzMD_GzMD_Dp00_Gp00 | A3 -Florencia 33 kV | All generators | 0.9 | cap | Dorada - Magdalena 115 kV | m:Q:bus2 in Mvar | -2.3653 | ElmLne
2026 | 2026_DzMD_GzMD_Dp00_Gp00 | A3 -Florencia 33 kV | All generators | 0.91 | cap | Dorada - Magdalena 115 kV | m:Q:bus2 in Mvar | -2.4218 | ElmLne
2026 | 2026_DzMD_GzMD_Dp00_Gp00 | A3 -Florencia 33 kV | All generators | 0.92 | cap | Dorada - Magdalena 115 kV | m:Q:bus2 in Mvar | -2.4765 | ElmLne
2026 | 2026_DzMD_GzMD_Dp00_Gp00 | A3 -Florencia 33 kV | All generators | 0.93 | cap | Dorada - Magdalena 115 kV | m:Q:bus2 in Mvar | -2.5302 | ElmLne
2026 | 2026_DzMD_GzMD_Dp00_Gp00 | A3 -Florencia 33 kV | All generators | 0.94 | cap | Dorada - Magdalena 115 kV | m:Q:bus2 in Mvar | -2.5835 | ElmLne
2026 | 2026_DzMD_GzMD_Dp00_Gp00 | A3 -Florencia 33 kV | All generators | 0.95 | cap | Dorada - Magdalena 115 kV | m:Q:bus2 in Mvar | -2.6374 | ElmLne
2026 | 2026_DzMD_GzMD_Dp00_Gp00 | A3 -Florencia 33 kV | All generators | 0.96 | cap | Dorada - Magdalena 115 kV | m:Q:bus2 in Mvar | -2.6927 | ElmLne
2026 | 2026_DzMD_GzMD_Dp00_Gp00 | A3 -Florencia 33 kV | All generators | 0.97 | cap | Dorada - Magdalena 115 kV | m:Q:bus2 in Mvar | -2.7512 | ElmLne
2026 | 2026_DzMD_GzMD_Dp00_Gp00 | A3 -Florencia 33 kV | All generators | 0.98 | cap | Dorada - Magdalena 115 kV | m:Q:bus2 in Mvar | -2.8157 | ElmLne
2026 | 2026_DzMD_GzMD_Dp00_Gp00 | A3 -Florencia 33 kV | All generators | 0.99 | cap | Dorada - Magdalena 115 kV | m:Q:bus2 in Mvar | -2.8935 | ElmLne
2026 | 2026_DzMD_GzMD_Dp00_Gp00 | A3 -Florencia 33 kV | All generators | 1 | cap | Dorada - Magdalena 115 kV | m:Q:bus2 in Mvar | -3.0611 | ElmLne
2026 | 2026_DzMD_GzMD_Dp00_Gp00 | A3 -Florencia 33 kV | All generators | 0.9 | cap | Dorada - Magdalena 115 kV | m:cosphi:bus1 | 0.99879 | ElmLne
2026 | 2026_DzMD_GzMD_Dp00_Gp00 | A3 -Florencia 33 kV | All generators | 0.91 | cap | Dorada - Magdalena 115 kV | m:cosphi:bus1 | 0.99875 | ElmLne
2026 | 2026_DzMD_GzMD_Dp00_Gp00 | A3 -Florencia 33 kV | All generators | 0.92 | cap | Dorada - Magdalena 115 kV | m:cosphi:bus1 | 0.9987 | ElmLne
2026 | 2026_DzMD_GzMD_Dp00_Gp00 | A3 -Florencia 33 kV | All generators | 0.93 | cap | Dorada - Magdalena 115 kV | m:cosphi:bus1 | 0.99866 | ElmLne
2026 | 2026_DzMD_GzMD_Dp00_Gp00 | A3 -Florencia 33 kV | All generators | 0.94 | cap | Dorada - Magdalena 115 kV | m:cosphi:bus1 | 0.99861 | ElmLne
2026 | 2026_DzMD_GzMD_Dp00_Gp00 | A3 -Florencia 33 kV | All generators | 0.95 | cap | Dorada - Magdalena 115 kV | m:cosphi:bus1 | 0.99857 | ElmLne
2026 | 2026_DzMD_GzMD_Dp00_Gp00 | A3 -Florencia 33 kV | All generators | 0.96 | cap | Dorada - Magdalena 115 kV | m:cosphi:bus1 | 0.99852 | ElmLne
2026 | 2026_DzMD_GzMD_Dp00_Gp00 | A3 -Florencia 33 kV | All generators | 0.97 | cap | Dorada - Magdalena 115 kV | m:cosphi:bus1 | 0.99847 | ElmLne
2026 | 2026_DzMD_GzMD_Dp00_Gp00 | A3 -Florencia 33 kV | All generators | 0.98 | cap | Dorada - Magdalena 115 kV | m:cosphi:bus1 | 0.99841 | ElmLne
2026 | 2026_DzMD_GzMD_Dp00_Gp00 | A3 -Florencia 33 kV | All generators | 0.99 | cap | Dorada - Magdalena 115 kV | m:cosphi:bus1 | 0.99834 | ElmLne
2026 | 2026_DzMD_GzMD_Dp00_Gp00 | A3 -Florencia 33 kV | All generators | 1 | cap | Dorada - Magdalena 115 kV | m:cosphi:bus1 | 0.99818 | ElmLne
2026 | 2026_DzMD_GzMD_Dp00_Gp00 | A3 -Florencia 33 kV | All generators | 0.9 | cap | Dorada - Magdalena 115 kV | m:cosphi:bus2 | -0.99922 | ElmLne
2026 | 2026_DzMD_GzMD_Dp00_Gp00 | A3 -Florencia 33 kV | All generators | 0.91 | cap | Dorada - Magdalena 115 kV | m:cosphi:bus2 | -0.99919 | ElmLne
2026 | 2026_DzMD_GzMD_Dp00_Gp00 | A3 -Florencia 33 kV | All generators | 0.92 | cap | Dorada - Magdalena 115 kV | m:cosphi:bus2 | -0.99915 | ElmLne
2026 | 2026_DzMD_GzMD_Dp00_Gp00 | A3 -Florencia 33 kV | All generators | 0.93 | cap | Dorada - Magdalena 115 kV | m:cosphi:bus2 | -0.99911 | ElmLne
2026 | 2026_DzMD_GzMD_Dp00_Gp00 | A3 -Florencia 33 kV | All generators | 0.94 | cap | Dorada - Magdalena 115 kV | m:cosphi:bus2 | -0.99908 | ElmLne
2026 | 2026_DzMD_GzMD_Dp00_Gp00 | A3 -Florencia 33 kV | All generators | 0.95 | cap | Dorada - Magdalena 115 kV | m:cosphi:bus2 | -0.99904 | ElmLne
2026 | 2026_DzMD_GzMD_Dp00_Gp00 | A3 -Florencia 33 kV | All generators | 0.96 | cap | Dorada - Magdalena 115 kV | m:cosphi:bus2 | -0.999 | ElmLne
2026 | 2026_DzMD_GzMD_Dp00_Gp00 | A3 -Florencia 33 kV | All generators | 0.97 | cap | Dorada - Magdalena 115 kV | m:cosphi:bus2 | -0.99895 | ElmLne
2026 | 2026_DzMD_GzMD_Dp00_Gp00 | A3 -Florencia 33 kV | All generators | 0.98 | cap | Dorada - Magdalena 115 kV | m:cosphi:bus2 | -0.9989 | ElmLne
2026 | 2026_DzMD_GzMD_Dp00_Gp00 | A3 -Florencia 33 kV | All generators | 0.99 | cap | Dorada - Magdalena 115 kV | m:cosphi:bus2 | -0.99885 | ElmLne
2026 | 2026_DzMD_GzMD_Dp00_Gp00 | A3 -Florencia 33 kV | All generators | 1 | cap | Dorada - Magdalena 115 kV | m:cosphi:bus2 | -0.99871 | ElmLne
2026 | 2026_DzMD_GzMD_Dp00_Gp00 | A3 -Florencia 33 kV | All generators | 0.9 | cap | Mariquita - Victoria 2 115 | m:P:bus1 in MW | -14.2202 | ElmLne
2026 | 2026_DzMD_GzMD_Dp00_Gp00 | A3 -Florencia 33 kV | All generators | 0.91 | cap | Mariquita - Victoria 2 115 | m:P:bus1 in MW | -14.2236 | ElmLne
2026 | 2026_DzMD_GzMD_Dp00_Gp00 | A3 -Florencia 33 kV | All generators | 0.92 | cap | Mariquita - Victoria 2 115 | m:P:bus1 in MW | -14.2271 | ElmLne
2026 | 2026_DzMD_GzMD_Dp00_Gp00 | A3 -Florencia 33 kV | All generators | 0.93 | cap | Mariquita - Victoria 2 115 | m:P:bus1 in MW | -14.2306 | ElmLne
2026 | 2026_DzMD_GzMD_Dp00_Gp00 | A3 -Florencia 33 kV | All generators | 0.94 | cap | Mariquita - Victoria 2 115 | m:P:bus1 in MW | -14.2342 | ElmLne
2026 | 2026_DzMD_GzMD_Dp00_Gp00 | A3 -Florencia 33 kV | All generators | 0.95 | cap | Mariquita - Victoria 2 115 | m:P:bus1 in MW | -14.238 | ElmLne
2026 | 2026_DzMD_GzMD_Dp00_Gp00 | A3 -Florencia 33 kV | All generators | 0.96 | cap | Mariquita - Victoria 2 115 | m:P:bus1 in MW | -14.2421 | ElmLne
2026 | 2026_DzMD_GzMD_Dp00_Gp00 | A3 -Florencia 33 kV | All generators | 0.97 | cap | Mariquita - Victoria 2 115 | m:P:bus1 in MW | -14.2465 | ElmLne
2026 | 2026_DzMD_GzMD_Dp00_Gp00 | A3 -Florencia 33 kV | All generators | 0.98 | cap | Mariquita - Victoria 2 115 | m:P:bus1 in MW | -14.2515 | ElmLne
2026 | 2026_DzMD_GzMD_Dp00_Gp00 | A3 -Florencia 33 kV | All generators | 0.99 | cap | Mariquita - Victoria 2 115 | m:P:bus1 in MW | -14.2578 | ElmLne
2026 | 2026_DzMD_GzMD_Dp00_Gp00 | A3 -Florencia 33 kV | All generators | 1 | cap | Mariquita - Victoria 2 115 | m:P:bus1 in MW | -14.2723 | ElmLne
2026 | 2026_DzMD_GzMD_Dp00_Gp00 | A3 -Florencia 33 kV | All generators | 0.9 | cap | Mariquita - Victoria 2 115 | m:P:bus2 in MW | 14.2659 | ElmLne
2026 | 2026_DzMD_GzMD_Dp00_Gp00 | A3 -Florencia 33 kV | All generators | 0.91 | cap | Mariquita - Victoria 2 115 | m:P:bus2 in MW | 14.2693 | ElmLne
2026 | 2026_DzMD_GzMD_Dp00_Gp00 | A3 -Florencia 33 kV | All generators | 0.92 | cap | Mariquita - Victoria 2 115 | m:P:bus2 in MW | 14.2727 | ElmLne
2026 | 2026_DzMD_GzMD_Dp00_Gp00 | A3 -Florencia 33 kV | All generators | 0.93 | cap | Mariquita - Victoria 2 115 | m:P:bus2 in MW | 14.2762 | ElmLne
2026 | 2026_DzMD_GzMD_Dp00_Gp00 | A3 -Florencia 33 kV | All generators | 0.94 | cap | Mariquita - Victoria 2 115 | m:P:bus2 in MW | 14.2798 | ElmLne
2026 | 2026_DzMD_GzMD_Dp00_Gp00 | A3 -Florencia 33 kV | All generators | 0.95 | cap | Mariquita - Victoria 2 115 | m:P:bus2 in MW | 14.2836 | ElmLne
2026 | 2026_DzMD_GzMD_Dp00_Gp00 | A3 -Florencia 33 kV | All generators | 0.96 | cap | Mariquita - Victoria 2 115 | m:P:bus2 in MW | 14.2876 | ElmLne
2026 | 2026_DzMD_GzMD_Dp00_Gp00 | A3 -Florencia 33 kV | All generators | 0.97 | cap | Mariquita - Victoria 2 115 | m:P:bus2 in MW | 14.292 | ElmLne
2026 | 2026_DzMD_GzMD_Dp00_Gp00 | A3 -Florencia 33 kV | All generators | 0.98 | cap | Mariquita - Victoria 2 115 | m:P:bus2 in MW | 14.297 | ElmLne
2026 | 2026_DzMD_GzMD_Dp00_Gp00 | A3 -Florencia 33 kV | All generators | 0.99 | cap | Mariquita - Victoria 2 115 | m:P:bus2 in MW | 14.3033 | ElmLne
2026 | 2026_DzMD_GzMD_Dp00_Gp00 | A3 -Florencia 33 kV | All generators | 1 | cap | Mariquita - Victoria 2 115 | m:P:bus2 in MW | 14.3177 | ElmLne
2026 | 2026_DzMD_GzMD_Dp00_Gp00 | A3 -Florencia 33 kV | All generators | 0.9 | cap | Mariquita - Victoria 2 115 | m:Q:bus1 in Mvar | -3.6845 | ElmLne
2026 | 2026_DzMD_GzMD_Dp00_Gp00 | A3 -Florencia 33 kV | All generators | 0.91 | cap | Mariquita - Victoria 2 115 | m:Q:bus1 in Mvar | -3.675 | ElmLne
2026 | 2026_DzMD_GzMD_Dp00_Gp00 | A3 -Florencia 33 kV | All generators | 0.92 | cap | Mariquita - Victoria 2 115 | m:Q:bus1 in Mvar | -3.6658 | ElmLne
2026 | 2026_DzMD_GzMD_Dp00_Gp00 | A3 -Florencia 33 kV | All generators | 0.93 | cap | Mariquita - Victoria 2 115 | m:Q:bus1 in Mvar | -3.6568 | ElmLne
2026 | 2026_DzMD_GzMD_Dp00_Gp00 | A3 -Florencia 33 kV | All generators | 0.94 | cap | Mariquita - Victoria 2 115 | m:Q:bus1 in Mvar | -3.6479 | ElmLne
2026 | 2026_DzMD_GzMD_Dp00_Gp00 | A3 -Florencia 33 kV | All generators | 0.95 | cap | Mariquita - Victoria 2 115 | m:Q:bus1 in Mvar | -3.639 | ElmLne
2026 | 2026_DzMD_GzMD_Dp00_Gp00 | A3 -Florencia 33 kV | All generators | 0.96 | cap | Mariquita - Victoria 2 115 | m:Q:bus1 in Mvar | -3.6298 | ElmLne
2026 | 2026_DzMD_GzMD_Dp00_Gp00 | A3 -Florencia 33 kV | All generators | 0.97 | cap | Mariquita - Victoria 2 115 | m:Q:bus1 in Mvar | -3.6202 | ElmLne
2026 | 2026_DzMD_GzMD_Dp00_Gp00 | A3 -Florencia 33 kV | All generators | 0.98 | cap | Mariquita - Victoria 2 115 | m:Q:bus1 in Mvar | -3.6096 | ElmLne
2026 | 2026_DzMD_GzMD_Dp00_Gp00 | A3 -Florencia 33 kV | All generators | 0.99 | cap | Mariquita - Victoria 2 115 | m:Q:bus1 in Mvar | -3.5968 | ElmLne
2026 | 2026_DzMD_GzMD_Dp00_Gp00 | A3 -Florencia 33 kV | All generators | 1 | cap | Mariquita - Victoria 2 115 | m:Q:bus1 in Mvar | -3.5696 | ElmLne
2026 | 2026_DzMD_GzMD_Dp00_Gp00 | A3 -Florencia 33 kV | All generators | 0.9 | cap | Mariquita - Victoria 2 115 | m:Q:bus2 in Mvar | 3.1456 | ElmLne
2026 | 2026_DzMD_GzMD_Dp00_Gp00 | A3 -Florencia 33 kV | All generators | 0.91 | cap | Mariquita - Victoria 2 115 | m:Q:bus2 in Mvar | 3.1355 | ElmLne
2026 | 2026_DzMD_GzMD_Dp00_Gp00 | A3 -Florencia 33 kV | All generators | 0.92 | cap | Mariquita - Victoria 2 115 | m:Q:bus2 in Mvar | 3.1258 | ElmLne
2026 | 2026_DzMD_GzMD_Dp00_Gp00 | A3 -Florencia 33 kV | All generators | 0.93 | cap | Mariquita - Victoria 2 115 | m:Q:bus2 in Mvar | 3.1162 | ElmLne
2026 | 2026_DzMD_GzMD_Dp00_Gp00 | A3 -Florencia 33 kV | All generators | 0.94 | cap | Mariquita - Victoria 2 115 | m:Q:bus2 in Mvar | 3.1068 | ElmLne
2026 | 2026_DzMD_GzMD_Dp00_Gp00 | A3 -Florencia 33 kV | All generators | 0.95 | cap | Mariquita - Victoria 2 115 | m:Q:bus2 in Mvar | 3.0973 | ElmLne
2026 | 2026_DzMD_GzMD_Dp00_Gp00 | A3 -Florencia 33 kV | All generators | 0.96 | cap | Mariquita - Victoria 2 115 | m:Q:bus2 in Mvar | 3.0876 | ElmLne
2026 | 2026_DzMD_GzMD_Dp00_Gp00 | A3 -Florencia 33 kV | All generators | 0.97 | cap | Mariquita - Victoria 2 115 | m:Q:bus2 in Mvar | 3.0773 | ElmLne
2026 | 2026_DzMD_GzMD_Dp00_Gp00 | A3 -Florencia 33 kV | All generators | 0.98 | cap | Mariquita - Victoria 2 115 | m:Q:bus2 in Mvar | 3.0661 | ElmLne
2026 | 2026_DzMD_GzMD_Dp00_Gp00 | A3 -Florencia 33 kV | All generators | 0.99 | cap | Mariquita - Victoria 2 115 | m:Q:bus2 in Mvar | 3.0526 | ElmLne
2026 | 2026_DzMD_GzMD_Dp00_Gp00 | A3 -Florencia 33 kV | All generators | 1 | cap | Mariquita - Victoria 2 115 | m:Q:bus2 in Mvar | 3.0237 | ElmLne
2026 | 2026_DzMD_GzMD_Dp00_Gp00 | A3 -Florencia 33 kV | All generators | 0.9 | cap | Mariquita - Victoria 2 115 | m:cosphi:bus1 | -0.96803 | ElmLne
2026 | 2026_DzMD_GzMD_Dp00_Gp00 | A3 -Florencia 33 kV | All generators | 0.91 | cap | Mariquita - Victoria 2 115 | m:cosphi:bus1 | -0.9682 | ElmLne
2026 | 2026_DzMD_GzMD_Dp00_Gp00 | A3 -Florencia 33 kV | All generators | 0.92 | cap | Mariquita - Victoria 2 115 | m:cosphi:bus1 | -0.96837 | ElmLne
2026 | 2026_DzMD_GzMD_Dp00_Gp00 | A3 -Florencia 33 kV | All generators | 0.93 | cap | Mariquita - Victoria 2 115 | m:cosphi:bus1 | -0.96853 | ElmLne
2026 | 2026_DzMD_GzMD_Dp00_Gp00 | A3 -Florencia 33 kV | All generators | 0.94 | cap | Mariquita - Victoria 2 115 | m:cosphi:bus1 | -0.96869 | ElmLne
2026 | 2026_DzMD_GzMD_Dp00_Gp00 | A3 -Florencia 33 kV | All generators | 0.95 | cap | Mariquita - Victoria 2 115 | m:cosphi:bus1 | -0.96886 | ElmLne
2026 | 2026_DzMD_GzMD_Dp00_Gp00 | A3 -Florencia 33 kV | All generators | 0.96 | cap | Mariquita - Victoria 2 115 | m:cosphi:bus1 | -0.96902 | ElmLne
2026 | 2026_DzMD_GzMD_Dp00_Gp00 | A3 -Florencia 33 kV | All generators | 0.97 | cap | Mariquita - Victoria 2 115 | m:cosphi:bus1 | -0.9692 | ElmLne
2026 | 2026_DzMD_GzMD_Dp00_Gp00 | A3 -Florencia 33 kV | All generators | 0.98 | cap | Mariquita - Victoria 2 115 | m:cosphi:bus1 | -0.96939 | ElmLne
2026 | 2026_DzMD_GzMD_Dp00_Gp00 | A3 -Florencia 33 kV | All generators | 0.99 | cap | Mariquita - Victoria 2 115 | m:cosphi:bus1 | -0.96962 | ElmLne
2026 | 2026_DzMD_GzMD_Dp00_Gp00 | A3 -Florencia 33 kV | All generators | 1 | cap | Mariquita - Victoria 2 115 | m:cosphi:bus1 | -0.97012 | ElmLne
2026 | 2026_DzMD_GzMD_Dp00_Gp00 | A3 -Florencia 33 kV | All generators | 0.9 | cap | Mariquita - Victoria 2 115 | m:cosphi:bus2 | 0.97654 | ElmLne
2026 | 2026_DzMD_GzMD_Dp00_Gp00 | A3 -Florencia 33 kV | All generators | 0.91 | cap | Mariquita - Victoria 2 115 | m:cosphi:bus2 | 0.9767 | ElmLne
2026 | 2026_DzMD_GzMD_Dp00_Gp00 | A3 -Florencia 33 kV | All generators | 0.92 | cap | Mariquita - Victoria 2 115 | m:cosphi:bus2 | 0.97685 | ElmLne
2026 | 2026_DzMD_GzMD_Dp00_Gp00 | A3 -Florencia 33 kV | All generators | 0.93 | cap | Mariquita - Victoria 2 115 | m:cosphi:bus2 | 0.977 | ElmLne
2026 | 2026_DzMD_GzMD_Dp00_Gp00 | A3 -Florencia 33 kV | All generators | 0.94 | cap | Mariquita - Victoria 2 115 | m:cosphi:bus2 | 0.97714 | ElmLne
2026 | 2026_DzMD_GzMD_Dp00_Gp00 | A3 -Florencia 33 kV | All generators | 0.95 | cap | Mariquita - Victoria 2 115 | m:cosphi:bus2 | 0.97729 | ElmLne
2026 | 2026_DzMD_GzMD_Dp00_Gp00 | A3 -Florencia 33 kV | All generators | 0.96 | cap | Mariquita - Victoria 2 115 | m:cosphi:bus2 | 0.97744 | ElmLne
2026 | 2026_DzMD_GzMD_Dp00_Gp00 | A3 -Florencia 33 kV | All generators | 0.97 | cap | Mariquita - Victoria 2 115 | m:cosphi:bus2 | 0.9776 | ElmLne
2026 | 2026_DzMD_GzMD_Dp00_Gp00 | A3 -Florencia 33 kV | All generators | 0.98 | cap | Mariquita - Victoria 2 115 | m:cosphi:bus2 | 0.97777 | ElmLne
2026 | 2026_DzMD_GzMD_Dp00_Gp00 | A3 -Florencia 33 kV | All generators | 0.99 | cap | Mariquita - Victoria 2 115 | m:cosphi:bus2 | 0.97798 | ElmLne
2026 | 2026_DzMD_GzMD_Dp00_Gp00 | A3 -Florencia 33 kV | All generators | 1 | cap | Mariquita - Victoria 2 115 | m:cosphi:bus2 | 0.97842 | ElmLne
2026 | 2026_DzMD_GzMD_Dp00_Gp00 | A3 -Florencia 33 kV | All generators | 0.9 | cap | Dorada 115/33/13.8 kV | m:P:bushv in MW | -3.1025 | ElmTr3
2026 | 2026_DzMD_GzMD_Dp00_Gp00 | A3 -Florencia 33 kV | All generators | 0.91 | cap | Dorada 115/33/13.8 kV | m:P:bushv in MW | -3.1065 | ElmTr3
2026 | 2026_DzMD_GzMD_Dp00_Gp00 | A3 -Florencia 33 kV | All generators | 0.92 | cap | Dorada 115/33/13.8 kV | m:P:bushv in MW | -3.109 | ElmTr3
2026 | 2026_DzMD_GzMD_Dp00_Gp00 | A3 -Florencia 33 kV | All generators | 0.93 | cap | Dorada 115/33/13.8 kV | m:P:bushv in MW | -3.1103 | ElmTr3
2026 | 2026_DzMD_GzMD_Dp00_Gp00 | A3 -Florencia 33 kV | All generators | 0.94 | cap | Dorada 115/33/13.8 kV | m:P:bushv in MW | -3.1104 | ElmTr3
2026 | 2026_DzMD_GzMD_Dp00_Gp00 | A3 -Florencia 33 kV | All generators | 0.95 | cap | Dorada 115/33/13.8 kV | m:P:bushv in MW | -3.1093 | ElmTr3
2026 | 2026_DzMD_GzMD_Dp00_Gp00 | A3 -Florencia 33 kV | All generators | 0.96 | cap | Dorada 115/33/13.8 kV | m:P:bushv in MW | -3.107 | ElmTr3
2026 | 2026_DzMD_GzMD_Dp00_Gp00 | A3 -Florencia 33 kV | All generators | 0.97 | cap | Dorada 115/33/13.8 kV | m:P:bushv in MW | -3.1031 | ElmTr3
2026 | 2026_DzMD_GzMD_Dp00_Gp00 | A3 -Florencia 33 kV | All generators | 0.98 | cap | Dorada 115/33/13.8 kV | m:P:bushv in MW | -3.0972 | ElmTr3
2026 | 2026_DzMD_GzMD_Dp00_Gp00 | A3 -Florencia 33 kV | All generators | 0.99 | cap | Dorada 115/33/13.8 kV | m:P:bushv in MW | -3.0878 | ElmTr3
2026 | 2026_DzMD_GzMD_Dp00_Gp00 | A3 -Florencia 33 kV | All generators | 1 | cap | Dorada 115/33/13.8 kV | m:P:bushv in MW | -3.0592 | ElmTr3
2026 | 2026_DzMD_GzMD_Dp00_Gp00 | A3 -Florencia 33 kV | All generators | 0.9 | cap | Dorada 115/33/13.8 kV | m:Q:bushv in Mvar | 6.7396 | ElmTr3
2026 | 2026_DzMD_GzMD_Dp00_Gp00 | A3 -Florencia 33 kV | All generators | 0.91 | cap | Dorada 115/33/13.8 kV | m:Q:bushv in Mvar | 6.5934 | ElmTr3
2026 | 2026_DzMD_GzMD_Dp00_Gp00 | A3 -Florencia 33 kV | All generators | 0.92 | cap | Dorada 115/33/13.8 kV | m:Q:bushv in Mvar | 6.4518 | ElmTr3
2026 | 2026_DzMD_GzMD_Dp00_Gp00 | A3 -Florencia 33 kV | All generators | 0.93 | cap | Dorada 115/33/13.8 kV | m:Q:bushv in Mvar | 6.3131 | ElmTr3
2026 | 2026_DzMD_GzMD_Dp00_Gp00 | A3 -Florencia 33 kV | All generators | 0.94 | cap | Dorada 115/33/13.8 kV | m:Q:bushv in Mvar | 6.1753 | ElmTr3
2026 | 2026_DzMD_GzMD_Dp00_Gp00 | A3 -Florencia 33 kV | All generators | 0.95 | cap | Dorada 115/33/13.8 kV | m:Q:bushv in Mvar | 6.0364 | ElmTr3
2026 | 2026_DzMD_GzMD_Dp00_Gp00 | A3 -Florencia 33 kV | All generators | 0.96 | cap | Dorada 115/33/13.8 kV | m:Q:bushv in Mvar | 5.8936 | ElmTr3
2026 | 2026_DzMD_GzMD_Dp00_Gp00 | A3 -Florencia 33 kV | All generators | 0.97 | cap | Dorada 115/33/13.8 kV | m:Q:bushv in Mvar | 5.743 | ElmTr3
2026 | 2026_DzMD_GzMD_Dp00_Gp00 | A3 -Florencia 33 kV | All generators | 0.98 | cap | Dorada 115/33/13.8 kV | m:Q:bushv in Mvar | 5.577 | ElmTr3
2026 | 2026_DzMD_GzMD_Dp00_Gp00 | A3 -Florencia 33 kV | All generators | 0.99 | cap | Dorada 115/33/13.8 kV | m:Q:bushv in Mvar | 5.377 | ElmTr3
2026 | 2026_DzMD_GzMD_Dp00_Gp00 | A3 -Florencia 33 kV | All generators | 1 | cap | Dorada 115/33/13.8 kV | m:Q:bushv in Mvar | 4.9467 | ElmTr3
2026 | 2026_DzMD_GzMD_Dp00_Gp00 | A3 -Florencia 33 kV | All generators | 0.9 | cap | Dorada 115/33/13.8 kV | m:cosphi:bushv | -0.41816 | ElmTr3
2026 | 2026_DzMD_GzMD_Dp00_Gp00 | A3 -Florencia 33 kV | All generators | 0.91 | cap | Dorada 115/33/13.8 kV | m:cosphi:bushv | -0.42621 | ElmTr3
2026 | 2026_DzMD_GzMD_Dp00_Gp00 | A3 -Florencia 33 kV | All generators | 0.92 | cap | Dorada 115/33/13.8 kV | m:cosphi:bushv | -0.43411 | ElmTr3
2026 | 2026_DzMD_GzMD_Dp00_Gp00 | A3 -Florencia 33 kV | All generators | 0.93 | cap | Dorada 115/33/13.8 kV | m:cosphi:bushv | -0.44195 | ElmTr3
2026 | 2026_DzMD_GzMD_Dp00_Gp00 | A3 -Florencia 33 kV | All generators | 0.94 | cap | Dorada 115/33/13.8 kV | m:cosphi:bushv | -0.44984 | ElmTr3
2026 | 2026_DzMD_GzMD_Dp00_Gp00 | A3 -Florencia 33 kV | All generators | 0.95 | cap | Dorada 115/33/13.8 kV | m:cosphi:bushv | -0.45792 | ElmTr3
2026 | 2026_DzMD_GzMD_Dp00_Gp00 | A3 -Florencia 33 kV | All generators | 0.96 | cap | Dorada 115/33/13.8 kV | m:cosphi:bushv | -0.46634 | ElmTr3
2026 | 2026_DzMD_GzMD_Dp00_Gp00 | A3 -Florencia 33 kV | All generators | 0.97 | cap | Dorada 115/33/13.8 kV | m:cosphi:bushv | -0.47537 | ElmTr3
2026 | 2026_DzMD_GzMD_Dp00_Gp00 | A3 -Florencia 33 kV | All generators | 0.98 | cap | Dorada 115/33/13.8 kV | m:cosphi:bushv | -0.48551 | ElmTr3
2026 | 2026_DzMD_GzMD_Dp00_Gp00 | A3 -Florencia 33 kV | All generators | 0.99 | cap | Dorada 115/33/13.8 kV | m:cosphi:bushv | -0.49799 | ElmTr3
2026 | 2026_DzMD_GzMD_Dp00_Gp00 | A3 -Florencia 33 kV | All generators | 1 | cap | Dorada 115/33/13.8 kV | m:cosphi:bushv | -0.52598 | ElmTr3
2026 | 2026_DzMD_GzMD_Dp00_Gp00 | A3 -Florencia 33 kV | All generators | 0.9 | cap | Manzanares 115/33/13.8 kV | m:P:bushv in MW | -8.4358 | ElmTr3
2026 | 2026_DzMD_GzMD_Dp00_Gp00 | A3 -Florencia 33 kV | All generators | 0.91 | cap | Manzanares 115/33/13.8 kV | m:P:bushv in MW | -8.5377 | ElmTr3
2026 | 2026_DzMD_GzMD_Dp00_Gp00 | A3 -Florencia 33 kV | All generators | 0.92 | cap | Manzanares 115/33/13.8 kV | m:P:bushv in MW | -8.6324 | ElmTr3
2026 | 2026_DzMD_GzMD_Dp00_Gp00 | A3 -Florencia 33 kV | All generators | 0.93 | cap | Manzanares 115/33/13.8 kV | m:P:bushv in MW | -8.7216 | ElmTr3
2026 | 2026_DzMD_GzMD_Dp00_Gp00 | A3 -Florencia 33 kV | All generators | 0.94 | cap | Manzanares 115/33/13.8 kV | m:P:bushv in MW | -8.8067 | ElmTr3
2026 | 2026_DzMD_GzMD_Dp00_Gp00 | A3 -Florencia 33 kV | All generators | 0.95 | cap | Manzanares 115/33/13.8 kV | m:P:bushv in MW | -8.8889 | ElmTr3
2026 | 2026_DzMD_GzMD_Dp00_Gp00 | A3 -Florencia 33 kV | All generators | 0.96 | cap | Manzanares 115/33/13.8 kV | m:P:bushv in MW | -8.9697 | ElmTr3
2026 | 2026_DzMD_GzMD_Dp00_Gp00 | A3 -Florencia 33 kV | All generators | 0.97 | cap | Manzanares 115/33/13.8 kV | m:P:bushv in MW | -9.0508 | ElmTr3
2026 | 2026_DzMD_GzMD_Dp00_Gp00 | A3 -Florencia 33 kV | All generators | 0.98 | cap | Manzanares 115/33/13.8 kV | m:P:bushv in MW | -9.1353 | ElmTr3
2026 | 2026_DzMD_GzMD_Dp00_Gp00 | A3 -Florencia 33 kV | All generators | 0.99 | cap | Manzanares 115/33/13.8 kV | m:P:bushv in MW | -9.2303 | ElmTr3
2026 | 2026_DzMD_GzMD_Dp00_Gp00 | A3 -Florencia 33 kV | All generators | 1 | cap | Manzanares 115/33/13.8 kV | m:P:bushv in MW | -9.4096 | ElmTr3
2026 | 2026_DzMD_GzMD_Dp00_Gp00 | A3 -Florencia 33 kV | All generators | 0.9 | cap | Manzanares 115/33/13.8 kV | m:Q:bushv in Mvar | 10.1364 | ElmTr3
2026 | 2026_DzMD_GzMD_Dp00_Gp00 | A3 -Florencia 33 kV | All generators | 0.91 | cap | Manzanares 115/33/13.8 kV | m:Q:bushv in Mvar | 9.7177 | ElmTr3
2026 | 2026_DzMD_GzMD_Dp00_Gp00 | A3 -Florencia 33 kV | All generators | 0.92 | cap | Manzanares 115/33/13.8 kV | m:Q:bushv in Mvar | 9.3115 | ElmTr3
2026 | 2026_DzMD_GzMD_Dp00_Gp00 | A3 -Florencia 33 kV | All generators | 0.93 | cap | Manzanares 115/33/13.8 kV | m:Q:bushv in Mvar | 8.9124 | ElmTr3
2026 | 2026_DzMD_GzMD_Dp00_Gp00 | A3 -Florencia 33 kV | All generators | 0.94 | cap | Manzanares 115/33/13.8 kV | m:Q:bushv in Mvar | 8.515 | ElmTr3
2026 | 2026_DzMD_GzMD_Dp00_Gp00 | A3 -Florencia 33 kV | All generators | 0.95 | cap | Manzanares 115/33/13.8 kV | m:Q:bushv in Mvar | 8.1133 | ElmTr3
2026 | 2026_DzMD_GzMD_Dp00_Gp00 | A3 -Florencia 33 kV | All generators | 0.96 | cap | Manzanares 115/33/13.8 kV | m:Q:bushv in Mvar | 7.6995 | ElmTr3
2026 | 2026_DzMD_GzMD_Dp00_Gp00 | A3 -Florencia 33 kV | All generators | 0.97 | cap | Manzanares 115/33/13.8 kV | m:Q:bushv in Mvar | 7.2617 | ElmTr3
2026 | 2026_DzMD_GzMD_Dp00_Gp00 | A3 -Florencia 33 kV | All generators | 0.98 | cap | Manzanares 115/33/13.8 kV | m:Q:bushv in Mvar | 6.7782 | ElmTr3
2026 | 2026_DzMD_GzMD_Dp00_Gp00 | A3 -Florencia 33 kV | All generators | 0.99 | cap | Manzanares 115/33/13.8 kV | m:Q:bushv in Mvar | 6.1939 | ElmTr3
2026 | 2026_DzMD_GzMD_Dp00_Gp00 | A3 -Florencia 33 kV | All generators | 1 | cap | Manzanares 115/33/13.8 kV | m:Q:bushv in Mvar | 4.9295 | ElmTr3
2026 | 2026_DzMD_GzMD_Dp00_Gp00 | A3 -Florencia 33 kV | All generators | 0.9 | cap | Manzanares 115/33/13.8 kV | m:cosphi:bushv | -0.63968 | ElmTr3
2026 | 2026_DzMD_GzMD_Dp00_Gp00 | A3 -Florencia 33 kV | All generators | 0.91 | cap | Manzanares 115/33/13.8 kV | m:cosphi:bushv | -0.66002 | ElmTr3
2026 | 2026_DzMD_GzMD_Dp00_Gp00 | A3 -Florencia 33 kV | All generators | 0.92 | cap | Manzanares 115/33/13.8 kV | m:cosphi:bushv | -0.67986 | ElmTr3
2026 | 2026_DzMD_GzMD_Dp00_Gp00 | A3 -Florencia 33 kV | All generators | 0.93 | cap | Manzanares 115/33/13.8 kV | m:cosphi:bushv | -0.69942 | ElmTr3
2026 | 2026_DzMD_GzMD_Dp00_Gp00 | A3 -Florencia 33 kV | All generators | 0.94 | cap | Manzanares 115/33/13.8 kV | m:cosphi:bushv | -0.71891 | ElmTr3
2026 | 2026_DzMD_GzMD_Dp00_Gp00 | A3 -Florencia 33 kV | All generators | 0.95 | cap | Manzanares 115/33/13.8 kV | m:cosphi:bushv | -0.7386 | ElmTr3
2026 | 2026_DzMD_GzMD_Dp00_Gp00 | A3 -Florencia 33 kV | All generators | 0.96 | cap | Manzanares 115/33/13.8 kV | m:cosphi:bushv | -0.75879 | ElmTr3
2026 | 2026_DzMD_GzMD_Dp00_Gp00 | A3 -Florencia 33 kV | All generators | 0.97 | cap | Manzanares 115/33/13.8 kV | m:cosphi:bushv | -0.77998 | ElmTr3
2026 | 2026_DzMD_GzMD_Dp00_Gp00 | A3 -Florencia 33 kV | All generators | 0.98 | cap | Manzanares 115/33/13.8 kV | m:cosphi:bushv | -0.80308 | ElmTr3
2026 | 2026_DzMD_GzMD_Dp00_Gp00 | A3 -Florencia 33 kV | All generators | 0.99 | cap | Manzanares 115/33/13.8 kV | m:cosphi:bushv | -0.83037 | ElmTr3
2026 | 2026_DzMD_GzMD_Dp00_Gp00 | A3 -Florencia 33 kV | All generators | 1 | cap | Manzanares 115/33/13.8 kV | m:cosphi:bushv | -0.8858 | ElmTr3
2026 | 2026_DzMD_GzMD_Dp00_Gp00 | A3 -Florencia 33 kV | All generators | 0.9 | cap | Purnio 230/115 | m:P:bushv in MW | -47.7021 | ElmTr3
2026 | 2026_DzMD_GzMD_Dp00_Gp00 | A3 -Florencia 33 kV | All generators | 0.91 | cap | Purnio 230/115 | m:P:bushv in MW | -47.7129 | ElmTr3
2026 | 2026_DzMD_GzMD_Dp00_Gp00 | A3 -Florencia 33 kV | All generators | 0.92 | cap | Purnio 230/115 | m:P:bushv in MW | -47.7217 | ElmTr3
2026 | 2026_DzMD_GzMD_Dp00_Gp00 | A3 -Florencia 33 kV | All generators | 0.93 | cap | Purnio 230/115 | m:P:bushv in MW | -47.7286 | ElmTr3
2026 | 2026_DzMD_GzMD_Dp00_Gp00 | A3 -Florencia 33 kV | All generators | 0.94 | cap | Purnio 230/115 | m:P:bushv in MW | -47.7338 | ElmTr3
2026 | 2026_DzMD_GzMD_Dp00_Gp00 | A3 -Florencia 33 kV | All generators | 0.95 | cap | Purnio 230/115 | m:P:bushv in MW | -47.7374 | ElmTr3
2026 | 2026_DzMD_GzMD_Dp00_Gp00 | A3 -Florencia 33 kV | All generators | 0.96 | cap | Purnio 230/115 | m:P:bushv in MW | -47.7394 | ElmTr3
2026 | 2026_DzMD_GzMD_Dp00_Gp00 | A3 -Florencia 33 kV | All generators | 0.97 | cap | Purnio 230/115 | m:P:bushv in MW | -47.7397 | ElmTr3
2026 | 2026_DzMD_GzMD_Dp00_Gp00 | A3 -Florencia 33 kV | All generators | 0.98 | cap | Purnio 230/115 | m:P:bushv in MW | -47.7377 | ElmTr3
2026 | 2026_DzMD_GzMD_Dp00_Gp00 | A3 -Florencia 33 kV | All generators | 0.99 | cap | Purnio 230/115 | m:P:bushv in MW | -47.7322 | ElmTr3
2026 | 2026_DzMD_GzMD_Dp00_Gp00 | A3 -Florencia 33 kV | All generators | 1 | cap | Purnio 230/115 | m:P:bushv in MW | -47.7088 | ElmTr3
2026 | 2026_DzMD_GzMD_Dp00_Gp00 | A3 -Florencia 33 kV | All generators | 0.9 | cap | Purnio 230/115 | m:Q:bushv in Mvar | 8.1939 | ElmTr3
2026 | 2026_DzMD_GzMD_Dp00_Gp00 | A3 -Florencia 33 kV | All generators | 0.91 | cap | Purnio 230/115 | m:Q:bushv in Mvar | 7.9947 | ElmTr3
2026 | 2026_DzMD_GzMD_Dp00_Gp00 | A3 -Florencia 33 kV | All generators | 0.92 | cap | Purnio 230/115 | m:Q:bushv in Mvar | 7.8016 | ElmTr3
2026 | 2026_DzMD_GzMD_Dp00_Gp00 | A3 -Florencia 33 kV | All generators | 0.93 | cap | Purnio 230/115 | m:Q:bushv in Mvar | 7.6121 | ElmTr3
2026 | 2026_DzMD_GzMD_Dp00_Gp00 | A3 -Florencia 33 kV | All generators | 0.94 | cap | Purnio 230/115 | m:Q:bushv in Mvar | 7.4235 | ElmTr3
2026 | 2026_DzMD_GzMD_Dp00_Gp00 | A3 -Florencia 33 kV | All generators | 0.95 | cap | Purnio 230/115 | m:Q:bushv in Mvar | 7.2331 | ElmTr3
2026 | 2026_DzMD_GzMD_Dp00_Gp00 | A3 -Florencia 33 kV | All generators | 0.96 | cap | Purnio 230/115 | m:Q:bushv in Mvar | 7.0371 | ElmTr3
2026 | 2026_DzMD_GzMD_Dp00_Gp00 | A3 -Florencia 33 kV | All generators | 0.97 | cap | Purnio 230/115 | m:Q:bushv in Mvar | 6.8299 | ElmTr3
2026 | 2026_DzMD_GzMD_Dp00_Gp00 | A3 -Florencia 33 kV | All generators | 0.98 | cap | Purnio 230/115 | m:Q:bushv in Mvar | 6.6012 | ElmTr3
2026 | 2026_DzMD_GzMD_Dp00_Gp00 | A3 -Florencia 33 kV | All generators | 0.99 | cap | Purnio 230/115 | m:Q:bushv in Mvar | 6.3253 | ElmTr3
2026 | 2026_DzMD_GzMD_Dp00_Gp00 | A3 -Florencia 33 kV | All generators | 1 | cap | Purnio 230/115 | m:Q:bushv in Mvar | 5.7293 | ElmTr3
2026 | 2026_DzMD_GzMD_Dp00_Gp00 | A3 -Florencia 33 kV | All generators | 0.9 | cap | Purnio 230/115 | m:cosphi:bushv | -0.98557 | ElmTr3
2026 | 2026_DzMD_GzMD_Dp00_Gp00 | A3 -Florencia 33 kV | All generators | 0.91 | cap | Purnio 230/115 | m:cosphi:bushv | -0.98625 | ElmTr3
2026 | 2026_DzMD_GzMD_Dp00_Gp00 | A3 -Florencia 33 kV | All generators | 0.92 | cap | Purnio 230/115 | m:cosphi:bushv | -0.9869 | ElmTr3
2026 | 2026_DzMD_GzMD_Dp00_Gp00 | A3 -Florencia 33 kV | All generators | 0.93 | cap | Purnio 230/115 | m:cosphi:bushv | -0.98752 | ElmTr3
2026 | 2026_DzMD_GzMD_Dp00_Gp00 | A3 -Florencia 33 kV | All generators | 0.94 | cap | Purnio 230/115 | m:cosphi:bushv | -0.98812 | ElmTr3
2026 | 2026_DzMD_GzMD_Dp00_Gp00 | A3 -Florencia 33 kV | All generators | 0.95 | cap | Purnio 230/115 | m:cosphi:bushv | -0.98872 | ElmTr3
2026 | 2026_DzMD_GzMD_Dp00_Gp00 | A3 -Florencia 33 kV | All generators | 0.96 | cap | Purnio 230/115 | m:cosphi:bushv | -0.98931 | ElmTr3
2026 | 2026_DzMD_GzMD_Dp00_Gp00 | A3 -Florencia 33 kV | All generators | 0.97 | cap | Purnio 230/115 | m:cosphi:bushv | -0.98992 | ElmTr3
2026 | 2026_DzMD_GzMD_Dp00_Gp00 | A3 -Florencia 33 kV | All generators | 0.98 | cap | Purnio 230/115 | m:cosphi:bushv | -0.99057 | ElmTr3
2026 | 2026_DzMD_GzMD_Dp00_Gp00 | A3 -Florencia 33 kV | All generators | 0.99 | cap | Purnio 230/115 | m:cosphi:bushv | -0.99133 | ElmTr3
2026 | 2026_DzMD_GzMD_Dp00_Gp00 | A3 -Florencia 33 kV | All generators | 1 | cap | Purnio 230/115 | m:cosphi:bushv | -0.99287 | ElmTr3
2026 | 2026_DzMD_GzMD_Dp00_Gp00 | A3 -Florencia 33 kV | All generators | 0.9 | cap | Victoria 115/33/13.8 kV | m:P:bushv in MW | 4.3968 | ElmTr3
2026 | 2026_DzMD_GzMD_Dp00_Gp00 | A3 -Florencia 33 kV | All generators | 0.91 | cap | Victoria 115/33/13.8 kV | m:P:bushv in MW | 4.3793 | ElmTr3
2026 | 2026_DzMD_GzMD_Dp00_Gp00 | A3 -Florencia 33 kV | All generators | 0.92 | cap | Victoria 115/33/13.8 kV | m:P:bushv in MW | 4.3646 | ElmTr3
2026 | 2026_DzMD_GzMD_Dp00_Gp00 | A3 -Florencia 33 kV | All generators | 0.93 | cap | Victoria 115/33/13.8 kV | m:P:bushv in MW | 4.3523 | ElmTr3
2026 | 2026_DzMD_GzMD_Dp00_Gp00 | A3 -Florencia 33 kV | All generators | 0.94 | cap | Victoria 115/33/13.8 kV | m:P:bushv in MW | 4.3422 | ElmTr3
2026 | 2026_DzMD_GzMD_Dp00_Gp00 | A3 -Florencia 33 kV | All generators | 0.95 | cap | Victoria 115/33/13.8 kV | m:P:bushv in MW | 4.3342 | ElmTr3
2026 | 2026_DzMD_GzMD_Dp00_Gp00 | A3 -Florencia 33 kV | All generators | 0.96 | cap | Victoria 115/33/13.8 kV | m:P:bushv in MW | 4.3281 | ElmTr3
2026 | 2026_DzMD_GzMD_Dp00_Gp00 | A3 -Florencia 33 kV | All generators | 0.97 | cap | Victoria 115/33/13.8 kV | m:P:bushv in MW | 4.324 | ElmTr3
2026 | 2026_DzMD_GzMD_Dp00_Gp00 | A3 -Florencia 33 kV | All generators | 0.98 | cap | Victoria 115/33/13.8 kV | m:P:bushv in MW | 4.3225 | ElmTr3
2026 | 2026_DzMD_GzMD_Dp00_Gp00 | A3 -Florencia 33 kV | All generators | 0.99 | cap | Victoria 115/33/13.8 kV | m:P:bushv in MW | 4.3246 | ElmTr3
2026 | 2026_DzMD_GzMD_Dp00_Gp00 | A3 -Florencia 33 kV | All generators | 1 | cap | Victoria 115/33/13.8 kV | m:P:bushv in MW | 4.344 | ElmTr3
2026 | 2026_DzMD_GzMD_Dp00_Gp00 | A3 -Florencia 33 kV | All generators | 0.9 | cap | Victoria 115/33/13.8 kV | m:Q:bushv in Mvar | 5.5962 | ElmTr3
2026 | 2026_DzMD_GzMD_Dp00_Gp00 | A3 -Florencia 33 kV | All generators | 0.91 | cap | Victoria 115/33/13.8 kV | m:Q:bushv in Mvar | 5.3489 | ElmTr3
2026 | 2026_DzMD_GzMD_Dp00_Gp00 | A3 -Florencia 33 kV | All generators | 0.92 | cap | Victoria 115/33/13.8 kV | m:Q:bushv in Mvar | 5.1093 | ElmTr3
2026 | 2026_DzMD_GzMD_Dp00_Gp00 | A3 -Florencia 33 kV | All generators | 0.93 | cap | Victoria 115/33/13.8 kV | m:Q:bushv in Mvar | 4.8742 | ElmTr3
2026 | 2026_DzMD_GzMD_Dp00_Gp00 | A3 -Florencia 33 kV | All generators | 0.94 | cap | Victoria 115/33/13.8 kV | m:Q:bushv in Mvar | 4.6405 | ElmTr3
2026 | 2026_DzMD_GzMD_Dp00_Gp00 | A3 -Florencia 33 kV | All generators | 0.95 | cap | Victoria 115/33/13.8 kV | m:Q:bushv in Mvar | 4.4047 | ElmTr3
2026 | 2026_DzMD_GzMD_Dp00_Gp00 | A3 -Florencia 33 kV | All generators | 0.96 | cap | Victoria 115/33/13.8 kV | m:Q:bushv in Mvar | 4.162 | ElmTr3
2026 | 2026_DzMD_GzMD_Dp00_Gp00 | A3 -Florencia 33 kV | All generators | 0.97 | cap | Victoria 115/33/13.8 kV | m:Q:bushv in Mvar | 3.9057 | ElmTr3
2026 | 2026_DzMD_GzMD_Dp00_Gp00 | A3 -Florencia 33 kV | All generators | 0.98 | cap | Victoria 115/33/13.8 kV | m:Q:bushv in Mvar | 3.623 | ElmTr3
2026 | 2026_DzMD_GzMD_Dp00_Gp00 | A3 -Florencia 33 kV | All generators | 0.99 | cap | Victoria 115/33/13.8 kV | m:Q:bushv in Mvar | 3.2821 | ElmTr3
2026 | 2026_DzMD_GzMD_Dp00_Gp00 | A3 -Florencia 33 kV | All generators | 1 | cap | Victoria 115/33/13.8 kV | m:Q:bushv in Mvar | 2.5468 | ElmTr3
2026 | 2026_DzMD_GzMD_Dp00_Gp00 | A3 -Florencia 33 kV | All generators | 0.9 | cap | Victoria 115/33/13.8 kV | m:cosphi:bushv | 0.6178 | ElmTr3
2026 | 2026_DzMD_GzMD_Dp00_Gp00 | A3 -Florencia 33 kV | All generators | 0.91 | cap | Victoria 115/33/13.8 kV | m:cosphi:bushv | 0.63349 | ElmTr3
2026 | 2026_DzMD_GzMD_Dp00_Gp00 | A3 -Florencia 33 kV | All generators | 0.92 | cap | Victoria 115/33/13.8 kV | m:cosphi:bushv | 0.64952 | ElmTr3
2026 | 2026_DzMD_GzMD_Dp00_Gp00 | A3 -Florencia 33 kV | All generators | 0.93 | cap | Victoria 115/33/13.8 kV | m:cosphi:bushv | 0.66604 | ElmTr3
2026 | 2026_DzMD_GzMD_Dp00_Gp00 | A3 -Florencia 33 kV | All generators | 0.94 | cap | Victoria 115/33/13.8 kV | m:cosphi:bushv | 0.68325 | ElmTr3
2026 | 2026_DzMD_GzMD_Dp00_Gp00 | A3 -Florencia 33 kV | All generators | 0.95 | cap | Victoria 115/33/13.8 kV | m:cosphi:bushv | 0.70138 | ElmTr3
2026 | 2026_DzMD_GzMD_Dp00_Gp00 | A3 -Florencia 33 kV | All generators | 0.96 | cap | Victoria 115/33/13.8 kV | m:cosphi:bushv | 0.7208 | ElmTr3
2026 | 2026_DzMD_GzMD_Dp00_Gp00 | A3 -Florencia 33 kV | All generators | 0.97 | cap | Victoria 115/33/13.8 kV | m:cosphi:bushv | 0.74209 | ElmTr3
2026 | 2026_DzMD_GzMD_Dp00_Gp00 | A3 -Florencia 33 kV | All generators | 0.98 | cap | Victoria 115/33/13.8 kV | m:cosphi:bushv | 0.76639 | ElmTr3
2026 | 2026_DzMD_GzMD_Dp00_Gp00 | A3 -Florencia 33 kV | All generators | 0.99 | cap | Victoria 115/33/13.8 kV | m:cosphi:bushv | 0.79657 | ElmTr3
2026 | 2026_DzMD_GzMD_Dp00_Gp00 | A3 -Florencia 33 kV | All generators | 1 | cap | Victoria 115/33/13.8 kV | m:cosphi:bushv | 0.86267 | ElmTr3
2026 | 2026_DzMD_GzMD_Dp00_Gp00 | A3 -Florencia 33 kV | All generators | 0.9 | ind | Dorada - Magdalena 115 kV | m:P:bus1 in MW | 60.4904 | ElmLne
2026 | 2026_DzMD_GzMD_Dp00_Gp00 | A3 -Florencia 33 kV | All generators | 0.91 | ind | Dorada - Magdalena 115 kV | m:P:bus1 in MW | 60.4856 | ElmLne
2026 | 2026_DzMD_GzMD_Dp00_Gp00 | A3 -Florencia 33 kV | All generators | 0.92 | ind | Dorada - Magdalena 115 kV | m:P:bus1 in MW | 60.4806 | ElmLne
2026 | 2026_DzMD_GzMD_Dp00_Gp00 | A3 -Florencia 33 kV | All generators | 0.93 | ind | Dorada - Magdalena 115 kV | m:P:bus1 in MW | 60.4752 | ElmLne
2026 | 2026_DzMD_GzMD_Dp00_Gp00 | A3 -Florencia 33 kV | All generators | 0.94 | ind | Dorada - Magdalena 115 kV | m:P:bus1 in MW | 60.4694 | ElmLne
2026 | 2026_DzMD_GzMD_Dp00_Gp00 | A3 -Florencia 33 kV | All generators | 0.95 | ind | Dorada - Magdalena 115 kV | m:P:bus1 in MW | 60.4629 | ElmLne
2026 | 2026_DzMD_GzMD_Dp00_Gp00 | A3 -Florencia 33 kV | All generators | 0.96 | ind | Dorada - Magdalena 115 kV | m:P:bus1 in MW | 60.4557 | ElmLne
2026 | 2026_DzMD_GzMD_Dp00_Gp00 | A3 -Florencia 33 kV | All generators | 0.97 | ind | Dorada - Magdalena 115 kV | m:P:bus1 in MW | 60.4474 | ElmLne
2026 | 2026_DzMD_GzMD_Dp00_Gp00 | A3 -Florencia 33 kV | All generators | 0.98 | ind | Dorada - Magdalena 115 kV | m:P:bus1 in MW | 60.4373 | ElmLne
2026 | 2026_DzMD_GzMD_Dp00_Gp00 | A3 -Florencia 33 kV | All generators | 0.99 | ind | Dorada - Magdalena 115 kV | m:P:bus1 in MW | 60.4237 | ElmLne
2026 | 2026_DzMD_GzMD_Dp00_Gp00 | A3 -Florencia 33 kV | All generators | 1 | ind | Dorada - Magdalena 115 kV | m:P:bus1 in MW | 60.3874 | ElmLne
2026 | 2026_DzMD_GzMD_Dp00_Gp00 | A3 -Florencia 33 kV | All generators | 0.9 | ind | Dorada - Magdalena 115 kV | m:P:bus2 in MW | -60.2982 | ElmLne
2026 | 2026_DzMD_GzMD_Dp00_Gp00 | A3 -Florencia 33 kV | All generators | 0.91 | ind | Dorada - Magdalena 115 kV | m:P:bus2 in MW | -60.2934 | ElmLne
2026 | 2026_DzMD_GzMD_Dp00_Gp00 | A3 -Florencia 33 kV | All generators | 0.92 | ind | Dorada - Magdalena 115 kV | m:P:bus2 in MW | -60.2883 | ElmLne
2026 | 2026_DzMD_GzMD_Dp00_Gp00 | A3 -Florencia 33 kV | All generators | 0.93 | ind | Dorada - Magdalena 115 kV | m:P:bus2 in MW | -60.2829 | ElmLne
2026 | 2026_DzMD_GzMD_Dp00_Gp00 | A3 -Florencia 33 kV | All generators | 0.94 | ind | Dorada - Magdalena 115 kV | m:P:bus2 in MW | -60.2771 | ElmLne
2026 | 2026_DzMD_GzMD_Dp00_Gp00 | A3 -Florencia 33 kV | All generators | 0.95 | ind | Dorada - Magdalena 115 kV | m:P:bus2 in MW | -60.2707 | ElmLne
2026 | 2026_DzMD_GzMD_Dp00_Gp00 | A3 -Florencia 33 kV | All generators | 0.96 | ind | Dorada - Magdalena 115 kV | m:P:bus2 in MW | -60.2635 | ElmLne
2026 | 2026_DzMD_GzMD_Dp00_Gp00 | A3 -Florencia 33 kV | All generators | 0.97 | ind | Dorada - Magdalena 115 kV | m:P:bus2 in MW | -60.2551 | ElmLne
2026 | 2026_DzMD_GzMD_Dp00_Gp00 | A3 -Florencia 33 kV | All generators | 0.98 | ind | Dorada - Magdalena 115 kV | m:P:bus2 in MW | -60.245 | ElmLne
2026 | 2026_DzMD_GzMD_Dp00_Gp00 | A3 -Florencia 33 kV | All generators | 0.99 | ind | Dorada - Magdalena 115 kV | m:P:bus2 in MW | -60.2313 | ElmLne
2026 | 2026_DzMD_GzMD_Dp00_Gp00 | A3 -Florencia 33 kV | All generators | 1 | ind | Dorada - Magdalena 115 kV | m:P:bus2 in MW | -60.1951 | ElmLne
2026 | 2026_DzMD_GzMD_Dp00_Gp00 | A3 -Florencia 33 kV | All generators | 0.9 | ind | Dorada - Magdalena 115 kV | m:Q:bus1 in Mvar | 4.1195 | ElmLne
2026 | 2026_DzMD_GzMD_Dp00_Gp00 | A3 -Florencia 33 kV | All generators | 0.91 | ind | Dorada - Magdalena 115 kV | m:Q:bus1 in Mvar | 4.0949 | ElmLne
2026 | 2026_DzMD_GzMD_Dp00_Gp00 | A3 -Florencia 33 kV | All generators | 0.92 | ind | Dorada - Magdalena 115 kV | m:Q:bus1 in Mvar | 4.0692 | ElmLne
2026 | 2026_DzMD_GzMD_Dp00_Gp00 | A3 -Florencia 33 kV | All generators | 0.93 | ind | Dorada - Magdalena 115 kV | m:Q:bus1 in Mvar | 4.0421 | ElmLne
2026 | 2026_DzMD_GzMD_Dp00_Gp00 | A3 -Florencia 33 kV | All generators | 0.94 | ind | Dorada - Magdalena 115 kV | m:Q:bus1 in Mvar | 4.0133 | ElmLne
2026 | 2026_DzMD_GzMD_Dp00_Gp00 | A3 -Florencia 33 kV | All generators | 0.95 | ind | Dorada - Magdalena 115 kV | m:Q:bus1 in Mvar | 3.9823 | ElmLne
2026 | 2026_DzMD_GzMD_Dp00_Gp00 | A3 -Florencia 33 kV | All generators | 0.96 | ind | Dorada - Magdalena 115 kV | m:Q:bus1 in Mvar | 3.9481 | ElmLne
2026 | 2026_DzMD_GzMD_Dp00_Gp00 | A3 -Florencia 33 kV | All generators | 0.97 | ind | Dorada - Magdalena 115 kV | m:Q:bus1 in Mvar | 3.9095 | ElmLne
2026 | 2026_DzMD_GzMD_Dp00_Gp00 | A3 -Florencia 33 kV | All generators | 0.98 | ind | Dorada - Magdalena 115 kV | m:Q:bus1 in Mvar | 3.8637 | ElmLne
2026 | 2026_DzMD_GzMD_Dp00_Gp00 | A3 -Florencia 33 kV | All generators | 0.99 | ind | Dorada - Magdalena 115 kV | m:Q:bus1 in Mvar | 3.8036 | ElmLne
2026 | 2026_DzMD_GzMD_Dp00_Gp00 | A3 -Florencia 33 kV | All generators | 1 | ind | Dorada - Magdalena 115 kV | m:Q:bus1 in Mvar | 3.6529 | ElmLne
2026 | 2026_DzMD_GzMD_Dp00_Gp00 | A3 -Florencia 33 kV | All generators | 0.9 | ind | Dorada - Magdalena 115 kV | m:Q:bus2 in Mvar | -3.5299 | ElmLne
2026 | 2026_DzMD_GzMD_Dp00_Gp00 | A3 -Florencia 33 kV | All generators | 0.91 | ind | Dorada - Magdalena 115 kV | m:Q:bus2 in Mvar | -3.5052 | ElmLne
2026 | 2026_DzMD_GzMD_Dp00_Gp00 | A3 -Florencia 33 kV | All generators | 0.92 | ind | Dorada - Magdalena 115 kV | m:Q:bus2 in Mvar | -3.4793 | ElmLne
2026 | 2026_DzMD_GzMD_Dp00_Gp00 | A3 -Florencia 33 kV | All generators | 0.93 | ind | Dorada - Magdalena 115 kV | m:Q:bus2 in Mvar | -3.4521 | ElmLne
2026 | 2026_DzMD_GzMD_Dp00_Gp00 | A3 -Florencia 33 kV | All generators | 0.94 | ind | Dorada - Magdalena 115 kV | m:Q:bus2 in Mvar | -3.4232 | ElmLne
2026 | 2026_DzMD_GzMD_Dp00_Gp00 | A3 -Florencia 33 kV | All generators | 0.95 | ind | Dorada - Magdalena 115 kV | m:Q:bus2 in Mvar | -3.392 | ElmLne
2026 | 2026_DzMD_GzMD_Dp00_Gp00 | A3 -Florencia 33 kV | All generators | 0.96 | ind | Dorada - Magdalena 115 kV | m:Q:bus2 in Mvar | -3.3576 | ElmLne
2026 | 2026_DzMD_GzMD_Dp00_Gp00 | A3 -Florencia 33 kV | All generators | 0.97 | ind | Dorada - Magdalena 115 kV | m:Q:bus2 in Mvar | -3.3188 | ElmLne
2026 | 2026_DzMD_GzMD_Dp00_Gp00 | A3 -Florencia 33 kV | All generators | 0.98 | ind | Dorada - Magdalena 115 kV | m:Q:bus2 in Mvar | -3.2728 | ElmLne
2026 | 2026_DzMD_GzMD_Dp00_Gp00 | A3 -Florencia 33 kV | All generators | 0.99 | ind | Dorada - Magdalena 115 kV | m:Q:bus2 in Mvar | -3.2124 | ElmLne
2026 | 2026_DzMD_GzMD_Dp00_Gp00 | A3 -Florencia 33 kV | All generators | 1 | ind | Dorada - Magdalena 115 kV | m:Q:bus2 in Mvar | -3.0611 | ElmLne
2026 | 2026_DzMD_GzMD_Dp00_Gp00 | A3 -Florencia 33 kV | All generators | 0.9 | ind | Dorada - Magdalena 115 kV | m:cosphi:bus1 | 0.99769 | ElmLne
2026 | 2026_DzMD_GzMD_Dp00_Gp00 | A3 -Florencia 33 kV | All generators | 0.91 | ind | Dorada - Magdalena 115 kV | m:cosphi:bus1 | 0.99772 | ElmLne
2026 | 2026_DzMD_GzMD_Dp00_Gp00 | A3 -Florencia 33 kV | All generators | 0.92 | ind | Dorada - Magdalena 115 kV | m:cosphi:bus1 | 0.99774 | ElmLne
2026 | 2026_DzMD_GzMD_Dp00_Gp00 | A3 -Florencia 33 kV | All generators | 0.93 | ind | Dorada - Magdalena 115 kV | m:cosphi:bus1 | 0.99777 | ElmLne
2026 | 2026_DzMD_GzMD_Dp00_Gp00 | A3 -Florencia 33 kV | All generators | 0.94 | ind | Dorada - Magdalena 115 kV | m:cosphi:bus1 | 0.9978 | ElmLne
2026 | 2026_DzMD_GzMD_Dp00_Gp00 | A3 -Florencia 33 kV | All generators | 0.95 | ind | Dorada - Magdalena 115 kV | m:cosphi:bus1 | 0.99784 | ElmLne
2026 | 2026_DzMD_GzMD_Dp00_Gp00 | A3 -Florencia 33 kV | All generators | 0.96 | ind | Dorada - Magdalena 115 kV | m:cosphi:bus1 | 0.99787 | ElmLne
2026 | 2026_DzMD_GzMD_Dp00_Gp00 | A3 -Florencia 33 kV | All generators | 0.97 | ind | Dorada - Magdalena 115 kV | m:cosphi:bus1 | 0.99791 | ElmLne
2026 | 2026_DzMD_GzMD_Dp00_Gp00 | A3 -Florencia 33 kV | All generators | 0.98 | ind | Dorada - Magdalena 115 kV | m:cosphi:bus1 | 0.99796 | ElmLne
2026 | 2026_DzMD_GzMD_Dp00_Gp00 | A3 -Florencia 33 kV | All generators | 0.99 | ind | Dorada - Magdalena 115 kV | m:cosphi:bus1 | 0.99803 | ElmLne
2026 | 2026_DzMD_GzMD_Dp00_Gp00 | A3 -Florencia 33 kV | All generators | 1 | ind | Dorada - Magdalena 115 kV | m:cosphi:bus1 | 0.99818 | ElmLne
2026 | 2026_DzMD_GzMD_Dp00_Gp00 | A3 -Florencia 33 kV | All generators | 0.9 | ind | Dorada - Magdalena 115 kV | m:cosphi:bus2 | -0.99829 | ElmLne
2026 | 2026_DzMD_GzMD_Dp00_Gp00 | A3 -Florencia 33 kV | All generators | 0.91 | ind | Dorada - Magdalena 115 kV | m:cosphi:bus2 | -0.99831 | ElmLne
2026 | 2026_DzMD_GzMD_Dp00_Gp00 | A3 -Florencia 33 kV | All generators | 0.92 | ind | Dorada - Magdalena 115 kV | m:cosphi:bus2 | -0.99834 | ElmLne
2026 | 2026_DzMD_GzMD_Dp00_Gp00 | A3 -Florencia 33 kV | All generators | 0.93 | ind | Dorada - Magdalena 115 kV | m:cosphi:bus2 | -0.99836 | ElmLne
2026 | 2026_DzMD_GzMD_Dp00_Gp00 | A3 -Florencia 33 kV | All generators | 0.94 | ind | Dorada - Magdalena 115 kV | m:cosphi:bus2 | -0.99839 | ElmLne
2026 | 2026_DzMD_GzMD_Dp00_Gp00 | A3 -Florencia 33 kV | All generators | 0.95 | ind | Dorada - Magdalena 115 kV | m:cosphi:bus2 | -0.99842 | ElmLne
2026 | 2026_DzMD_GzMD_Dp00_Gp00 | A3 -Florencia 33 kV | All generators | 0.96 | ind | Dorada - Magdalena 115 kV | m:cosphi:bus2 | -0.99845 | ElmLne
2026 | 2026_DzMD_GzMD_Dp00_Gp00 | A3 -Florencia 33 kV | All generators | 0.97 | ind | Dorada - Magdalena 115 kV | m:cosphi:bus2 | -0.99849 | ElmLne
2026 | 2026_DzMD_GzMD_Dp00_Gp00 | A3 -Florencia 33 kV | All generators | 0.98 | ind | Dorada - Magdalena 115 kV | m:cosphi:bus2 | -0.99853 | ElmLne
2026 | 2026_DzMD_GzMD_Dp00_Gp00 | A3 -Florencia 33 kV | All generators | 0.99 | ind | Dorada - Magdalena 115 kV | m:cosphi:bus2 | -0.99858 | ElmLne
2026 | 2026_DzMD_GzMD_Dp00_Gp00 | A3 -Florencia 33 kV | All generators | 1 | ind | Dorada - Magdalena 115 kV | m:cosphi:bus2 | -0.99871 | ElmLne
2026 | 2026_DzMD_GzMD_Dp00_Gp00 | A3 -Florencia 33 kV | All generators | 0.9 | ind | Mariquita - Victoria 2 115 | m:P:bus1 in MW | -14.3193 | ElmLne
2026 | 2026_DzMD_GzMD_Dp00_Gp00 | A3 -Florencia 33 kV | All generators | 0.91 | ind | Mariquita - Victoria 2 115 | m:P:bus1 in MW | -14.3166 | ElmLne
2026 | 2026_DzMD_GzMD_Dp00_Gp00 | A3 -Florencia 33 kV | All generators | 0.92 | ind | Mariquita - Victoria 2 115 | m:P:bus1 in MW | -14.3138 | ElmLne
2026 | 2026_DzMD_GzMD_Dp00_Gp00 | A3 -Florencia 33 kV | All generators | 0.93 | ind | Mariquita - Victoria 2 115 | m:P:bus1 in MW | -14.3109 | ElmLne
2026 | 2026_DzMD_GzMD_Dp00_Gp00 | A3 -Florencia 33 kV | All generators | 0.94 | ind | Mariquita - Victoria 2 115 | m:P:bus1 in MW | -14.3078 | ElmLne
2026 | 2026_DzMD_GzMD_Dp00_Gp00 | A3 -Florencia 33 kV | All generators | 0.95 | ind | Mariquita - Victoria 2 115 | m:P:bus1 in MW | -14.3045 | ElmLne
2026 | 2026_DzMD_GzMD_Dp00_Gp00 | A3 -Florencia 33 kV | All generators | 0.96 | ind | Mariquita - Victoria 2 115 | m:P:bus1 in MW | -14.3009 | ElmLne
2026 | 2026_DzMD_GzMD_Dp00_Gp00 | A3 -Florencia 33 kV | All generators | 0.97 | ind | Mariquita - Victoria 2 115 | m:P:bus1 in MW | -14.297 | ElmLne
2026 | 2026_DzMD_GzMD_Dp00_Gp00 | A3 -Florencia 33 kV | All generators | 0.98 | ind | Mariquita - Victoria 2 115 | m:P:bus1 in MW | -14.2924 | ElmLne
2026 | 2026_DzMD_GzMD_Dp00_Gp00 | A3 -Florencia 33 kV | All generators | 0.99 | ind | Mariquita - Victoria 2 115 | m:P:bus1 in MW | -14.2864 | ElmLne
2026 | 2026_DzMD_GzMD_Dp00_Gp00 | A3 -Florencia 33 kV | All generators | 1 | ind | Mariquita - Victoria 2 115 | m:P:bus1 in MW | -14.2723 | ElmLne
2026 | 2026_DzMD_GzMD_Dp00_Gp00 | A3 -Florencia 33 kV | All generators | 0.9 | ind | Mariquita - Victoria 2 115 | m:P:bus2 in MW | 14.3646 | ElmLne
2026 | 2026_DzMD_GzMD_Dp00_Gp00 | A3 -Florencia 33 kV | All generators | 0.91 | ind | Mariquita - Victoria 2 115 | m:P:bus2 in MW | 14.3619 | ElmLne
2026 | 2026_DzMD_GzMD_Dp00_Gp00 | A3 -Florencia 33 kV | All generators | 0.92 | ind | Mariquita - Victoria 2 115 | m:P:bus2 in MW | 14.3591 | ElmLne
2026 | 2026_DzMD_GzMD_Dp00_Gp00 | A3 -Florencia 33 kV | All generators | 0.93 | ind | Mariquita - Victoria 2 115 | m:P:bus2 in MW | 14.3562 | ElmLne
2026 | 2026_DzMD_GzMD_Dp00_Gp00 | A3 -Florencia 33 kV | All generators | 0.94 | ind | Mariquita - Victoria 2 115 | m:P:bus2 in MW | 14.3531 | ElmLne
2026 | 2026_DzMD_GzMD_Dp00_Gp00 | A3 -Florencia 33 kV | All generators | 0.95 | ind | Mariquita - Victoria 2 115 | m:P:bus2 in MW | 14.3498 | ElmLne
2026 | 2026_DzMD_GzMD_Dp00_Gp00 | A3 -Florencia 33 kV | All generators | 0.96 | ind | Mariquita - Victoria 2 115 | m:P:bus2 in MW | 14.3463 | ElmLne
2026 | 2026_DzMD_GzMD_Dp00_Gp00 | A3 -Florencia 33 kV | All generators | 0.97 | ind | Mariquita - Victoria 2 115 | m:P:bus2 in MW | 14.3423 | ElmLne
2026 | 2026_DzMD_GzMD_Dp00_Gp00 | A3 -Florencia 33 kV | All generators | 0.98 | ind | Mariquita - Victoria 2 115 | m:P:bus2 in MW | 14.3377 | ElmLne
2026 | 2026_DzMD_GzMD_Dp00_Gp00 | A3 -Florencia 33 kV | All generators | 0.99 | ind | Mariquita - Victoria 2 115 | m:P:bus2 in MW | 14.3318 | ElmLne
2026 | 2026_DzMD_GzMD_Dp00_Gp00 | A3 -Florencia 33 kV | All generators | 1 | ind | Mariquita - Victoria 2 115 | m:P:bus2 in MW | 14.3177 | ElmLne
2026 | 2026_DzMD_GzMD_Dp00_Gp00 | A3 -Florencia 33 kV | All generators | 0.9 | ind | Mariquita - Victoria 2 115 | m:Q:bus1 in Mvar | -3.495 | ElmLne
2026 | 2026_DzMD_GzMD_Dp00_Gp00 | A3 -Florencia 33 kV | All generators | 0.91 | ind | Mariquita - Victoria 2 115 | m:Q:bus1 in Mvar | -3.4989 | ElmLne
2026 | 2026_DzMD_GzMD_Dp00_Gp00 | A3 -Florencia 33 kV | All generators | 0.92 | ind | Mariquita - Victoria 2 115 | m:Q:bus1 in Mvar | -3.503 | ElmLne
2026 | 2026_DzMD_GzMD_Dp00_Gp00 | A3 -Florencia 33 kV | All generators | 0.93 | ind | Mariquita - Victoria 2 115 | m:Q:bus1 in Mvar | -3.5073 | ElmLne
2026 | 2026_DzMD_GzMD_Dp00_Gp00 | A3 -Florencia 33 kV | All generators | 0.94 | ind | Mariquita - Victoria 2 115 | m:Q:bus1 in Mvar | -3.5118 | ElmLne
2026 | 2026_DzMD_GzMD_Dp00_Gp00 | A3 -Florencia 33 kV | All generators | 0.95 | ind | Mariquita - Victoria 2 115 | m:Q:bus1 in Mvar | -3.5168 | ElmLne
2026 | 2026_DzMD_GzMD_Dp00_Gp00 | A3 -Florencia 33 kV | All generators | 0.96 | ind | Mariquita - Victoria 2 115 | m:Q:bus1 in Mvar | -3.5222 | ElmLne
2026 | 2026_DzMD_GzMD_Dp00_Gp00 | A3 -Florencia 33 kV | All generators | 0.97 | ind | Mariquita - Victoria 2 115 | m:Q:bus1 in Mvar | -3.5283 | ElmLne
2026 | 2026_DzMD_GzMD_Dp00_Gp00 | A3 -Florencia 33 kV | All generators | 0.98 | ind | Mariquita - Victoria 2 115 | m:Q:bus1 in Mvar | -3.5357 | ElmLne
2026 | 2026_DzMD_GzMD_Dp00_Gp00 | A3 -Florencia 33 kV | All generators | 0.99 | ind | Mariquita - Victoria 2 115 | m:Q:bus1 in Mvar | -3.5453 | ElmLne
2026 | 2026_DzMD_GzMD_Dp00_Gp00 | A3 -Florencia 33 kV | All generators | 1 | ind | Mariquita - Victoria 2 115 | m:Q:bus1 in Mvar | -3.5696 | ElmLne
2026 | 2026_DzMD_GzMD_Dp00_Gp00 | A3 -Florencia 33 kV | All generators | 0.9 | ind | Mariquita - Victoria 2 115 | m:Q:bus2 in Mvar | 2.9446 | ElmLne
2026 | 2026_DzMD_GzMD_Dp00_Gp00 | A3 -Florencia 33 kV | All generators | 0.91 | ind | Mariquita - Victoria 2 115 | m:Q:bus2 in Mvar | 2.9488 | ElmLne
2026 | 2026_DzMD_GzMD_Dp00_Gp00 | A3 -Florencia 33 kV | All generators | 0.92 | ind | Mariquita - Victoria 2 115 | m:Q:bus2 in Mvar | 2.9531 | ElmLne
2026 | 2026_DzMD_GzMD_Dp00_Gp00 | A3 -Florencia 33 kV | All generators | 0.93 | ind | Mariquita - Victoria 2 115 | m:Q:bus2 in Mvar | 2.9576 | ElmLne
2026 | 2026_DzMD_GzMD_Dp00_Gp00 | A3 -Florencia 33 kV | All generators | 0.94 | ind | Mariquita - Victoria 2 115 | m:Q:bus2 in Mvar | 2.9624 | ElmLne
2026 | 2026_DzMD_GzMD_Dp00_Gp00 | A3 -Florencia 33 kV | All generators | 0.95 | ind | Mariquita - Victoria 2 115 | m:Q:bus2 in Mvar | 2.9677 | ElmLne
2026 | 2026_DzMD_GzMD_Dp00_Gp00 | A3 -Florencia 33 kV | All generators | 0.96 | ind | Mariquita - Victoria 2 115 | m:Q:bus2 in Mvar | 2.9734 | ElmLne
2026 | 2026_DzMD_GzMD_Dp00_Gp00 | A3 -Florencia 33 kV | All generators | 0.97 | ind | Mariquita - Victoria 2 115 | m:Q:bus2 in Mvar | 2.9799 | ElmLne
2026 | 2026_DzMD_GzMD_Dp00_Gp00 | A3 -Florencia 33 kV | All generators | 0.98 | ind | Mariquita - Victoria 2 115 | m:Q:bus2 in Mvar | 2.9877 | ElmLne
2026 | 2026_DzMD_GzMD_Dp00_Gp00 | A3 -Florencia 33 kV | All generators | 0.99 | ind | Mariquita - Victoria 2 115 | m:Q:bus2 in Mvar | 2.9979 | ElmLne
2026 | 2026_DzMD_GzMD_Dp00_Gp00 | A3 -Florencia 33 kV | All generators | 1 | ind | Mariquita - Victoria 2 115 | m:Q:bus2 in Mvar | 3.0237 | ElmLne
2026 | 2026_DzMD_GzMD_Dp00_Gp00 | A3 -Florencia 33 kV | All generators | 0.9 | ind | Mariquita - Victoria 2 115 | m:cosphi:bus1 | -0.97148 | ElmLne
2026 | 2026_DzMD_GzMD_Dp00_Gp00 | A3 -Florencia 33 kV | All generators | 0.91 | ind | Mariquita - Victoria 2 115 | m:cosphi:bus1 | -0.97141 | ElmLne
2026 | 2026_DzMD_GzMD_Dp00_Gp00 | A3 -Florencia 33 kV | All generators | 0.92 | ind | Mariquita - Victoria 2 115 | m:cosphi:bus1 | -0.97134 | ElmLne
2026 | 2026_DzMD_GzMD_Dp00_Gp00 | A3 -Florencia 33 kV | All generators | 0.93 | ind | Mariquita - Victoria 2 115 | m:cosphi:bus1 | -0.97126 | ElmLne
2026 | 2026_DzMD_GzMD_Dp00_Gp00 | A3 -Florencia 33 kV | All generators | 0.94 | ind | Mariquita - Victoria 2 115 | m:cosphi:bus1 | -0.97117 | ElmLne
2026 | 2026_DzMD_GzMD_Dp00_Gp00 | A3 -Florencia 33 kV | All generators | 0.95 | ind | Mariquita - Victoria 2 115 | m:cosphi:bus1 | -0.97108 | ElmLne
2026 | 2026_DzMD_GzMD_Dp00_Gp00 | A3 -Florencia 33 kV | All generators | 0.96 | ind | Mariquita - Victoria 2 115 | m:cosphi:bus1 | -0.97098 | ElmLne
2026 | 2026_DzMD_GzMD_Dp00_Gp00 | A3 -Florencia 33 kV | All generators | 0.97 | ind | Mariquita - Victoria 2 115 | m:cosphi:bus1 | -0.97087 | ElmLne
2026 | 2026_DzMD_GzMD_Dp00_Gp00 | A3 -Florencia 33 kV | All generators | 0.98 | ind | Mariquita - Victoria 2 115 | m:cosphi:bus1 | -0.97074 | ElmLne
2026 | 2026_DzMD_GzMD_Dp00_Gp00 | A3 -Florencia 33 kV | All generators | 0.99 | ind | Mariquita - Victoria 2 115 | m:cosphi:bus1 | -0.97056 | ElmLne
2026 | 2026_DzMD_GzMD_Dp00_Gp00 | A3 -Florencia 33 kV | All generators | 1 | ind | Mariquita - Victoria 2 115 | m:cosphi:bus1 | -0.97012 | ElmLne
2026 | 2026_DzMD_GzMD_Dp00_Gp00 | A3 -Florencia 33 kV | All generators | 0.9 | ind | Mariquita - Victoria 2 115 | m:cosphi:bus2 | 0.97963 | ElmLne
2026 | 2026_DzMD_GzMD_Dp00_Gp00 | A3 -Florencia 33 kV | All generators | 0.91 | ind | Mariquita - Victoria 2 115 | m:cosphi:bus2 | 0.97957 | ElmLne
2026 | 2026_DzMD_GzMD_Dp00_Gp00 | A3 -Florencia 33 kV | All generators | 0.92 | ind | Mariquita - Victoria 2 115 | m:cosphi:bus2 | 0.9795 | ElmLne
2026 | 2026_DzMD_GzMD_Dp00_Gp00 | A3 -Florencia 33 kV | All generators | 0.93 | ind | Mariquita - Victoria 2 115 | m:cosphi:bus2 | 0.97943 | ElmLne
2026 | 2026_DzMD_GzMD_Dp00_Gp00 | A3 -Florencia 33 kV | All generators | 0.94 | ind | Mariquita - Victoria 2 115 | m:cosphi:bus2 | 0.97936 | ElmLne
2026 | 2026_DzMD_GzMD_Dp00_Gp00 | A3 -Florencia 33 kV | All generators | 0.95 | ind | Mariquita - Victoria 2 115 | m:cosphi:bus2 | 0.97928 | ElmLne
2026 | 2026_DzMD_GzMD_Dp00_Gp00 | A3 -Florencia 33 kV | All generators | 0.96 | ind | Mariquita - Victoria 2 115 | m:cosphi:bus2 | 0.97919 | ElmLne
2026 | 2026_DzMD_GzMD_Dp00_Gp00 | A3 -Florencia 33 kV | All generators | 0.97 | ind | Mariquita - Victoria 2 115 | m:cosphi:bus2 | 0.97909 | ElmLne
2026 | 2026_DzMD_GzMD_Dp00_Gp00 | A3 -Florencia 33 kV | All generators | 0.98 | ind | Mariquita - Victoria 2 115 | m:cosphi:bus2 | 0.97897 | ElmLne
2026 | 2026_DzMD_GzMD_Dp00_Gp00 | A3 -Florencia 33 kV | All generators | 0.99 | ind | Mariquita - Victoria 2 115 | m:cosphi:bus2 | 0.97881 | ElmLne
2026 | 2026_DzMD_GzMD_Dp00_Gp00 | A3 -Florencia 33 kV | All generators | 1 | ind | Mariquita - Victoria 2 115 | m:cosphi:bus2 | 0.97842 | ElmLne
2026 | 2026_DzMD_GzMD_Dp00_Gp00 | A3 -Florencia 33 kV | All generators | 0.9 | ind | Dorada 115/33/13.8 kV | m:P:bushv in MW | -2.9188 | ElmTr3
2026 | 2026_DzMD_GzMD_Dp00_Gp00 | A3 -Florencia 33 kV | All generators | 0.91 | ind | Dorada 115/33/13.8 kV | m:P:bushv in MW | -2.9284 | ElmTr3
2026 | 2026_DzMD_GzMD_Dp00_Gp00 | A3 -Florencia 33 kV | All generators | 0.92 | ind | Dorada 115/33/13.8 kV | m:P:bushv in MW | -2.9382 | ElmTr3
2026 | 2026_DzMD_GzMD_Dp00_Gp00 | A3 -Florencia 33 kV | All generators | 0.93 | ind | Dorada 115/33/13.8 kV | m:P:bushv in MW | -2.9482 | ElmTr3
2026 | 2026_DzMD_GzMD_Dp00_Gp00 | A3 -Florencia 33 kV | All generators | 0.94 | ind | Dorada 115/33/13.8 kV | m:P:bushv in MW | -2.9586 | ElmTr3
2026 | 2026_DzMD_GzMD_Dp00_Gp00 | A3 -Florencia 33 kV | All generators | 0.95 | ind | Dorada 115/33/13.8 kV | m:P:bushv in MW | -2.9693 | ElmTr3
2026 | 2026_DzMD_GzMD_Dp00_Gp00 | A3 -Florencia 33 kV | All generators | 0.96 | ind | Dorada 115/33/13.8 kV | m:P:bushv in MW | -2.9807 | ElmTr3
2026 | 2026_DzMD_GzMD_Dp00_Gp00 | A3 -Florencia 33 kV | All generators | 0.97 | ind | Dorada 115/33/13.8 kV | m:P:bushv in MW | -2.993 | ElmTr3
2026 | 2026_DzMD_GzMD_Dp00_Gp00 | A3 -Florencia 33 kV | All generators | 0.98 | ind | Dorada 115/33/13.8 kV | m:P:bushv in MW | -3.0068 | ElmTr3
2026 | 2026_DzMD_GzMD_Dp00_Gp00 | A3 -Florencia 33 kV | All generators | 0.99 | ind | Dorada 115/33/13.8 kV | m:P:bushv in MW | -3.0236 | ElmTr3
2026 | 2026_DzMD_GzMD_Dp00_Gp00 | A3 -Florencia 33 kV | All generators | 1 | ind | Dorada 115/33/13.8 kV | m:P:bushv in MW | -3.0592 | ElmTr3
2026 | 2026_DzMD_GzMD_Dp00_Gp00 | A3 -Florencia 33 kV | All generators | 0.9 | ind | Dorada 115/33/13.8 kV | m:Q:bushv in Mvar | 3.7491 | ElmTr3
2026 | 2026_DzMD_GzMD_Dp00_Gp00 | A3 -Florencia 33 kV | All generators | 0.91 | ind | Dorada 115/33/13.8 kV | m:Q:bushv in Mvar | 3.8121 | ElmTr3
2026 | 2026_DzMD_GzMD_Dp00_Gp00 | A3 -Florencia 33 kV | All generators | 0.92 | ind | Dorada 115/33/13.8 kV | m:Q:bushv in Mvar | 3.8779 | ElmTr3
2026 | 2026_DzMD_GzMD_Dp00_Gp00 | A3 -Florencia 33 kV | All generators | 0.93 | ind | Dorada 115/33/13.8 kV | m:Q:bushv in Mvar | 3.9472 | ElmTr3
2026 | 2026_DzMD_GzMD_Dp00_Gp00 | A3 -Florencia 33 kV | All generators | 0.94 | ind | Dorada 115/33/13.8 kV | m:Q:bushv in Mvar | 4.0211 | ElmTr3
2026 | 2026_DzMD_GzMD_Dp00_Gp00 | A3 -Florencia 33 kV | All generators | 0.95 | ind | Dorada 115/33/13.8 kV | m:Q:bushv in Mvar | 4.1007 | ElmTr3
2026 | 2026_DzMD_GzMD_Dp00_Gp00 | A3 -Florencia 33 kV | All generators | 0.96 | ind | Dorada 115/33/13.8 kV | m:Q:bushv in Mvar | 4.1883 | ElmTr3
2026 | 2026_DzMD_GzMD_Dp00_Gp00 | A3 -Florencia 33 kV | All generators | 0.97 | ind | Dorada 115/33/13.8 kV | m:Q:bushv in Mvar | 4.2873 | ElmTr3
2026 | 2026_DzMD_GzMD_Dp00_Gp00 | A3 -Florencia 33 kV | All generators | 0.98 | ind | Dorada 115/33/13.8 kV | m:Q:bushv in Mvar | 4.4049 | ElmTr3
2026 | 2026_DzMD_GzMD_Dp00_Gp00 | A3 -Florencia 33 kV | All generators | 0.99 | ind | Dorada 115/33/13.8 kV | m:Q:bushv in Mvar | 4.5593 | ElmTr3
2026 | 2026_DzMD_GzMD_Dp00_Gp00 | A3 -Florencia 33 kV | All generators | 1 | ind | Dorada 115/33/13.8 kV | m:Q:bushv in Mvar | 4.9467 | ElmTr3
2026 | 2026_DzMD_GzMD_Dp00_Gp00 | A3 -Florencia 33 kV | All generators | 0.9 | ind | Dorada 115/33/13.8 kV | m:cosphi:bushv | -0.61431 | ElmTr3
2026 | 2026_DzMD_GzMD_Dp00_Gp00 | A3 -Florencia 33 kV | All generators | 0.91 | ind | Dorada 115/33/13.8 kV | m:cosphi:bushv | -0.60919 | ElmTr3
2026 | 2026_DzMD_GzMD_Dp00_Gp00 | A3 -Florencia 33 kV | All generators | 0.92 | ind | Dorada 115/33/13.8 kV | m:cosphi:bushv | -0.60391 | ElmTr3
2026 | 2026_DzMD_GzMD_Dp00_Gp00 | A3 -Florencia 33 kV | All generators | 0.93 | ind | Dorada 115/33/13.8 kV | m:cosphi:bushv | -0.59841 | ElmTr3
2026 | 2026_DzMD_GzMD_Dp00_Gp00 | A3 -Florencia 33 kV | All generators | 0.94 | ind | Dorada 115/33/13.8 kV | m:cosphi:bushv | -0.59264 | ElmTr3
2026 | 2026_DzMD_GzMD_Dp00_Gp00 | A3 -Florencia 33 kV | All generators | 0.95 | ind | Dorada 115/33/13.8 kV | m:cosphi:bushv | -0.58649 | ElmTr3
2026 | 2026_DzMD_GzMD_Dp00_Gp00 | A3 -Florencia 33 kV | All generators | 0.96 | ind | Dorada 115/33/13.8 kV | m:cosphi:bushv | -0.57983 | ElmTr3
2026 | 2026_DzMD_GzMD_Dp00_Gp00 | A3 -Florencia 33 kV | All generators | 0.97 | ind | Dorada 115/33/13.8 kV | m:cosphi:bushv | -0.57242 | ElmTr3
2026 | 2026_DzMD_GzMD_Dp00_Gp00 | A3 -Florencia 33 kV | All generators | 0.98 | ind | Dorada 115/33/13.8 kV | m:cosphi:bushv | -0.56378 | ElmTr3
2026 | 2026_DzMD_GzMD_Dp00_Gp00 | A3 -Florencia 33 kV | All generators | 0.99 | ind | Dorada 115/33/13.8 kV | m:cosphi:bushv | -0.55268 | ElmTr3
2026 | 2026_DzMD_GzMD_Dp00_Gp00 | A3 -Florencia 33 kV | All generators | 1 | ind | Dorada 115/33/13.8 kV | m:cosphi:bushv | -0.52598 | ElmTr3
2026 | 2026_DzMD_GzMD_Dp00_Gp00 | A3 -Florencia 33 kV | All generators | 0.9 | ind | Manzanares 115/33/13.8 kV | m:P:bushv in MW | -9.7268 | ElmTr3
2026 | 2026_DzMD_GzMD_Dp00_Gp00 | A3 -Florencia 33 kV | All generators | 0.91 | ind | Manzanares 115/33/13.8 kV | m:P:bushv in MW | -9.7168 | ElmTr3
2026 | 2026_DzMD_GzMD_Dp00_Gp00 | A3 -Florencia 33 kV | All generators | 0.92 | ind | Manzanares 115/33/13.8 kV | m:P:bushv in MW | -9.7056 | ElmTr3
2026 | 2026_DzMD_GzMD_Dp00_Gp00 | A3 -Florencia 33 kV | All generators | 0.93 | ind | Manzanares 115/33/13.8 kV | m:P:bushv in MW | -9.6929 | ElmTr3
2026 | 2026_DzMD_GzMD_Dp00_Gp00 | A3 -Florencia 33 kV | All generators | 0.94 | ind | Manzanares 115/33/13.8 kV | m:P:bushv in MW | -9.6784 | ElmTr3
2026 | 2026_DzMD_GzMD_Dp00_Gp00 | A3 -Florencia 33 kV | All generators | 0.95 | ind | Manzanares 115/33/13.8 kV | m:P:bushv in MW | -9.6616 | ElmTr3
2026 | 2026_DzMD_GzMD_Dp00_Gp00 | A3 -Florencia 33 kV | All generators | 0.96 | ind | Manzanares 115/33/13.8 kV | m:P:bushv in MW | -9.6417 | ElmTr3
2026 | 2026_DzMD_GzMD_Dp00_Gp00 | A3 -Florencia 33 kV | All generators | 0.97 | ind | Manzanares 115/33/13.8 kV | m:P:bushv in MW | -9.6175 | ElmTr3
2026 | 2026_DzMD_GzMD_Dp00_Gp00 | A3 -Florencia 33 kV | All generators | 0.98 | ind | Manzanares 115/33/13.8 kV | m:P:bushv in MW | -9.5864 | ElmTr3
2026 | 2026_DzMD_GzMD_Dp00_Gp00 | A3 -Florencia 33 kV | All generators | 0.99 | ind | Manzanares 115/33/13.8 kV | m:P:bushv in MW | -9.5416 | ElmTr3
2026 | 2026_DzMD_GzMD_Dp00_Gp00 | A3 -Florencia 33 kV | All generators | 1 | ind | Manzanares 115/33/13.8 kV | m:P:bushv in MW | -9.4096 | ElmTr3
2026 | 2026_DzMD_GzMD_Dp00_Gp00 | A3 -Florencia 33 kV | All generators | 0.9 | ind | Manzanares 115/33/13.8 kV | m:Q:bushv in Mvar | 1.3618 | ElmTr3
2026 | 2026_DzMD_GzMD_Dp00_Gp00 | A3 -Florencia 33 kV | All generators | 0.91 | ind | Manzanares 115/33/13.8 kV | m:Q:bushv in Mvar | 1.5512 | ElmTr3
2026 | 2026_DzMD_GzMD_Dp00_Gp00 | A3 -Florencia 33 kV | All generators | 0.92 | ind | Manzanares 115/33/13.8 kV | m:Q:bushv in Mvar | 1.749 | ElmTr3
2026 | 2026_DzMD_GzMD_Dp00_Gp00 | A3 -Florencia 33 kV | All generators | 0.93 | ind | Manzanares 115/33/13.8 kV | m:Q:bushv in Mvar | 1.957 | ElmTr3
2026 | 2026_DzMD_GzMD_Dp00_Gp00 | A3 -Florencia 33 kV | All generators | 0.94 | ind | Manzanares 115/33/13.8 kV | m:Q:bushv in Mvar | 2.1783 | ElmTr3
2026 | 2026_DzMD_GzMD_Dp00_Gp00 | A3 -Florencia 33 kV | All generators | 0.95 | ind | Manzanares 115/33/13.8 kV | m:Q:bushv in Mvar | 2.4166 | ElmTr3
2026 | 2026_DzMD_GzMD_Dp00_Gp00 | A3 -Florencia 33 kV | All generators | 0.96 | ind | Manzanares 115/33/13.8 kV | m:Q:bushv in Mvar | 2.6784 | ElmTr3
2026 | 2026_DzMD_GzMD_Dp00_Gp00 | A3 -Florencia 33 kV | All generators | 0.97 | ind | Manzanares 115/33/13.8 kV | m:Q:bushv in Mvar | 2.9741 | ElmTr3
2026 | 2026_DzMD_GzMD_Dp00_Gp00 | A3 -Florencia 33 kV | All generators | 0.98 | ind | Manzanares 115/33/13.8 kV | m:Q:bushv in Mvar | 3.3244 | ElmTr3
2026 | 2026_DzMD_GzMD_Dp00_Gp00 | A3 -Florencia 33 kV | All generators | 0.99 | ind | Manzanares 115/33/13.8 kV | m:Q:bushv in Mvar | 3.7834 | ElmTr3
2026 | 2026_DzMD_GzMD_Dp00_Gp00 | A3 -Florencia 33 kV | All generators | 1 | ind | Manzanares 115/33/13.8 kV | m:Q:bushv in Mvar | 4.9295 | ElmTr3
2026 | 2026_DzMD_GzMD_Dp00_Gp00 | A3 -Florencia 33 kV | All generators | 0.9 | ind | Manzanares 115/33/13.8 kV | m:cosphi:bushv | -0.99034 | ElmTr3
2026 | 2026_DzMD_GzMD_Dp00_Gp00 | A3 -Florencia 33 kV | All generators | 0.91 | ind | Manzanares 115/33/13.8 kV | m:cosphi:bushv | -0.9875 | ElmTr3
2026 | 2026_DzMD_GzMD_Dp00_Gp00 | A3 -Florencia 33 kV | All generators | 0.92 | ind | Manzanares 115/33/13.8 kV | m:cosphi:bushv | -0.98415 | ElmTr3
2026 | 2026_DzMD_GzMD_Dp00_Gp00 | A3 -Florencia 33 kV | All generators | 0.93 | ind | Manzanares 115/33/13.8 kV | m:cosphi:bushv | -0.98022 | ElmTr3
2026 | 2026_DzMD_GzMD_Dp00_Gp00 | A3 -Florencia 33 kV | All generators | 0.94 | ind | Manzanares 115/33/13.8 kV | m:cosphi:bushv | -0.9756 | ElmTr3
2026 | 2026_DzMD_GzMD_Dp00_Gp00 | A3 -Florencia 33 kV | All generators | 0.95 | ind | Manzanares 115/33/13.8 kV | m:cosphi:bushv | -0.97011 | ElmTr3
2026 | 2026_DzMD_GzMD_Dp00_Gp00 | A3 -Florencia 33 kV | All generators | 0.96 | ind | Manzanares 115/33/13.8 kV | m:cosphi:bushv | -0.96351 | ElmTr3
2026 | 2026_DzMD_GzMD_Dp00_Gp00 | A3 -Florencia 33 kV | All generators | 0.97 | ind | Manzanares 115/33/13.8 kV | m:cosphi:bushv | -0.95536 | ElmTr3
2026 | 2026_DzMD_GzMD_Dp00_Gp00 | A3 -Florencia 33 kV | All generators | 0.98 | ind | Manzanares 115/33/13.8 kV | m:cosphi:bushv | -0.9448 | ElmTr3
2026 | 2026_DzMD_GzMD_Dp00_Gp00 | A3 -Florencia 33 kV | All generators | 0.99 | ind | Manzanares 115/33/13.8 kV | m:cosphi:bushv | -0.92959 | ElmTr3
2026 | 2026_DzMD_GzMD_Dp00_Gp00 | A3 -Florencia 33 kV | All generators | 1 | ind | Manzanares 115/33/13.8 kV | m:cosphi:bushv | -0.8858 | ElmTr3
2026 | 2026_DzMD_GzMD_Dp00_Gp00 | A3 -Florencia 33 kV | All generators | 0.9 | ind | Purnio 230/115 | m:P:bushv in MW | -47.5601 | ElmTr3
2026 | 2026_DzMD_GzMD_Dp00_Gp00 | A3 -Florencia 33 kV | All generators | 0.91 | ind | Purnio 230/115 | m:P:bushv in MW | -47.571 | ElmTr3
2026 | 2026_DzMD_GzMD_Dp00_Gp00 | A3 -Florencia 33 kV | All generators | 0.92 | ind | Purnio 230/115 | m:P:bushv in MW | -47.582 | ElmTr3
2026 | 2026_DzMD_GzMD_Dp00_Gp00 | A3 -Florencia 33 kV | All generators | 0.93 | ind | Purnio 230/115 | m:P:bushv in MW | -47.5932 | ElmTr3
2026 | 2026_DzMD_GzMD_Dp00_Gp00 | A3 -Florencia 33 kV | All generators | 0.94 | ind | Purnio 230/115 | m:P:bushv in MW | -47.6047 | ElmTr3
2026 | 2026_DzMD_GzMD_Dp00_Gp00 | A3 -Florencia 33 kV | All generators | 0.95 | ind | Purnio 230/115 | m:P:bushv in MW | -47.6165 | ElmTr3
2026 | 2026_DzMD_GzMD_Dp00_Gp00 | A3 -Florencia 33 kV | All generators | 0.96 | ind | Purnio 230/115 | m:P:bushv in MW | -47.629 | ElmTr3
2026 | 2026_DzMD_GzMD_Dp00_Gp00 | A3 -Florencia 33 kV | All generators | 0.97 | ind | Purnio 230/115 | m:P:bushv in MW | -47.6422 | ElmTr3
2026 | 2026_DzMD_GzMD_Dp00_Gp00 | A3 -Florencia 33 kV | All generators | 0.98 | ind | Purnio 230/115 | m:P:bushv in MW | -47.6568 | ElmTr3
2026 | 2026_DzMD_GzMD_Dp00_Gp00 | A3 -Florencia 33 kV | All generators | 0.99 | ind | Purnio 230/115 | m:P:bushv in MW | -47.6742 | ElmTr3
2026 | 2026_DzMD_GzMD_Dp00_Gp00 | A3 -Florencia 33 kV | All generators | 1 | ind | Purnio 230/115 | m:P:bushv in MW | -47.7088 | ElmTr3
2026 | 2026_DzMD_GzMD_Dp00_Gp00 | A3 -Florencia 33 kV | All generators | 0.9 | ind | Purnio 230/115 | m:Q:bushv in Mvar | 4.0557 | ElmTr3
2026 | 2026_DzMD_GzMD_Dp00_Gp00 | A3 -Florencia 33 kV | All generators | 0.91 | ind | Purnio 230/115 | m:Q:bushv in Mvar | 4.1442 | ElmTr3
2026 | 2026_DzMD_GzMD_Dp00_Gp00 | A3 -Florencia 33 kV | All generators | 0.92 | ind | Purnio 230/115 | m:Q:bushv in Mvar | 4.2367 | ElmTr3
2026 | 2026_DzMD_GzMD_Dp00_Gp00 | A3 -Florencia 33 kV | All generators | 0.93 | ind | Purnio 230/115 | m:Q:bushv in Mvar | 4.334 | ElmTr3
2026 | 2026_DzMD_GzMD_Dp00_Gp00 | A3 -Florencia 33 kV | All generators | 0.94 | ind | Purnio 230/115 | m:Q:bushv in Mvar | 4.4376 | ElmTr3
2026 | 2026_DzMD_GzMD_Dp00_Gp00 | A3 -Florencia 33 kV | All generators | 0.95 | ind | Purnio 230/115 | m:Q:bushv in Mvar | 4.5492 | ElmTr3
2026 | 2026_DzMD_GzMD_Dp00_Gp00 | A3 -Florencia 33 kV | All generators | 0.96 | ind | Purnio 230/115 | m:Q:bushv in Mvar | 4.6719 | ElmTr3
2026 | 2026_DzMD_GzMD_Dp00_Gp00 | A3 -Florencia 33 kV | All generators | 0.97 | ind | Purnio 230/115 | m:Q:bushv in Mvar | 4.8105 | ElmTr3
2026 | 2026_DzMD_GzMD_Dp00_Gp00 | A3 -Florencia 33 kV | All generators | 0.98 | ind | Purnio 230/115 | m:Q:bushv in Mvar | 4.9748 | ElmTr3
2026 | 2026_DzMD_GzMD_Dp00_Gp00 | A3 -Florencia 33 kV | All generators | 0.99 | ind | Purnio 230/115 | m:Q:bushv in Mvar | 5.1903 | ElmTr3
2026 | 2026_DzMD_GzMD_Dp00_Gp00 | A3 -Florencia 33 kV | All generators | 1 | ind | Purnio 230/115 | m:Q:bushv in Mvar | 5.7293 | ElmTr3
2026 | 2026_DzMD_GzMD_Dp00_Gp00 | A3 -Florencia 33 kV | All generators | 0.9 | ind | Purnio 230/115 | m:cosphi:bushv | -0.99638 | ElmTr3
2026 | 2026_DzMD_GzMD_Dp00_Gp00 | A3 -Florencia 33 kV | All generators | 0.91 | ind | Purnio 230/115 | m:cosphi:bushv | -0.99623 | ElmTr3
2026 | 2026_DzMD_GzMD_Dp00_Gp00 | A3 -Florencia 33 kV | All generators | 0.92 | ind | Purnio 230/115 | m:cosphi:bushv | -0.99606 | ElmTr3
2026 | 2026_DzMD_GzMD_Dp00_Gp00 | A3 -Florencia 33 kV | All generators | 0.93 | ind | Purnio 230/115 | m:cosphi:bushv | -0.99588 | ElmTr3
2026 | 2026_DzMD_GzMD_Dp00_Gp00 | A3 -Florencia 33 kV | All generators | 0.94 | ind | Purnio 230/115 | m:cosphi:bushv | -0.99568 | ElmTr3
2026 | 2026_DzMD_GzMD_Dp00_Gp00 | A3 -Florencia 33 kV | All generators | 0.95 | ind | Purnio 230/115 | m:cosphi:bushv | -0.99547 | ElmTr3
2026 | 2026_DzMD_GzMD_Dp00_Gp00 | A3 -Florencia 33 kV | All generators | 0.96 | ind | Purnio 230/115 | m:cosphi:bushv | -0.99522 | ElmTr3
2026 | 2026_DzMD_GzMD_Dp00_Gp00 | A3 -Florencia 33 kV | All generators | 0.97 | ind | Purnio 230/115 | m:cosphi:bushv | -0.99494 | ElmTr3
2026 | 2026_DzMD_GzMD_Dp00_Gp00 | A3 -Florencia 33 kV | All generators | 0.98 | ind | Purnio 230/115 | m:cosphi:bushv | -0.9946 | ElmTr3
2026 | 2026_DzMD_GzMD_Dp00_Gp00 | A3 -Florencia 33 kV | All generators | 0.99 | ind | Purnio 230/115 | m:cosphi:bushv | -0.99413 | ElmTr3
2026 | 2026_DzMD_GzMD_Dp00_Gp00 | A3 -Florencia 33 kV | All generators | 1 | ind | Purnio 230/115 | m:cosphi:bushv | -0.99287 | ElmTr3
2026 | 2026_DzMD_GzMD_Dp00_Gp00 | A3 -Florencia 33 kV | All generators | 0.9 | ind | Victoria 115/33/13.8 kV | m:P:bushv in MW | 4.5051 | ElmTr3
2026 | 2026_DzMD_GzMD_Dp00_Gp00 | A3 -Florencia 33 kV | All generators | 0.91 | ind | Victoria 115/33/13.8 kV | m:P:bushv in MW | 4.4926 | ElmTr3
2026 | 2026_DzMD_GzMD_Dp00_Gp00 | A3 -Florencia 33 kV | All generators | 0.92 | ind | Victoria 115/33/13.8 kV | m:P:bushv in MW | 4.4801 | ElmTr3
2026 | 2026_DzMD_GzMD_Dp00_Gp00 | A3 -Florencia 33 kV | All generators | 0.93 | ind | Victoria 115/33/13.8 kV | m:P:bushv in MW | 4.4675 | ElmTr3
2026 | 2026_DzMD_GzMD_Dp00_Gp00 | A3 -Florencia 33 kV | All generators | 0.94 | ind | Victoria 115/33/13.8 kV | m:P:bushv in MW | 4.4546 | ElmTr3
2026 | 2026_DzMD_GzMD_Dp00_Gp00 | A3 -Florencia 33 kV | All generators | 0.95 | ind | Victoria 115/33/13.8 kV | m:P:bushv in MW | 4.4413 | ElmTr3
2026 | 2026_DzMD_GzMD_Dp00_Gp00 | A3 -Florencia 33 kV | All generators | 0.96 | ind | Victoria 115/33/13.8 kV | m:P:bushv in MW | 4.4276 | ElmTr3
2026 | 2026_DzMD_GzMD_Dp00_Gp00 | A3 -Florencia 33 kV | All generators | 0.97 | ind | Victoria 115/33/13.8 kV | m:P:bushv in MW | 4.4131 | ElmTr3
2026 | 2026_DzMD_GzMD_Dp00_Gp00 | A3 -Florencia 33 kV | All generators | 0.98 | ind | Victoria 115/33/13.8 kV | m:P:bushv in MW | 4.3973 | ElmTr3
2026 | 2026_DzMD_GzMD_Dp00_Gp00 | A3 -Florencia 33 kV | All generators | 0.99 | ind | Victoria 115/33/13.8 kV | m:P:bushv in MW | 4.3788 | ElmTr3
2026 | 2026_DzMD_GzMD_Dp00_Gp00 | A3 -Florencia 33 kV | All generators | 1 | ind | Victoria 115/33/13.8 kV | m:P:bushv in MW | 4.344 | ElmTr3
2026 | 2026_DzMD_GzMD_Dp00_Gp00 | A3 -Florencia 33 kV | All generators | 0.9 | ind | Victoria 115/33/13.8 kV | m:Q:bushv in Mvar | 0.48867 | ElmTr3
2026 | 2026_DzMD_GzMD_Dp00_Gp00 | A3 -Florencia 33 kV | All generators | 0.91 | ind | Victoria 115/33/13.8 kV | m:Q:bushv in Mvar | 0.59733 | ElmTr3
2026 | 2026_DzMD_GzMD_Dp00_Gp00 | A3 -Florencia 33 kV | All generators | 0.92 | ind | Victoria 115/33/13.8 kV | m:Q:bushv in Mvar | 0.71083 | ElmTr3
2026 | 2026_DzMD_GzMD_Dp00_Gp00 | A3 -Florencia 33 kV | All generators | 0.93 | ind | Victoria 115/33/13.8 kV | m:Q:bushv in Mvar | 0.83035 | ElmTr3
2026 | 2026_DzMD_GzMD_Dp00_Gp00 | A3 -Florencia 33 kV | All generators | 0.94 | ind | Victoria 115/33/13.8 kV | m:Q:bushv in Mvar | 0.9575 | ElmTr3
2026 | 2026_DzMD_GzMD_Dp00_Gp00 | A3 -Florencia 33 kV | All generators | 0.95 | ind | Victoria 115/33/13.8 kV | m:Q:bushv in Mvar | 1.0946 | ElmTr3
2026 | 2026_DzMD_GzMD_Dp00_Gp00 | A3 -Florencia 33 kV | All generators | 0.96 | ind | Victoria 115/33/13.8 kV | m:Q:bushv in Mvar | 1.2453 | ElmTr3
2026 | 2026_DzMD_GzMD_Dp00_Gp00 | A3 -Florencia 33 kV | All generators | 0.97 | ind | Victoria 115/33/13.8 kV | m:Q:bushv in Mvar | 1.4157 | ElmTr3
2026 | 2026_DzMD_GzMD_Dp00_Gp00 | A3 -Florencia 33 kV | All generators | 0.98 | ind | Victoria 115/33/13.8 kV | m:Q:bushv in Mvar | 1.6178 | ElmTr3
2026 | 2026_DzMD_GzMD_Dp00_Gp00 | A3 -Florencia 33 kV | All generators | 0.99 | ind | Victoria 115/33/13.8 kV | m:Q:bushv in Mvar | 1.8829 | ElmTr3
2026 | 2026_DzMD_GzMD_Dp00_Gp00 | A3 -Florencia 33 kV | All generators | 1 | ind | Victoria 115/33/13.8 kV | m:Q:bushv in Mvar | 2.5468 | ElmTr3
2026 | 2026_DzMD_GzMD_Dp00_Gp00 | A3 -Florencia 33 kV | All generators | 0.9 | ind | Victoria 115/33/13.8 kV | m:cosphi:bushv | 0.99417 | ElmTr3
2026 | 2026_DzMD_GzMD_Dp00_Gp00 | A3 -Florencia 33 kV | All generators | 0.91 | ind | Victoria 115/33/13.8 kV | m:cosphi:bushv | 0.99128 | ElmTr3
2026 | 2026_DzMD_GzMD_Dp00_Gp00 | A3 -Florencia 33 kV | All generators | 0.92 | ind | Victoria 115/33/13.8 kV | m:cosphi:bushv | 0.98765 | ElmTr3
2026 | 2026_DzMD_GzMD_Dp00_Gp00 | A3 -Florencia 33 kV | All generators | 0.93 | ind | Victoria 115/33/13.8 kV | m:cosphi:bushv | 0.98316 | ElmTr3
2026 | 2026_DzMD_GzMD_Dp00_Gp00 | A3 -Florencia 33 kV | All generators | 0.94 | ind | Victoria 115/33/13.8 kV | m:cosphi:bushv | 0.97767 | ElmTr3
2026 | 2026_DzMD_GzMD_Dp00_Gp00 | A3 -Florencia 33 kV | All generators | 0.95 | ind | Victoria 115/33/13.8 kV | m:cosphi:bushv | 0.97095 | ElmTr3
2026 | 2026_DzMD_GzMD_Dp00_Gp00 | A3 -Florencia 33 kV | All generators | 0.96 | ind | Victoria 115/33/13.8 kV | m:cosphi:bushv | 0.96265 | ElmTr3
2026 | 2026_DzMD_GzMD_Dp00_Gp00 | A3 -Florencia 33 kV | All generators | 0.97 | ind | Victoria 115/33/13.8 kV | m:cosphi:bushv | 0.9522 | ElmTr3
2026 | 2026_DzMD_GzMD_Dp00_Gp00 | A3 -Florencia 33 kV | All generators | 0.98 | ind | Victoria 115/33/13.8 kV | m:cosphi:bushv | 0.9385 | ElmTr3
2026 | 2026_DzMD_GzMD_Dp00_Gp00 | A3 -Florencia 33 kV | All generators | 0.99 | ind | Victoria 115/33/13.8 kV | m:cosphi:bushv | 0.91867 | ElmTr3
2026 | 2026_DzMD_GzMD_Dp00_Gp00 | A3 -Florencia 33 kV | All generators | 1 | ind | Victoria 115/33/13.8 kV | m:cosphi:bushv | 0.86267 | ElmTr3
2026 | 2026_DzMD_GzMD_Dp00_Gp00 | Caso Base | All generators | 0.9 | cap | Dorada - Magdalena 115 kV | m:P:bus1 in MW | 59.8268 | ElmLne
2026 | 2026_DzMD_GzMD_Dp00_Gp00 | Caso Base | All generators | 0.91 | cap | Dorada - Magdalena 115 kV | m:P:bus1 in MW | 59.8268 | ElmLne
2026 | 2026_DzMD_GzMD_Dp00_Gp00 | Caso Base | All generators | 0.92 | cap | Dorada - Magdalena 115 kV | m:P:bus1 in MW | 59.8268 | ElmLne
2026 | 2026_DzMD_GzMD_Dp00_Gp00 | Caso Base | All generators | 0.93 | cap | Dorada - Magdalena 115 kV | m:P:bus1 in MW | 59.8268 | ElmLne
2026 | 2026_DzMD_GzMD_Dp00_Gp00 | Caso Base | All generators | 0.94 | cap | Dorada - Magdalena 115 kV | m:P:bus1 in MW | 59.8268 | ElmLne
2026 | 2026_DzMD_GzMD_Dp00_Gp00 | Caso Base | All generators | 0.95 | cap | Dorada - Magdalena 115 kV | m:P:bus1 in MW | 59.8268 | ElmLne
2026 | 2026_DzMD_GzMD_Dp00_Gp00 | Caso Base | All generators | 0.96 | cap | Dorada - Magdalena 115 kV | m:P:bus1 in MW | 59.8268 | ElmLne
2026 | 2026_DzMD_GzMD_Dp00_Gp00 | Caso Base | All generators | 0.97 | cap | Dorada - Magdalena 115 kV | m:P:bus1 in MW | 59.8268 | ElmLne
2026 | 2026_DzMD_GzMD_Dp00_Gp00 | Caso Base | All generators | 0.98 | cap | Dorada - Magdalena 115 kV | m:P:bus1 in MW | 59.8268 | ElmLne
2026 | 2026_DzMD_GzMD_Dp00_Gp00 | Caso Base | All generators | 0.99 | cap | Dorada - Magdalena 115 kV | m:P:bus1 in MW | 59.8268 | ElmLne
2026 | 2026_DzMD_GzMD_Dp00_Gp00 | Caso Base | All generators | 1 | cap | Dorada - Magdalena 115 kV | m:P:bus1 in MW | 59.8268 | ElmLne
2026 | 2026_DzMD_GzMD_Dp00_Gp00 | Caso Base | All generators | 0.9 | cap | Dorada - Magdalena 115 kV | m:P:bus2 in MW | -59.6383 | ElmLne
2026 | 2026_DzMD_GzMD_Dp00_Gp00 | Caso Base | All generators | 0.91 | cap | Dorada - Magdalena 115 kV | m:P:bus2 in MW | -59.6383 | ElmLne
2026 | 2026_DzMD_GzMD_Dp00_Gp00 | Caso Base | All generators | 0.92 | cap | Dorada - Magdalena 115 kV | m:P:bus2 in MW | -59.6383 | ElmLne
2026 | 2026_DzMD_GzMD_Dp00_Gp00 | Caso Base | All generators | 0.93 | cap | Dorada - Magdalena 115 kV | m:P:bus2 in MW | -59.6383 | ElmLne
2026 | 2026_DzMD_GzMD_Dp00_Gp00 | Caso Base | All generators | 0.94 | cap | Dorada - Magdalena 115 kV | m:P:bus2 in MW | -59.6383 | ElmLne
2026 | 2026_DzMD_GzMD_Dp00_Gp00 | Caso Base | All generators | 0.95 | cap | Dorada - Magdalena 115 kV | m:P:bus2 in MW | -59.6383 | ElmLne
2026 | 2026_DzMD_GzMD_Dp00_Gp00 | Caso Base | All generators | 0.96 | cap | Dorada - Magdalena 115 kV | m:P:bus2 in MW | -59.6383 | ElmLne
2026 | 2026_DzMD_GzMD_Dp00_Gp00 | Caso Base | All generators | 0.97 | cap | Dorada - Magdalena 115 kV | m:P:bus2 in MW | -59.6383 | ElmLne
2026 | 2026_DzMD_GzMD_Dp00_Gp00 | Caso Base | All generators | 0.98 | cap | Dorada - Magdalena 115 kV | m:P:bus2 in MW | -59.6383 | ElmLne
2026 | 2026_DzMD_GzMD_Dp00_Gp00 | Caso Base | All generators | 0.99 | cap | Dorada - Magdalena 115 kV | m:P:bus2 in MW | -59.6383 | ElmLne
2026 | 2026_DzMD_GzMD_Dp00_Gp00 | Caso Base | All generators | 1 | cap | Dorada - Magdalena 115 kV | m:P:bus2 in MW | -59.6383 | ElmLne
2026 | 2026_DzMD_GzMD_Dp00_Gp00 | Caso Base | All generators | 0.9 | cap | Dorada - Magdalena 115 kV | m:Q:bus1 in Mvar | 3.8357 | ElmLne
2026 | 2026_DzMD_GzMD_Dp00_Gp00 | Caso Base | All generators | 0.91 | cap | Dorada - Magdalena 115 kV | m:Q:bus1 in Mvar | 3.8357 | ElmLne
2026 | 2026_DzMD_GzMD_Dp00_Gp00 | Caso Base | All generators | 0.92 | cap | Dorada - Magdalena 115 kV | m:Q:bus1 in Mvar | 3.8357 | ElmLne
2026 | 2026_DzMD_GzMD_Dp00_Gp00 | Caso Base | All generators | 0.93 | cap | Dorada - Magdalena 115 kV | m:Q:bus1 in Mvar | 3.8357 | ElmLne
2026 | 2026_DzMD_GzMD_Dp00_Gp00 | Caso Base | All generators | 0.94 | cap | Dorada - Magdalena 115 kV | m:Q:bus1 in Mvar | 3.8357 | ElmLne
2026 | 2026_DzMD_GzMD_Dp00_Gp00 | Caso Base | All generators | 0.95 | cap | Dorada - Magdalena 115 kV | m:Q:bus1 in Mvar | 3.8357 | ElmLne
2026 | 2026_DzMD_GzMD_Dp00_Gp00 | Caso Base | All generators | 0.96 | cap | Dorada - Magdalena 115 kV | m:Q:bus1 in Mvar | 3.8357 | ElmLne
2026 | 2026_DzMD_GzMD_Dp00_Gp00 | Caso Base | All generators | 0.97 | cap | Dorada - Magdalena 115 kV | m:Q:bus1 in Mvar | 3.8357 | ElmLne
2026 | 2026_DzMD_GzMD_Dp00_Gp00 | Caso Base | All generators | 0.98 | cap | Dorada - Magdalena 115 kV | m:Q:bus1 in Mvar | 3.8357 | ElmLne
2026 | 2026_DzMD_GzMD_Dp00_Gp00 | Caso Base | All generators | 0.99 | cap | Dorada - Magdalena 115 kV | m:Q:bus1 in Mvar | 3.8357 | ElmLne
2026 | 2026_DzMD_GzMD_Dp00_Gp00 | Caso Base | All generators | 1 | cap | Dorada - Magdalena 115 kV | m:Q:bus1 in Mvar | 3.8357 | ElmLne
2026 | 2026_DzMD_GzMD_Dp00_Gp00 | Caso Base | All generators | 0.9 | cap | Dorada - Magdalena 115 kV | m:Q:bus2 in Mvar | -3.264 | ElmLne
2026 | 2026_DzMD_GzMD_Dp00_Gp00 | Caso Base | All generators | 0.91 | cap | Dorada - Magdalena 115 kV | m:Q:bus2 in Mvar | -3.264 | ElmLne
2026 | 2026_DzMD_GzMD_Dp00_Gp00 | Caso Base | All generators | 0.92 | cap | Dorada - Magdalena 115 kV | m:Q:bus2 in Mvar | -3.264 | ElmLne
2026 | 2026_DzMD_GzMD_Dp00_Gp00 | Caso Base | All generators | 0.93 | cap | Dorada - Magdalena 115 kV | m:Q:bus2 in Mvar | -3.264 | ElmLne
2026 | 2026_DzMD_GzMD_Dp00_Gp00 | Caso Base | All generators | 0.94 | cap | Dorada - Magdalena 115 kV | m:Q:bus2 in Mvar | -3.264 | ElmLne
2026 | 2026_DzMD_GzMD_Dp00_Gp00 | Caso Base | All generators | 0.95 | cap | Dorada - Magdalena 115 kV | m:Q:bus2 in Mvar | -3.264 | ElmLne
2026 | 2026_DzMD_GzMD_Dp00_Gp00 | Caso Base | All generators | 0.96 | cap | Dorada - Magdalena 115 kV | m:Q:bus2 in Mvar | -3.264 | ElmLne
2026 | 2026_DzMD_GzMD_Dp00_Gp00 | Caso Base | All generators | 0.97 | cap | Dorada - Magdalena 115 kV | m:Q:bus2 in Mvar | -3.264 | ElmLne
2026 | 2026_DzMD_GzMD_Dp00_Gp00 | Caso Base | All generators | 0.98 | cap | Dorada - Magdalena 115 kV | m:Q:bus2 in Mvar | -3.264 | ElmLne
2026 | 2026_DzMD_GzMD_Dp00_Gp00 | Caso Base | All generators | 0.99 | cap | Dorada - Magdalena 115 kV | m:Q:bus2 in Mvar | -3.264 | ElmLne
2026 | 2026_DzMD_GzMD_Dp00_Gp00 | Caso Base | All generators | 1 | cap | Dorada - Magdalena 115 kV | m:Q:bus2 in Mvar | -3.264 | ElmLne
2026 | 2026_DzMD_GzMD_Dp00_Gp00 | Caso Base | All generators | 0.9 | cap | Dorada - Magdalena 115 kV | m:cosphi:bus1 | 0.99795 | ElmLne
2026 | 2026_DzMD_GzMD_Dp00_Gp00 | Caso Base | All generators | 0.91 | cap | Dorada - Magdalena 115 kV | m:cosphi:bus1 | 0.99795 | ElmLne
2026 | 2026_DzMD_GzMD_Dp00_Gp00 | Caso Base | All generators | 0.92 | cap | Dorada - Magdalena 115 kV | m:cosphi:bus1 | 0.99795 | ElmLne
2026 | 2026_DzMD_GzMD_Dp00_Gp00 | Caso Base | All generators | 0.93 | cap | Dorada - Magdalena 115 kV | m:cosphi:bus1 | 0.99795 | ElmLne
2026 | 2026_DzMD_GzMD_Dp00_Gp00 | Caso Base | All generators | 0.94 | cap | Dorada - Magdalena 115 kV | m:cosphi:bus1 | 0.99795 | ElmLne
2026 | 2026_DzMD_GzMD_Dp00_Gp00 | Caso Base | All generators | 0.95 | cap | Dorada - Magdalena 115 kV | m:cosphi:bus1 | 0.99795 | ElmLne
2026 | 2026_DzMD_GzMD_Dp00_Gp00 | Caso Base | All generators | 0.96 | cap | Dorada - Magdalena 115 kV | m:cosphi:bus1 | 0.99795 | ElmLne
2026 | 2026_DzMD_GzMD_Dp00_Gp00 | Caso Base | All generators | 0.97 | cap | Dorada - Magdalena 115 kV | m:cosphi:bus1 | 0.99795 | ElmLne
2026 | 2026_DzMD_GzMD_Dp00_Gp00 | Caso Base | All generators | 0.98 | cap | Dorada - Magdalena 115 kV | m:cosphi:bus1 | 0.99795 | ElmLne
2026 | 2026_DzMD_GzMD_Dp00_Gp00 | Caso Base | All generators | 0.99 | cap | Dorada - Magdalena 115 kV | m:cosphi:bus1 | 0.99795 | ElmLne
2026 | 2026_DzMD_GzMD_Dp00_Gp00 | Caso Base | All generators | 1 | cap | Dorada - Magdalena 115 kV | m:cosphi:bus1 | 0.99795 | ElmLne
2026 | 2026_DzMD_GzMD_Dp00_Gp00 | Caso Base | All generators | 0.9 | cap | Dorada - Magdalena 115 kV | m:cosphi:bus2 | -0.99851 | ElmLne
2026 | 2026_DzMD_GzMD_Dp00_Gp00 | Caso Base | All generators | 0.91 | cap | Dorada - Magdalena 115 kV | m:cosphi:bus2 | -0.99851 | ElmLne
2026 | 2026_DzMD_GzMD_Dp00_Gp00 | Caso Base | All generators | 0.92 | cap | Dorada - Magdalena 115 kV | m:cosphi:bus2 | -0.99851 | ElmLne
2026 | 2026_DzMD_GzMD_Dp00_Gp00 | Caso Base | All generators | 0.93 | cap | Dorada - Magdalena 115 kV | m:cosphi:bus2 | -0.99851 | ElmLne
2026 | 2026_DzMD_GzMD_Dp00_Gp00 | Caso Base | All generators | 0.94 | cap | Dorada - Magdalena 115 kV | m:cosphi:bus2 | -0.99851 | ElmLne
2026 | 2026_DzMD_GzMD_Dp00_Gp00 | Caso Base | All generators | 0.95 | cap | Dorada - Magdalena 115 kV | m:cosphi:bus2 | -0.99851 | ElmLne
2026 | 2026_DzMD_GzMD_Dp00_Gp00 | Caso Base | All generators | 0.96 | cap | Dorada - Magdalena 115 kV | m:cosphi:bus2 | -0.99851 | ElmLne
2026 | 2026_DzMD_GzMD_Dp00_Gp00 | Caso Base | All generators | 0.97 | cap | Dorada - Magdalena 115 kV | m:cosphi:bus2 | -0.99851 | ElmLne
2026 | 2026_DzMD_GzMD_Dp00_Gp00 | Caso Base | All generators | 0.98 | cap | Dorada - Magdalena 115 kV | m:cosphi:bus2 | -0.99851 | ElmLne
2026 | 2026_DzMD_GzMD_Dp00_Gp00 | Caso Base | All generators | 0.99 | cap | Dorada - Magdalena 115 kV | m:cosphi:bus2 | -0.99851 | ElmLne
2026 | 2026_DzMD_GzMD_Dp00_Gp00 | Caso Base | All generators | 1 | cap | Dorada - Magdalena 115 kV | m:cosphi:bus2 | -0.99851 | ElmLne
2026 | 2026_DzMD_GzMD_Dp00_Gp00 | Caso Base | All generators | 0.9 | cap | Mariquita - Victoria 2 115 | m:P:bus1 in MW | -14.7441 | ElmLne
2026 | 2026_DzMD_GzMD_Dp00_Gp00 | Caso Base | All generators | 0.91 | cap | Mariquita - Victoria 2 115 | m:P:bus1 in MW | -14.7441 | ElmLne
2026 | 2026_DzMD_GzMD_Dp00_Gp00 | Caso Base | All generators | 0.92 | cap | Mariquita - Victoria 2 115 | m:P:bus1 in MW | -14.7441 | ElmLne
2026 | 2026_DzMD_GzMD_Dp00_Gp00 | Caso Base | All generators | 0.93 | cap | Mariquita - Victoria 2 115 | m:P:bus1 in MW | -14.7441 | ElmLne
2026 | 2026_DzMD_GzMD_Dp00_Gp00 | Caso Base | All generators | 0.94 | cap | Mariquita - Victoria 2 115 | m:P:bus1 in MW | -14.7441 | ElmLne
2026 | 2026_DzMD_GzMD_Dp00_Gp00 | Caso Base | All generators | 0.95 | cap | Mariquita - Victoria 2 115 | m:P:bus1 in MW | -14.7441 | ElmLne
2026 | 2026_DzMD_GzMD_Dp00_Gp00 | Caso Base | All generators | 0.96 | cap | Mariquita - Victoria 2 115 | m:P:bus1 in MW | -14.7441 | ElmLne
2026 | 2026_DzMD_GzMD_Dp00_Gp00 | Caso Base | All generators | 0.97 | cap | Mariquita - Victoria 2 115 | m:P:bus1 in MW | -14.7441 | ElmLne
2026 | 2026_DzMD_GzMD_Dp00_Gp00 | Caso Base | All generators | 0.98 | cap | Mariquita - Victoria 2 115 | m:P:bus1 in MW | -14.7441 | ElmLne
2026 | 2026_DzMD_GzMD_Dp00_Gp00 | Caso Base | All generators | 0.99 | cap | Mariquita - Victoria 2 115 | m:P:bus1 in MW | -14.7441 | ElmLne
2026 | 2026_DzMD_GzMD_Dp00_Gp00 | Caso Base | All generators | 1 | cap | Mariquita - Victoria 2 115 | m:P:bus1 in MW | -14.7441 | ElmLne
2026 | 2026_DzMD_GzMD_Dp00_Gp00 | Caso Base | All generators | 0.9 | cap | Mariquita - Victoria 2 115 | m:P:bus2 in MW | 14.7922 | ElmLne
2026 | 2026_DzMD_GzMD_Dp00_Gp00 | Caso Base | All generators | 0.91 | cap | Mariquita - Victoria 2 115 | m:P:bus2 in MW | 14.7922 | ElmLne
2026 | 2026_DzMD_GzMD_Dp00_Gp00 | Caso Base | All generators | 0.92 | cap | Mariquita - Victoria 2 115 | m:P:bus2 in MW | 14.7922 | ElmLne
2026 | 2026_DzMD_GzMD_Dp00_Gp00 | Caso Base | All generators | 0.93 | cap | Mariquita - Victoria 2 115 | m:P:bus2 in MW | 14.7922 | ElmLne
2026 | 2026_DzMD_GzMD_Dp00_Gp00 | Caso Base | All generators | 0.94 | cap | Mariquita - Victoria 2 115 | m:P:bus2 in MW | 14.7922 | ElmLne
2026 | 2026_DzMD_GzMD_Dp00_Gp00 | Caso Base | All generators | 0.95 | cap | Mariquita - Victoria 2 115 | m:P:bus2 in MW | 14.7922 | ElmLne
2026 | 2026_DzMD_GzMD_Dp00_Gp00 | Caso Base | All generators | 0.96 | cap | Mariquita - Victoria 2 115 | m:P:bus2 in MW | 14.7922 | ElmLne
2026 | 2026_DzMD_GzMD_Dp00_Gp00 | Caso Base | All generators | 0.97 | cap | Mariquita - Victoria 2 115 | m:P:bus2 in MW | 14.7922 | ElmLne
2026 | 2026_DzMD_GzMD_Dp00_Gp00 | Caso Base | All generators | 0.98 | cap | Mariquita - Victoria 2 115 | m:P:bus2 in MW | 14.7922 | ElmLne
2026 | 2026_DzMD_GzMD_Dp00_Gp00 | Caso Base | All generators | 0.99 | cap | Mariquita - Victoria 2 115 | m:P:bus2 in MW | 14.7922 | ElmLne
2026 | 2026_DzMD_GzMD_Dp00_Gp00 | Caso Base | All generators | 1 | cap | Mariquita - Victoria 2 115 | m:P:bus2 in MW | 14.7922 | ElmLne
2026 | 2026_DzMD_GzMD_Dp00_Gp00 | Caso Base | All generators | 0.9 | cap | Mariquita - Victoria 2 115 | m:Q:bus1 in Mvar | -3.5422 | ElmLne
2026 | 2026_DzMD_GzMD_Dp00_Gp00 | Caso Base | All generators | 0.91 | cap | Mariquita - Victoria 2 115 | m:Q:bus1 in Mvar | -3.5422 | ElmLne
2026 | 2026_DzMD_GzMD_Dp00_Gp00 | Caso Base | All generators | 0.92 | cap | Mariquita - Victoria 2 115 | m:Q:bus1 in Mvar | -3.5422 | ElmLne
2026 | 2026_DzMD_GzMD_Dp00_Gp00 | Caso Base | All generators | 0.93 | cap | Mariquita - Victoria 2 115 | m:Q:bus1 in Mvar | -3.5422 | ElmLne
2026 | 2026_DzMD_GzMD_Dp00_Gp00 | Caso Base | All generators | 0.94 | cap | Mariquita - Victoria 2 115 | m:Q:bus1 in Mvar | -3.5422 | ElmLne
2026 | 2026_DzMD_GzMD_Dp00_Gp00 | Caso Base | All generators | 0.95 | cap | Mariquita - Victoria 2 115 | m:Q:bus1 in Mvar | -3.5422 | ElmLne
2026 | 2026_DzMD_GzMD_Dp00_Gp00 | Caso Base | All generators | 0.96 | cap | Mariquita - Victoria 2 115 | m:Q:bus1 in Mvar | -3.5422 | ElmLne
2026 | 2026_DzMD_GzMD_Dp00_Gp00 | Caso Base | All generators | 0.97 | cap | Mariquita - Victoria 2 115 | m:Q:bus1 in Mvar | -3.5422 | ElmLne
2026 | 2026_DzMD_GzMD_Dp00_Gp00 | Caso Base | All generators | 0.98 | cap | Mariquita - Victoria 2 115 | m:Q:bus1 in Mvar | -3.5422 | ElmLne
2026 | 2026_DzMD_GzMD_Dp00_Gp00 | Caso Base | All generators | 0.99 | cap | Mariquita - Victoria 2 115 | m:Q:bus1 in Mvar | -3.5422 | ElmLne
2026 | 2026_DzMD_GzMD_Dp00_Gp00 | Caso Base | All generators | 1 | cap | Mariquita - Victoria 2 115 | m:Q:bus1 in Mvar | -3.5422 | ElmLne
2026 | 2026_DzMD_GzMD_Dp00_Gp00 | Caso Base | All generators | 0.9 | cap | Mariquita - Victoria 2 115 | m:Q:bus2 in Mvar | 3.0012 | ElmLne
2026 | 2026_DzMD_GzMD_Dp00_Gp00 | Caso Base | All generators | 0.91 | cap | Mariquita - Victoria 2 115 | m:Q:bus2 in Mvar | 3.0012 | ElmLne
2026 | 2026_DzMD_GzMD_Dp00_Gp00 | Caso Base | All generators | 0.92 | cap | Mariquita - Victoria 2 115 | m:Q:bus2 in Mvar | 3.0012 | ElmLne
2026 | 2026_DzMD_GzMD_Dp00_Gp00 | Caso Base | All generators | 0.93 | cap | Mariquita - Victoria 2 115 | m:Q:bus2 in Mvar | 3.0012 | ElmLne
2026 | 2026_DzMD_GzMD_Dp00_Gp00 | Caso Base | All generators | 0.94 | cap | Mariquita - Victoria 2 115 | m:Q:bus2 in Mvar | 3.0012 | ElmLne
2026 | 2026_DzMD_GzMD_Dp00_Gp00 | Caso Base | All generators | 0.95 | cap | Mariquita - Victoria 2 115 | m:Q:bus2 in Mvar | 3.0012 | ElmLne
2026 | 2026_DzMD_GzMD_Dp00_Gp00 | Caso Base | All generators | 0.96 | cap | Mariquita - Victoria 2 115 | m:Q:bus2 in Mvar | 3.0012 | ElmLne
2026 | 2026_DzMD_GzMD_Dp00_Gp00 | Caso Base | All generators | 0.97 | cap | Mariquita - Victoria 2 115 | m:Q:bus2 in Mvar | 3.0012 | ElmLne
2026 | 2026_DzMD_GzMD_Dp00_Gp00 | Caso Base | All generators | 0.98 | cap | Mariquita - Victoria 2 115 | m:Q:bus2 in Mvar | 3.0012 | ElmLne
2026 | 2026_DzMD_GzMD_Dp00_Gp00 | Caso Base | All generators | 0.99 | cap | Mariquita - Victoria 2 115 | m:Q:bus2 in Mvar | 3.0012 | ElmLne
2026 | 2026_DzMD_GzMD_Dp00_Gp00 | Caso Base | All generators | 1 | cap | Mariquita - Victoria 2 115 | m:Q:bus2 in Mvar | 3.0012 | ElmLne
2026 | 2026_DzMD_GzMD_Dp00_Gp00 | Caso Base | All generators | 0.9 | cap | Mariquita - Victoria 2 115 | m:cosphi:bus1 | -0.97233 | ElmLne
2026 | 2026_DzMD_GzMD_Dp00_Gp00 | Caso Base | All generators | 0.91 | cap | Mariquita - Victoria 2 115 | m:cosphi:bus1 | -0.97233 | ElmLne
2026 | 2026_DzMD_GzMD_Dp00_Gp00 | Caso Base | All generators | 0.92 | cap | Mariquita - Victoria 2 115 | m:cosphi:bus1 | -0.97233 | ElmLne
2026 | 2026_DzMD_GzMD_Dp00_Gp00 | Caso Base | All generators | 0.93 | cap | Mariquita - Victoria 2 115 | m:cosphi:bus1 | -0.97233 | ElmLne
2026 | 2026_DzMD_GzMD_Dp00_Gp00 | Caso Base | All generators | 0.94 | cap | Mariquita - Victoria 2 115 | m:cosphi:bus1 | -0.97233 | ElmLne
2026 | 2026_DzMD_GzMD_Dp00_Gp00 | Caso Base | All generators | 0.95 | cap | Mariquita - Victoria 2 115 | m:cosphi:bus1 | -0.97233 | ElmLne
2026 | 2026_DzMD_GzMD_Dp00_Gp00 | Caso Base | All generators | 0.96 | cap | Mariquita - Victoria 2 115 | m:cosphi:bus1 | -0.97233 | ElmLne
2026 | 2026_DzMD_GzMD_Dp00_Gp00 | Caso Base | All generators | 0.97 | cap | Mariquita - Victoria 2 115 | m:cosphi:bus1 | -0.97233 | ElmLne
2026 | 2026_DzMD_GzMD_Dp00_Gp00 | Caso Base | All generators | 0.98 | cap | Mariquita - Victoria 2 115 | m:cosphi:bus1 | -0.97233 | ElmLne
2026 | 2026_DzMD_GzMD_Dp00_Gp00 | Caso Base | All generators | 0.99 | cap | Mariquita - Victoria 2 115 | m:cosphi:bus1 | -0.97233 | ElmLne
2026 | 2026_DzMD_GzMD_Dp00_Gp00 | Caso Base | All generators | 1 | cap | Mariquita - Victoria 2 115 | m:cosphi:bus1 | -0.97233 | ElmLne
2026 | 2026_DzMD_GzMD_Dp00_Gp00 | Caso Base | All generators | 0.9 | cap | Mariquita - Victoria 2 115 | m:cosphi:bus2 | 0.98003 | ElmLne
2026 | 2026_DzMD_GzMD_Dp00_Gp00 | Caso Base | All generators | 0.91 | cap | Mariquita - Victoria 2 115 | m:cosphi:bus2 | 0.98003 | ElmLne
2026 | 2026_DzMD_GzMD_Dp00_Gp00 | Caso Base | All generators | 0.92 | cap | Mariquita - Victoria 2 115 | m:cosphi:bus2 | 0.98003 | ElmLne
2026 | 2026_DzMD_GzMD_Dp00_Gp00 | Caso Base | All generators | 0.93 | cap | Mariquita - Victoria 2 115 | m:cosphi:bus2 | 0.98003 | ElmLne
2026 | 2026_DzMD_GzMD_Dp00_Gp00 | Caso Base | All generators | 0.94 | cap | Mariquita - Victoria 2 115 | m:cosphi:bus2 | 0.98003 | ElmLne
2026 | 2026_DzMD_GzMD_Dp00_Gp00 | Caso Base | All generators | 0.95 | cap | Mariquita - Victoria 2 115 | m:cosphi:bus2 | 0.98003 | ElmLne
2026 | 2026_DzMD_GzMD_Dp00_Gp00 | Caso Base | All generators | 0.96 | cap | Mariquita - Victoria 2 115 | m:cosphi:bus2 | 0.98003 | ElmLne
2026 | 2026_DzMD_GzMD_Dp00_Gp00 | Caso Base | All generators | 0.97 | cap | Mariquita - Victoria 2 115 | m:cosphi:bus2 | 0.98003 | ElmLne
2026 | 2026_DzMD_GzMD_Dp00_Gp00 | Caso Base | All generators | 0.98 | cap | Mariquita - Victoria 2 115 | m:cosphi:bus2 | 0.98003 | ElmLne
2026 | 2026_DzMD_GzMD_Dp00_Gp00 | Caso Base | All generators | 0.99 | cap | Mariquita - Victoria 2 115 | m:cosphi:bus2 | 0.98003 | ElmLne
2026 | 2026_DzMD_GzMD_Dp00_Gp00 | Caso Base | All generators | 1 | cap | Mariquita - Victoria 2 115 | m:cosphi:bus2 | 0.98003 | ElmLne
2026 | 2026_DzMD_GzMD_Dp00_Gp00 | Caso Base | All generators | 0.9 | cap | Dorada 115/33/13.8 kV | m:P:bushv in MW | -1.4051 | ElmTr3
2026 | 2026_DzMD_GzMD_Dp00_Gp00 | Caso Base | All generators | 0.91 | cap | Dorada 115/33/13.8 kV | m:P:bushv in MW | -1.4051 | ElmTr3
2026 | 2026_DzMD_GzMD_Dp00_Gp00 | Caso Base | All generators | 0.92 | cap | Dorada 115/33/13.8 kV | m:P:bushv in MW | -1.4051 | ElmTr3
2026 | 2026_DzMD_GzMD_Dp00_Gp00 | Caso Base | All generators | 0.93 | cap | Dorada 115/33/13.8 kV | m:P:bushv in MW | -1.4051 | ElmTr3
2026 | 2026_DzMD_GzMD_Dp00_Gp00 | Caso Base | All generators | 0.94 | cap | Dorada 115/33/13.8 kV | m:P:bushv in MW | -1.4051 | ElmTr3
2026 | 2026_DzMD_GzMD_Dp00_Gp00 | Caso Base | All generators | 0.95 | cap | Dorada 115/33/13.8 kV | m:P:bushv in MW | -1.4051 | ElmTr3
2026 | 2026_DzMD_GzMD_Dp00_Gp00 | Caso Base | All generators | 0.96 | cap | Dorada 115/33/13.8 kV | m:P:bushv in MW | -1.4051 | ElmTr3
2026 | 2026_DzMD_GzMD_Dp00_Gp00 | Caso Base | All generators | 0.97 | cap | Dorada 115/33/13.8 kV | m:P:bushv in MW | -1.4051 | ElmTr3
2026 | 2026_DzMD_GzMD_Dp00_Gp00 | Caso Base | All generators | 0.98 | cap | Dorada 115/33/13.8 kV | m:P:bushv in MW | -1.4051 | ElmTr3
2026 | 2026_DzMD_GzMD_Dp00_Gp00 | Caso Base | All generators | 0.99 | cap | Dorada 115/33/13.8 kV | m:P:bushv in MW | -1.4051 | ElmTr3
2026 | 2026_DzMD_GzMD_Dp00_Gp00 | Caso Base | All generators | 1 | cap | Dorada 115/33/13.8 kV | m:P:bushv in MW | -1.4051 | ElmTr3
2026 | 2026_DzMD_GzMD_Dp00_Gp00 | Caso Base | All generators | 0.9 | cap | Dorada 115/33/13.8 kV | m:Q:bushv in Mvar | 4.7424 | ElmTr3
2026 | 2026_DzMD_GzMD_Dp00_Gp00 | Caso Base | All generators | 0.91 | cap | Dorada 115/33/13.8 kV | m:Q:bushv in Mvar | 4.7424 | ElmTr3
2026 | 2026_DzMD_GzMD_Dp00_Gp00 | Caso Base | All generators | 0.92 | cap | Dorada 115/33/13.8 kV | m:Q:bushv in Mvar | 4.7424 | ElmTr3
2026 | 2026_DzMD_GzMD_Dp00_Gp00 | Caso Base | All generators | 0.93 | cap | Dorada 115/33/13.8 kV | m:Q:bushv in Mvar | 4.7424 | ElmTr3
2026 | 2026_DzMD_GzMD_Dp00_Gp00 | Caso Base | All generators | 0.94 | cap | Dorada 115/33/13.8 kV | m:Q:bushv in Mvar | 4.7424 | ElmTr3
2026 | 2026_DzMD_GzMD_Dp00_Gp00 | Caso Base | All generators | 0.95 | cap | Dorada 115/33/13.8 kV | m:Q:bushv in Mvar | 4.7424 | ElmTr3
2026 | 2026_DzMD_GzMD_Dp00_Gp00 | Caso Base | All generators | 0.96 | cap | Dorada 115/33/13.8 kV | m:Q:bushv in Mvar | 4.7424 | ElmTr3
2026 | 2026_DzMD_GzMD_Dp00_Gp00 | Caso Base | All generators | 0.97 | cap | Dorada 115/33/13.8 kV | m:Q:bushv in Mvar | 4.7424 | ElmTr3
2026 | 2026_DzMD_GzMD_Dp00_Gp00 | Caso Base | All generators | 0.98 | cap | Dorada 115/33/13.8 kV | m:Q:bushv in Mvar | 4.7424 | ElmTr3
2026 | 2026_DzMD_GzMD_Dp00_Gp00 | Caso Base | All generators | 0.99 | cap | Dorada 115/33/13.8 kV | m:Q:bushv in Mvar | 4.7424 | ElmTr3
2026 | 2026_DzMD_GzMD_Dp00_Gp00 | Caso Base | All generators | 1 | cap | Dorada 115/33/13.8 kV | m:Q:bushv in Mvar | 4.7424 | ElmTr3
2026 | 2026_DzMD_GzMD_Dp00_Gp00 | Caso Base | All generators | 0.9 | cap | Dorada 115/33/13.8 kV | m:cosphi:bushv | -0.28408 | ElmTr3
2026 | 2026_DzMD_GzMD_Dp00_Gp00 | Caso Base | All generators | 0.91 | cap | Dorada 115/33/13.8 kV | m:cosphi:bushv | -0.28408 | ElmTr3
2026 | 2026_DzMD_GzMD_Dp00_Gp00 | Caso Base | All generators | 0.92 | cap | Dorada 115/33/13.8 kV | m:cosphi:bushv | -0.28408 | ElmTr3
2026 | 2026_DzMD_GzMD_Dp00_Gp00 | Caso Base | All generators | 0.93 | cap | Dorada 115/33/13.8 kV | m:cosphi:bushv | -0.28408 | ElmTr3
2026 | 2026_DzMD_GzMD_Dp00_Gp00 | Caso Base | All generators | 0.94 | cap | Dorada 115/33/13.8 kV | m:cosphi:bushv | -0.28408 | ElmTr3
2026 | 2026_DzMD_GzMD_Dp00_Gp00 | Caso Base | All generators | 0.95 | cap | Dorada 115/33/13.8 kV | m:cosphi:bushv | -0.28408 | ElmTr3
2026 | 2026_DzMD_GzMD_Dp00_Gp00 | Caso Base | All generators | 0.96 | cap | Dorada 115/33/13.8 kV | m:cosphi:bushv | -0.28408 | ElmTr3
2026 | 2026_DzMD_GzMD_Dp00_Gp00 | Caso Base | All generators | 0.97 | cap | Dorada 115/33/13.8 kV | m:cosphi:bushv | -0.28408 | ElmTr3
2026 | 2026_DzMD_GzMD_Dp00_Gp00 | Caso Base | All generators | 0.98 | cap | Dorada 115/33/13.8 kV | m:cosphi:bushv | -0.28408 | ElmTr3
2026 | 2026_DzMD_GzMD_Dp00_Gp00 | Caso Base | All generators | 0.99 | cap | Dorada 115/33/13.8 kV | m:cosphi:bushv | -0.28408 | ElmTr3
2026 | 2026_DzMD_GzMD_Dp00_Gp00 | Caso Base | All generators | 1 | cap | Dorada 115/33/13.8 kV | m:cosphi:bushv | -0.28408 | ElmTr3
2026 | 2026_DzMD_GzMD_Dp00_Gp00 | Caso Base | All generators | 0.9 | cap | Manzanares 115/33/13.8 kV | m:P:bushv in MW | -1.5796 | ElmTr3
2026 | 2026_DzMD_GzMD_Dp00_Gp00 | Caso Base | All generators | 0.91 | cap | Manzanares 115/33/13.8 kV | m:P:bushv in MW | -1.5796 | ElmTr3
2026 | 2026_DzMD_GzMD_Dp00_Gp00 | Caso Base | All generators | 0.92 | cap | Manzanares 115/33/13.8 kV | m:P:bushv in MW | -1.5796 | ElmTr3
2026 | 2026_DzMD_GzMD_Dp00_Gp00 | Caso Base | All generators | 0.93 | cap | Manzanares 115/33/13.8 kV | m:P:bushv in MW | -1.5796 | ElmTr3
2026 | 2026_DzMD_GzMD_Dp00_Gp00 | Caso Base | All generators | 0.94 | cap | Manzanares 115/33/13.8 kV | m:P:bushv in MW | -1.5796 | ElmTr3
2026 | 2026_DzMD_GzMD_Dp00_Gp00 | Caso Base | All generators | 0.95 | cap | Manzanares 115/33/13.8 kV | m:P:bushv in MW | -1.5796 | ElmTr3
2026 | 2026_DzMD_GzMD_Dp00_Gp00 | Caso Base | All generators | 0.96 | cap | Manzanares 115/33/13.8 kV | m:P:bushv in MW | -1.5796 | ElmTr3
2026 | 2026_DzMD_GzMD_Dp00_Gp00 | Caso Base | All generators | 0.97 | cap | Manzanares 115/33/13.8 kV | m:P:bushv in MW | -1.5796 | ElmTr3
2026 | 2026_DzMD_GzMD_Dp00_Gp00 | Caso Base | All generators | 0.98 | cap | Manzanares 115/33/13.8 kV | m:P:bushv in MW | -1.5796 | ElmTr3
2026 | 2026_DzMD_GzMD_Dp00_Gp00 | Caso Base | All generators | 0.99 | cap | Manzanares 115/33/13.8 kV | m:P:bushv in MW | -1.5796 | ElmTr3
2026 | 2026_DzMD_GzMD_Dp00_Gp00 | Caso Base | All generators | 1 | cap | Manzanares 115/33/13.8 kV | m:P:bushv in MW | -1.5796 | ElmTr3
2026 | 2026_DzMD_GzMD_Dp00_Gp00 | Caso Base | All generators | 0.9 | cap | Manzanares 115/33/13.8 kV | m:Q:bushv in Mvar | 2.2985 | ElmTr3
2026 | 2026_DzMD_GzMD_Dp00_Gp00 | Caso Base | All generators | 0.91 | cap | Manzanares 115/33/13.8 kV | m:Q:bushv in Mvar | 2.2985 | ElmTr3
2026 | 2026_DzMD_GzMD_Dp00_Gp00 | Caso Base | All generators | 0.92 | cap | Manzanares 115/33/13.8 kV | m:Q:bushv in Mvar | 2.2985 | ElmTr3
2026 | 2026_DzMD_GzMD_Dp00_Gp00 | Caso Base | All generators | 0.93 | cap | Manzanares 115/33/13.8 kV | m:Q:bushv in Mvar | 2.2985 | ElmTr3
2026 | 2026_DzMD_GzMD_Dp00_Gp00 | Caso Base | All generators | 0.94 | cap | Manzanares 115/33/13.8 kV | m:Q:bushv in Mvar | 2.2985 | ElmTr3
2026 | 2026_DzMD_GzMD_Dp00_Gp00 | Caso Base | All generators | 0.95 | cap | Manzanares 115/33/13.8 kV | m:Q:bushv in Mvar | 2.2985 | ElmTr3
2026 | 2026_DzMD_GzMD_Dp00_Gp00 | Caso Base | All generators | 0.96 | cap | Manzanares 115/33/13.8 kV | m:Q:bushv in Mvar | 2.2985 | ElmTr3
2026 | 2026_DzMD_GzMD_Dp00_Gp00 | Caso Base | All generators | 0.97 | cap | Manzanares 115/33/13.8 kV | m:Q:bushv in Mvar | 2.2985 | ElmTr3
2026 | 2026_DzMD_GzMD_Dp00_Gp00 | Caso Base | All generators | 0.98 | cap | Manzanares 115/33/13.8 kV | m:Q:bushv in Mvar | 2.2985 | ElmTr3
2026 | 2026_DzMD_GzMD_Dp00_Gp00 | Caso Base | All generators | 0.99 | cap | Manzanares 115/33/13.8 kV | m:Q:bushv in Mvar | 2.2985 | ElmTr3
2026 | 2026_DzMD_GzMD_Dp00_Gp00 | Caso Base | All generators | 1 | cap | Manzanares 115/33/13.8 kV | m:Q:bushv in Mvar | 2.2985 | ElmTr3
2026 | 2026_DzMD_GzMD_Dp00_Gp00 | Caso Base | All generators | 0.9 | cap | Manzanares 115/33/13.8 kV | m:cosphi:bushv | -0.56637 | ElmTr3
2026 | 2026_DzMD_GzMD_Dp00_Gp00 | Caso Base | All generators | 0.91 | cap | Manzanares 115/33/13.8 kV | m:cosphi:bushv | -0.56637 | ElmTr3
2026 | 2026_DzMD_GzMD_Dp00_Gp00 | Caso Base | All generators | 0.92 | cap | Manzanares 115/33/13.8 kV | m:cosphi:bushv | -0.56637 | ElmTr3
2026 | 2026_DzMD_GzMD_Dp00_Gp00 | Caso Base | All generators | 0.93 | cap | Manzanares 115/33/13.8 kV | m:cosphi:bushv | -0.56637 | ElmTr3
2026 | 2026_DzMD_GzMD_Dp00_Gp00 | Caso Base | All generators | 0.94 | cap | Manzanares 115/33/13.8 kV | m:cosphi:bushv | -0.56637 | ElmTr3
2026 | 2026_DzMD_GzMD_Dp00_Gp00 | Caso Base | All generators | 0.95 | cap | Manzanares 115/33/13.8 kV | m:cosphi:bushv | -0.56637 | ElmTr3
2026 | 2026_DzMD_GzMD_Dp00_Gp00 | Caso Base | All generators | 0.96 | cap | Manzanares 115/33/13.8 kV | m:cosphi:bushv | -0.56637 | ElmTr3
2026 | 2026_DzMD_GzMD_Dp00_Gp00 | Caso Base | All generators | 0.97 | cap | Manzanares 115/33/13.8 kV | m:cosphi:bushv | -0.56637 | ElmTr3
2026 | 2026_DzMD_GzMD_Dp00_Gp00 | Caso Base | All generators | 0.98 | cap | Manzanares 115/33/13.8 kV | m:cosphi:bushv | -0.56637 | ElmTr3
2026 | 2026_DzMD_GzMD_Dp00_Gp00 | Caso Base | All generators | 0.99 | cap | Manzanares 115/33/13.8 kV | m:cosphi:bushv | -0.56637 | ElmTr3
2026 | 2026_DzMD_GzMD_Dp00_Gp00 | Caso Base | All generators | 1 | cap | Manzanares 115/33/13.8 kV | m:cosphi:bushv | -0.56637 | ElmTr3
2026 | 2026_DzMD_GzMD_Dp00_Gp00 | Caso Base | All generators | 0.9 | cap | Purnio 230/115 | m:P:bushv in MW | -44.839 | ElmTr3
2026 | 2026_DzMD_GzMD_Dp00_Gp00 | Caso Base | All generators | 0.91 | cap | Purnio 230/115 | m:P:bushv in MW | -44.839 | ElmTr3
2026 | 2026_DzMD_GzMD_Dp00_Gp00 | Caso Base | All generators | 0.92 | cap | Purnio 230/115 | m:P:bushv in MW | -44.839 | ElmTr3
2026 | 2026_DzMD_GzMD_Dp00_Gp00 | Caso Base | All generators | 0.93 | cap | Purnio 230/115 | m:P:bushv in MW | -44.839 | ElmTr3
2026 | 2026_DzMD_GzMD_Dp00_Gp00 | Caso Base | All generators | 0.94 | cap | Purnio 230/115 | m:P:bushv in MW | -44.839 | ElmTr3
2026 | 2026_DzMD_GzMD_Dp00_Gp00 | Caso Base | All generators | 0.95 | cap | Purnio 230/115 | m:P:bushv in MW | -44.839 | ElmTr3
2026 | 2026_DzMD_GzMD_Dp00_Gp00 | Caso Base | All generators | 0.96 | cap | Purnio 230/115 | m:P:bushv in MW | -44.839 | ElmTr3
2026 | 2026_DzMD_GzMD_Dp00_Gp00 | Caso Base | All generators | 0.97 | cap | Purnio 230/115 | m:P:bushv in MW | -44.839 | ElmTr3
2026 | 2026_DzMD_GzMD_Dp00_Gp00 | Caso Base | All generators | 0.98 | cap | Purnio 230/115 | m:P:bushv in MW | -44.839 | ElmTr3
2026 | 2026_DzMD_GzMD_Dp00_Gp00 | Caso Base | All generators | 0.99 | cap | Purnio 230/115 | m:P:bushv in MW | -44.839 | ElmTr3
2026 | 2026_DzMD_GzMD_Dp00_Gp00 | Caso Base | All generators | 1 | cap | Purnio 230/115 | m:P:bushv in MW | -44.839 | ElmTr3
2026 | 2026_DzMD_GzMD_Dp00_Gp00 | Caso Base | All generators | 0.9 | cap | Purnio 230/115 | m:Q:bushv in Mvar | 4.6243 | ElmTr3
2026 | 2026_DzMD_GzMD_Dp00_Gp00 | Caso Base | All generators | 0.91 | cap | Purnio 230/115 | m:Q:bushv in Mvar | 4.6243 | ElmTr3
2026 | 2026_DzMD_GzMD_Dp00_Gp00 | Caso Base | All generators | 0.92 | cap | Purnio 230/115 | m:Q:bushv in Mvar | 4.6243 | ElmTr3
2026 | 2026_DzMD_GzMD_Dp00_Gp00 | Caso Base | All generators | 0.93 | cap | Purnio 230/115 | m:Q:bushv in Mvar | 4.6243 | ElmTr3
2026 | 2026_DzMD_GzMD_Dp00_Gp00 | Caso Base | All generators | 0.94 | cap | Purnio 230/115 | m:Q:bushv in Mvar | 4.6243 | ElmTr3
2026 | 2026_DzMD_GzMD_Dp00_Gp00 | Caso Base | All generators | 0.95 | cap | Purnio 230/115 | m:Q:bushv in Mvar | 4.6243 | ElmTr3
2026 | 2026_DzMD_GzMD_Dp00_Gp00 | Caso Base | All generators | 0.96 | cap | Purnio 230/115 | m:Q:bushv in Mvar | 4.6243 | ElmTr3
2026 | 2026_DzMD_GzMD_Dp00_Gp00 | Caso Base | All generators | 0.97 | cap | Purnio 230/115 | m:Q:bushv in Mvar | 4.6243 | ElmTr3
2026 | 2026_DzMD_GzMD_Dp00_Gp00 | Caso Base | All generators | 0.98 | cap | Purnio 230/115 | m:Q:bushv in Mvar | 4.6243 | ElmTr3
2026 | 2026_DzMD_GzMD_Dp00_Gp00 | Caso Base | All generators | 0.99 | cap | Purnio 230/115 | m:Q:bushv in Mvar | 4.6243 | ElmTr3
2026 | 2026_DzMD_GzMD_Dp00_Gp00 | Caso Base | All generators | 1 | cap | Purnio 230/115 | m:Q:bushv in Mvar | 4.6243 | ElmTr3
2026 | 2026_DzMD_GzMD_Dp00_Gp00 | Caso Base | All generators | 0.9 | cap | Purnio 230/115 | m:cosphi:bushv | -0.99472 | ElmTr3
2026 | 2026_DzMD_GzMD_Dp00_Gp00 | Caso Base | All generators | 0.91 | cap | Purnio 230/115 | m:cosphi:bushv | -0.99472 | ElmTr3
2026 | 2026_DzMD_GzMD_Dp00_Gp00 | Caso Base | All generators | 0.92 | cap | Purnio 230/115 | m:cosphi:bushv | -0.99472 | ElmTr3
2026 | 2026_DzMD_GzMD_Dp00_Gp00 | Caso Base | All generators | 0.93 | cap | Purnio 230/115 | m:cosphi:bushv | -0.99472 | ElmTr3
2026 | 2026_DzMD_GzMD_Dp00_Gp00 | Caso Base | All generators | 0.94 | cap | Purnio 230/115 | m:cosphi:bushv | -0.99472 | ElmTr3
2026 | 2026_DzMD_GzMD_Dp00_Gp00 | Caso Base | All generators | 0.95 | cap | Purnio 230/115 | m:cosphi:bushv | -0.99472 | ElmTr3
2026 | 2026_DzMD_GzMD_Dp00_Gp00 | Caso Base | All generators | 0.96 | cap | Purnio 230/115 | m:cosphi:bushv | -0.99472 | ElmTr3
2026 | 2026_DzMD_GzMD_Dp00_Gp00 | Caso Base | All generators | 0.97 | cap | Purnio 230/115 | m:cosphi:bushv | -0.99472 | ElmTr3
2026 | 2026_DzMD_GzMD_Dp00_Gp00 | Caso Base | All generators | 0.98 | cap | Purnio 230/115 | m:cosphi:bushv | -0.99472 | ElmTr3
2026 | 2026_DzMD_GzMD_Dp00_Gp00 | Caso Base | All generators | 0.99 | cap | Purnio 230/115 | m:cosphi:bushv | -0.99472 | ElmTr3
2026 | 2026_DzMD_GzMD_Dp00_Gp00 | Caso Base | All generators | 1 | cap | Purnio 230/115 | m:cosphi:bushv | -0.99472 | ElmTr3
2026 | 2026_DzMD_GzMD_Dp00_Gp00 | Caso Base | All generators | 0.9 | cap | Victoria 115/33/13.8 kV | m:P:bushv in MW | 7.6676 | ElmTr3
2026 | 2026_DzMD_GzMD_Dp00_Gp00 | Caso Base | All generators | 0.91 | cap | Victoria 115/33/13.8 kV | m:P:bushv in MW | 7.6676 | ElmTr3
2026 | 2026_DzMD_GzMD_Dp00_Gp00 | Caso Base | All generators | 0.92 | cap | Victoria 115/33/13.8 kV | m:P:bushv in MW | 7.6676 | ElmTr3
2026 | 2026_DzMD_GzMD_Dp00_Gp00 | Caso Base | All generators | 0.93 | cap | Victoria 115/33/13.8 kV | m:P:bushv in MW | 7.6676 | ElmTr3
2026 | 2026_DzMD_GzMD_Dp00_Gp00 | Caso Base | All generators | 0.94 | cap | Victoria 115/33/13.8 kV | m:P:bushv in MW | 7.6676 | ElmTr3
2026 | 2026_DzMD_GzMD_Dp00_Gp00 | Caso Base | All generators | 0.95 | cap | Victoria 115/33/13.8 kV | m:P:bushv in MW | 7.6676 | ElmTr3
2026 | 2026_DzMD_GzMD_Dp00_Gp00 | Caso Base | All generators | 0.96 | cap | Victoria 115/33/13.8 kV | m:P:bushv in MW | 7.6676 | ElmTr3
2026 | 2026_DzMD_GzMD_Dp00_Gp00 | Caso Base | All generators | 0.97 | cap | Victoria 115/33/13.8 kV | m:P:bushv in MW | 7.6676 | ElmTr3
2026 | 2026_DzMD_GzMD_Dp00_Gp00 | Caso Base | All generators | 0.98 | cap | Victoria 115/33/13.8 kV | m:P:bushv in MW | 7.6676 | ElmTr3
2026 | 2026_DzMD_GzMD_Dp00_Gp00 | Caso Base | All generators | 0.99 | cap | Victoria 115/33/13.8 kV | m:P:bushv in MW | 7.6676 | ElmTr3
2026 | 2026_DzMD_GzMD_Dp00_Gp00 | Caso Base | All generators | 1 | cap | Victoria 115/33/13.8 kV | m:P:bushv in MW | 7.6676 | ElmTr3
2026 | 2026_DzMD_GzMD_Dp00_Gp00 | Caso Base | All generators | 0.9 | cap | Victoria 115/33/13.8 kV | m:Q:bushv in Mvar | 1.8775 | ElmTr3
2026 | 2026_DzMD_GzMD_Dp00_Gp00 | Caso Base | All generators | 0.91 | cap | Victoria 115/33/13.8 kV | m:Q:bushv in Mvar | 1.8775 | ElmTr3
2026 | 2026_DzMD_GzMD_Dp00_Gp00 | Caso Base | All generators | 0.92 | cap | Victoria 115/33/13.8 kV | m:Q:bushv in Mvar | 1.8775 | ElmTr3
2026 | 2026_DzMD_GzMD_Dp00_Gp00 | Caso Base | All generators | 0.93 | cap | Victoria 115/33/13.8 kV | m:Q:bushv in Mvar | 1.8775 | ElmTr3
2026 | 2026_DzMD_GzMD_Dp00_Gp00 | Caso Base | All generators | 0.94 | cap | Victoria 115/33/13.8 kV | m:Q:bushv in Mvar | 1.8775 | ElmTr3
2026 | 2026_DzMD_GzMD_Dp00_Gp00 | Caso Base | All generators | 0.95 | cap | Victoria 115/33/13.8 kV | m:Q:bushv in Mvar | 1.8775 | ElmTr3
2026 | 2026_DzMD_GzMD_Dp00_Gp00 | Caso Base | All generators | 0.96 | cap | Victoria 115/33/13.8 kV | m:Q:bushv in Mvar | 1.8775 | ElmTr3
2026 | 2026_DzMD_GzMD_Dp00_Gp00 | Caso Base | All generators | 0.97 | cap | Victoria 115/33/13.8 kV | m:Q:bushv in Mvar | 1.8775 | ElmTr3
2026 | 2026_DzMD_GzMD_Dp00_Gp00 | Caso Base | All generators | 0.98 | cap | Victoria 115/33/13.8 kV | m:Q:bushv in Mvar | 1.8775 | ElmTr3
2026 | 2026_DzMD_GzMD_Dp00_Gp00 | Caso Base | All generators | 0.99 | cap | Victoria 115/33/13.8 kV | m:Q:bushv in Mvar | 1.8775 | ElmTr3
2026 | 2026_DzMD_GzMD_Dp00_Gp00 | Caso Base | All generators | 1 | cap | Victoria 115/33/13.8 kV | m:Q:bushv in Mvar | 1.8775 | ElmTr3
2026 | 2026_DzMD_GzMD_Dp00_Gp00 | Caso Base | All generators | 0.9 | cap | Victoria 115/33/13.8 kV | m:cosphi:bushv | 0.9713 | ElmTr3
2026 | 2026_DzMD_GzMD_Dp00_Gp00 | Caso Base | All generators | 0.91 | cap | Victoria 115/33/13.8 kV | m:cosphi:bushv | 0.9713 | ElmTr3
2026 | 2026_DzMD_GzMD_Dp00_Gp00 | Caso Base | All generators | 0.92 | cap | Victoria 115/33/13.8 kV | m:cosphi:bushv | 0.9713 | ElmTr3
2026 | 2026_DzMD_GzMD_Dp00_Gp00 | Caso Base | All generators | 0.93 | cap | Victoria 115/33/13.8 kV | m:cosphi:bushv | 0.9713 | ElmTr3
2026 | 2026_DzMD_GzMD_Dp00_Gp00 | Caso Base | All generators | 0.94 | cap | Victoria 115/33/13.8 kV | m:cosphi:bushv | 0.9713 | ElmTr3
2026 | 2026_DzMD_GzMD_Dp00_Gp00 | Caso Base | All generators | 0.95 | cap | Victoria 115/33/13.8 kV | m:cosphi:bushv | 0.9713 | ElmTr3
2026 | 2026_DzMD_GzMD_Dp00_Gp00 | Caso Base | All generators | 0.96 | cap | Victoria 115/33/13.8 kV | m:cosphi:bushv | 0.9713 | ElmTr3
2026 | 2026_DzMD_GzMD_Dp00_Gp00 | Caso Base | All generators | 0.97 | cap | Victoria 115/33/13.8 kV | m:cosphi:bushv | 0.9713 | ElmTr3
2026 | 2026_DzMD_GzMD_Dp00_Gp00 | Caso Base | All generators | 0.98 | cap | Victoria 115/33/13.8 kV | m:cosphi:bushv | 0.9713 | ElmTr3
2026 | 2026_DzMD_GzMD_Dp00_Gp00 | Caso Base | All generators | 0.99 | cap | Victoria 115/33/13.8 kV | m:cosphi:bushv | 0.9713 | ElmTr3
2026 | 2026_DzMD_GzMD_Dp00_Gp00 | Caso Base | All generators | 1 | cap | Victoria 115/33/13.8 kV | m:cosphi:bushv | 0.9713 | ElmTr3
2026 | 2026_DzMD_GzMD_Dp00_Gp00 | Caso Base | All generators | 0.9 | ind | Dorada - Magdalena 115 kV | m:P:bus1 in MW | 59.8268 | ElmLne
2026 | 2026_DzMD_GzMD_Dp00_Gp00 | Caso Base | All generators | 0.91 | ind | Dorada - Magdalena 115 kV | m:P:bus1 in MW | 59.8268 | ElmLne
2026 | 2026_DzMD_GzMD_Dp00_Gp00 | Caso Base | All generators | 0.92 | ind | Dorada - Magdalena 115 kV | m:P:bus1 in MW | 59.8268 | ElmLne
2026 | 2026_DzMD_GzMD_Dp00_Gp00 | Caso Base | All generators | 0.93 | ind | Dorada - Magdalena 115 kV | m:P:bus1 in MW | 59.8268 | ElmLne
2026 | 2026_DzMD_GzMD_Dp00_Gp00 | Caso Base | All generators | 0.94 | ind | Dorada - Magdalena 115 kV | m:P:bus1 in MW | 59.8268 | ElmLne
2026 | 2026_DzMD_GzMD_Dp00_Gp00 | Caso Base | All generators | 0.95 | ind | Dorada - Magdalena 115 kV | m:P:bus1 in MW | 59.8268 | ElmLne
2026 | 2026_DzMD_GzMD_Dp00_Gp00 | Caso Base | All generators | 0.96 | ind | Dorada - Magdalena 115 kV | m:P:bus1 in MW | 59.8268 | ElmLne
2026 | 2026_DzMD_GzMD_Dp00_Gp00 | Caso Base | All generators | 0.97 | ind | Dorada - Magdalena 115 kV | m:P:bus1 in MW | 59.8268 | ElmLne
2026 | 2026_DzMD_GzMD_Dp00_Gp00 | Caso Base | All generators | 0.98 | ind | Dorada - Magdalena 115 kV | m:P:bus1 in MW | 59.8268 | ElmLne
2026 | 2026_DzMD_GzMD_Dp00_Gp00 | Caso Base | All generators | 0.99 | ind | Dorada - Magdalena 115 kV | m:P:bus1 in MW | 59.8268 | ElmLne
2026 | 2026_DzMD_GzMD_Dp00_Gp00 | Caso Base | All generators | 1 | ind | Dorada - Magdalena 115 kV | m:P:bus1 in MW | 59.8268 | ElmLne
2026 | 2026_DzMD_GzMD_Dp00_Gp00 | Caso Base | All generators | 0.9 | ind | Dorada - Magdalena 115 kV | m:P:bus2 in MW | -59.6383 | ElmLne
2026 | 2026_DzMD_GzMD_Dp00_Gp00 | Caso Base | All generators | 0.91 | ind | Dorada - Magdalena 115 kV | m:P:bus2 in MW | -59.6383 | ElmLne
2026 | 2026_DzMD_GzMD_Dp00_Gp00 | Caso Base | All generators | 0.92 | ind | Dorada - Magdalena 115 kV | m:P:bus2 in MW | -59.6383 | ElmLne
2026 | 2026_DzMD_GzMD_Dp00_Gp00 | Caso Base | All generators | 0.93 | ind | Dorada - Magdalena 115 kV | m:P:bus2 in MW | -59.6383 | ElmLne
2026 | 2026_DzMD_GzMD_Dp00_Gp00 | Caso Base | All generators | 0.94 | ind | Dorada - Magdalena 115 kV | m:P:bus2 in MW | -59.6383 | ElmLne
2026 | 2026_DzMD_GzMD_Dp00_Gp00 | Caso Base | All generators | 0.95 | ind | Dorada - Magdalena 115 kV | m:P:bus2 in MW | -59.6383 | ElmLne
2026 | 2026_DzMD_GzMD_Dp00_Gp00 | Caso Base | All generators | 0.96 | ind | Dorada - Magdalena 115 kV | m:P:bus2 in MW | -59.6383 | ElmLne
2026 | 2026_DzMD_GzMD_Dp00_Gp00 | Caso Base | All generators | 0.97 | ind | Dorada - Magdalena 115 kV | m:P:bus2 in MW | -59.6383 | ElmLne
2026 | 2026_DzMD_GzMD_Dp00_Gp00 | Caso Base | All generators | 0.98 | ind | Dorada - Magdalena 115 kV | m:P:bus2 in MW | -59.6383 | ElmLne
2026 | 2026_DzMD_GzMD_Dp00_Gp00 | Caso Base | All generators | 0.99 | ind | Dorada - Magdalena 115 kV | m:P:bus2 in MW | -59.6383 | ElmLne
2026 | 2026_DzMD_GzMD_Dp00_Gp00 | Caso Base | All generators | 1 | ind | Dorada - Magdalena 115 kV | m:P:bus2 in MW | -59.6383 | ElmLne
2026 | 2026_DzMD_GzMD_Dp00_Gp00 | Caso Base | All generators | 0.9 | ind | Dorada - Magdalena 115 kV | m:Q:bus1 in Mvar | 3.8357 | ElmLne
2026 | 2026_DzMD_GzMD_Dp00_Gp00 | Caso Base | All generators | 0.91 | ind | Dorada - Magdalena 115 kV | m:Q:bus1 in Mvar | 3.8357 | ElmLne
2026 | 2026_DzMD_GzMD_Dp00_Gp00 | Caso Base | All generators | 0.92 | ind | Dorada - Magdalena 115 kV | m:Q:bus1 in Mvar | 3.8357 | ElmLne
2026 | 2026_DzMD_GzMD_Dp00_Gp00 | Caso Base | All generators | 0.93 | ind | Dorada - Magdalena 115 kV | m:Q:bus1 in Mvar | 3.8357 | ElmLne
2026 | 2026_DzMD_GzMD_Dp00_Gp00 | Caso Base | All generators | 0.94 | ind | Dorada - Magdalena 115 kV | m:Q:bus1 in Mvar | 3.8357 | ElmLne
2026 | 2026_DzMD_GzMD_Dp00_Gp00 | Caso Base | All generators | 0.95 | ind | Dorada - Magdalena 115 kV | m:Q:bus1 in Mvar | 3.8357 | ElmLne
2026 | 2026_DzMD_GzMD_Dp00_Gp00 | Caso Base | All generators | 0.96 | ind | Dorada - Magdalena 115 kV | m:Q:bus1 in Mvar | 3.8357 | ElmLne
2026 | 2026_DzMD_GzMD_Dp00_Gp00 | Caso Base | All generators | 0.97 | ind | Dorada - Magdalena 115 kV | m:Q:bus1 in Mvar | 3.8357 | ElmLne
2026 | 2026_DzMD_GzMD_Dp00_Gp00 | Caso Base | All generators | 0.98 | ind | Dorada - Magdalena 115 kV | m:Q:bus1 in Mvar | 3.8357 | ElmLne
2026 | 2026_DzMD_GzMD_Dp00_Gp00 | Caso Base | All generators | 0.99 | ind | Dorada - Magdalena 115 kV | m:Q:bus1 in Mvar | 3.8357 | ElmLne
2026 | 2026_DzMD_GzMD_Dp00_Gp00 | Caso Base | All generators | 1 | ind | Dorada - Magdalena 115 kV | m:Q:bus1 in Mvar | 3.8357 | ElmLne
2026 | 2026_DzMD_GzMD_Dp00_Gp00 | Caso Base | All generators | 0.9 | ind | Dorada - Magdalena 115 kV | m:Q:bus2 in Mvar | -3.264 | ElmLne
2026 | 2026_DzMD_GzMD_Dp00_Gp00 | Caso Base | All generators | 0.91 | ind | Dorada - Magdalena 115 kV | m:Q:bus2 in Mvar | -3.264 | ElmLne
2026 | 2026_DzMD_GzMD_Dp00_Gp00 | Caso Base | All generators | 0.92 | ind | Dorada - Magdalena 115 kV | m:Q:bus2 in Mvar | -3.264 | ElmLne
2026 | 2026_DzMD_GzMD_Dp00_Gp00 | Caso Base | All generators | 0.93 | ind | Dorada - Magdalena 115 kV | m:Q:bus2 in Mvar | -3.264 | ElmLne
2026 | 2026_DzMD_GzMD_Dp00_Gp00 | Caso Base | All generators | 0.94 | ind | Dorada - Magdalena 115 kV | m:Q:bus2 in Mvar | -3.264 | ElmLne
2026 | 2026_DzMD_GzMD_Dp00_Gp00 | Caso Base | All generators | 0.95 | ind | Dorada - Magdalena 115 kV | m:Q:bus2 in Mvar | -3.264 | ElmLne
2026 | 2026_DzMD_GzMD_Dp00_Gp00 | Caso Base | All generators | 0.96 | ind | Dorada - Magdalena 115 kV | m:Q:bus2 in Mvar | -3.264 | ElmLne
2026 | 2026_DzMD_GzMD_Dp00_Gp00 | Caso Base | All generators | 0.97 | ind | Dorada - Magdalena 115 kV | m:Q:bus2 in Mvar | -3.264 | ElmLne
2026 | 2026_DzMD_GzMD_Dp00_Gp00 | Caso Base | All generators | 0.98 | ind | Dorada - Magdalena 115 kV | m:Q:bus2 in Mvar | -3.264 | ElmLne
2026 | 2026_DzMD_GzMD_Dp00_Gp00 | Caso Base | All generators | 0.99 | ind | Dorada - Magdalena 115 kV | m:Q:bus2 in Mvar | -3.264 | ElmLne
2026 | 2026_DzMD_GzMD_Dp00_Gp00 | Caso Base | All generators | 1 | ind | Dorada - Magdalena 115 kV | m:Q:bus2 in Mvar | -3.264 | ElmLne
2026 | 2026_DzMD_GzMD_Dp00_Gp00 | Caso Base | All generators | 0.9 | ind | Dorada - Magdalena 115 kV | m:cosphi:bus1 | 0.99795 | ElmLne
2026 | 2026_DzMD_GzMD_Dp00_Gp00 | Caso Base | All generators | 0.91 | ind | Dorada - Magdalena 115 kV | m:cosphi:bus1 | 0.99795 | ElmLne
2026 | 2026_DzMD_GzMD_Dp00_Gp00 | Caso Base | All generators | 0.92 | ind | Dorada - Magdalena 115 kV | m:cosphi:bus1 | 0.99795 | ElmLne
2026 | 2026_DzMD_GzMD_Dp00_Gp00 | Caso Base | All generators | 0.93 | ind | Dorada - Magdalena 115 kV | m:cosphi:bus1 | 0.99795 | ElmLne
2026 | 2026_DzMD_GzMD_Dp00_Gp00 | Caso Base | All generators | 0.94 | ind | Dorada - Magdalena 115 kV | m:cosphi:bus1 | 0.99795 | ElmLne
2026 | 2026_DzMD_GzMD_Dp00_Gp00 | Caso Base | All generators | 0.95 | ind | Dorada - Magdalena 115 kV | m:cosphi:bus1 | 0.99795 | ElmLne
2026 | 2026_DzMD_GzMD_Dp00_Gp00 | Caso Base | All generators | 0.96 | ind | Dorada - Magdalena 115 kV | m:cosphi:bus1 | 0.99795 | ElmLne
2026 | 2026_DzMD_GzMD_Dp00_Gp00 | Caso Base | All generators | 0.97 | ind | Dorada - Magdalena 115 kV | m:cosphi:bus1 | 0.99795 | ElmLne
2026 | 2026_DzMD_GzMD_Dp00_Gp00 | Caso Base | All generators | 0.98 | ind | Dorada - Magdalena 115 kV | m:cosphi:bus1 | 0.99795 | ElmLne
2026 | 2026_DzMD_GzMD_Dp00_Gp00 | Caso Base | All generators | 0.99 | ind | Dorada - Magdalena 115 kV | m:cosphi:bus1 | 0.99795 | ElmLne
2026 | 2026_DzMD_GzMD_Dp00_Gp00 | Caso Base | All generators | 1 | ind | Dorada - Magdalena 115 kV | m:cosphi:bus1 | 0.99795 | ElmLne
2026 | 2026_DzMD_GzMD_Dp00_Gp00 | Caso Base | All generators | 0.9 | ind | Dorada - Magdalena 115 kV | m:cosphi:bus2 | -0.99851 | ElmLne
2026 | 2026_DzMD_GzMD_Dp00_Gp00 | Caso Base | All generators | 0.91 | ind | Dorada - Magdalena 115 kV | m:cosphi:bus2 | -0.99851 | ElmLne
2026 | 2026_DzMD_GzMD_Dp00_Gp00 | Caso Base | All generators | 0.92 | ind | Dorada - Magdalena 115 kV | m:cosphi:bus2 | -0.99851 | ElmLne
2026 | 2026_DzMD_GzMD_Dp00_Gp00 | Caso Base | All generators | 0.93 | ind | Dorada - Magdalena 115 kV | m:cosphi:bus2 | -0.99851 | ElmLne
2026 | 2026_DzMD_GzMD_Dp00_Gp00 | Caso Base | All generators | 0.94 | ind | Dorada - Magdalena 115 kV | m:cosphi:bus2 | -0.99851 | ElmLne
2026 | 2026_DzMD_GzMD_Dp00_Gp00 | Caso Base | All generators | 0.95 | ind | Dorada - Magdalena 115 kV | m:cosphi:bus2 | -0.99851 | ElmLne
2026 | 2026_DzMD_GzMD_Dp00_Gp00 | Caso Base | All generators | 0.96 | ind | Dorada - Magdalena 115 kV | m:cosphi:bus2 | -0.99851 | ElmLne
2026 | 2026_DzMD_GzMD_Dp00_Gp00 | Caso Base | All generators | 0.97 | ind | Dorada - Magdalena 115 kV | m:cosphi:bus2 | -0.99851 | ElmLne
2026 | 2026_DzMD_GzMD_Dp00_Gp00 | Caso Base | All generators | 0.98 | ind | Dorada - Magdalena 115 kV | m:cosphi:bus2 | -0.99851 | ElmLne
2026 | 2026_DzMD_GzMD_Dp00_Gp00 | Caso Base | All generators | 0.99 | ind | Dorada - Magdalena 115 kV | m:cosphi:bus2 | -0.99851 | ElmLne
2026 | 2026_DzMD_GzMD_Dp00_Gp00 | Caso Base | All generators | 1 | ind | Dorada - Magdalena 115 kV | m:cosphi:bus2 | -0.99851 | ElmLne
2026 | 2026_DzMD_GzMD_Dp00_Gp00 | Caso Base | All generators | 0.9 | ind | Mariquita - Victoria 2 115 | m:P:bus1 in MW | -14.7441 | ElmLne
2026 | 2026_DzMD_GzMD_Dp00_Gp00 | Caso Base | All generators | 0.91 | ind | Mariquita - Victoria 2 115 | m:P:bus1 in MW | -14.7441 | ElmLne
2026 | 2026_DzMD_GzMD_Dp00_Gp00 | Caso Base | All generators | 0.92 | ind | Mariquita - Victoria 2 115 | m:P:bus1 in MW | -14.7441 | ElmLne
2026 | 2026_DzMD_GzMD_Dp00_Gp00 | Caso Base | All generators | 0.93 | ind | Mariquita - Victoria 2 115 | m:P:bus1 in MW | -14.7441 | ElmLne
2026 | 2026_DzMD_GzMD_Dp00_Gp00 | Caso Base | All generators | 0.94 | ind | Mariquita - Victoria 2 115 | m:P:bus1 in MW | -14.7441 | ElmLne
2026 | 2026_DzMD_GzMD_Dp00_Gp00 | Caso Base | All generators | 0.95 | ind | Mariquita - Victoria 2 115 | m:P:bus1 in MW | -14.7441 | ElmLne
2026 | 2026_DzMD_GzMD_Dp00_Gp00 | Caso Base | All generators | 0.96 | ind | Mariquita - Victoria 2 115 | m:P:bus1 in MW | -14.7441 | ElmLne
2026 | 2026_DzMD_GzMD_Dp00_Gp00 | Caso Base | All generators | 0.97 | ind | Mariquita - Victoria 2 115 | m:P:bus1 in MW | -14.7441 | ElmLne
2026 | 2026_DzMD_GzMD_Dp00_Gp00 | Caso Base | All generators | 0.98 | ind | Mariquita - Victoria 2 115 | m:P:bus1 in MW | -14.7441 | ElmLne
2026 | 2026_DzMD_GzMD_Dp00_Gp00 | Caso Base | All generators | 0.99 | ind | Mariquita - Victoria 2 115 | m:P:bus1 in MW | -14.7441 | ElmLne
2026 | 2026_DzMD_GzMD_Dp00_Gp00 | Caso Base | All generators | 1 | ind | Mariquita - Victoria 2 115 | m:P:bus1 in MW | -14.7441 | ElmLne
2026 | 2026_DzMD_GzMD_Dp00_Gp00 | Caso Base | All generators | 0.9 | ind | Mariquita - Victoria 2 115 | m:P:bus2 in MW | 14.7922 | ElmLne
2026 | 2026_DzMD_GzMD_Dp00_Gp00 | Caso Base | All generators | 0.91 | ind | Mariquita - Victoria 2 115 | m:P:bus2 in MW | 14.7922 | ElmLne
2026 | 2026_DzMD_GzMD_Dp00_Gp00 | Caso Base | All generators | 0.92 | ind | Mariquita - Victoria 2 115 | m:P:bus2 in MW | 14.7922 | ElmLne
2026 | 2026_DzMD_GzMD_Dp00_Gp00 | Caso Base | All generators | 0.93 | ind | Mariquita - Victoria 2 115 | m:P:bus2 in MW | 14.7922 | ElmLne
2026 | 2026_DzMD_GzMD_Dp00_Gp00 | Caso Base | All generators | 0.94 | ind | Mariquita - Victoria 2 115 | m:P:bus2 in MW | 14.7922 | ElmLne
2026 | 2026_DzMD_GzMD_Dp00_Gp00 | Caso Base | All generators | 0.95 | ind | Mariquita - Victoria 2 115 | m:P:bus2 in MW | 14.7922 | ElmLne
2026 | 2026_DzMD_GzMD_Dp00_Gp00 | Caso Base | All generators | 0.96 | ind | Mariquita - Victoria 2 115 | m:P:bus2 in MW | 14.7922 | ElmLne
2026 | 2026_DzMD_GzMD_Dp00_Gp00 | Caso Base | All generators | 0.97 | ind | Mariquita - Victoria 2 115 | m:P:bus2 in MW | 14.7922 | ElmLne
2026 | 2026_DzMD_GzMD_Dp00_Gp00 | Caso Base | All generators | 0.98 | ind | Mariquita - Victoria 2 115 | m:P:bus2 in MW | 14.7922 | ElmLne
2026 | 2026_DzMD_GzMD_Dp00_Gp00 | Caso Base | All generators | 0.99 | ind | Mariquita - Victoria 2 115 | m:P:bus2 in MW | 14.7922 | ElmLne
2026 | 2026_DzMD_GzMD_Dp00_Gp00 | Caso Base | All generators | 1 | ind | Mariquita - Victoria 2 115 | m:P:bus2 in MW | 14.7922 | ElmLne
2026 | 2026_DzMD_GzMD_Dp00_Gp00 | Caso Base | All generators | 0.9 | ind | Mariquita - Victoria 2 115 | m:Q:bus1 in Mvar | -3.5422 | ElmLne
2026 | 2026_DzMD_GzMD_Dp00_Gp00 | Caso Base | All generators | 0.91 | ind | Mariquita - Victoria 2 115 | m:Q:bus1 in Mvar | -3.5422 | ElmLne
2026 | 2026_DzMD_GzMD_Dp00_Gp00 | Caso Base | All generators | 0.92 | ind | Mariquita - Victoria 2 115 | m:Q:bus1 in Mvar | -3.5422 | ElmLne
2026 | 2026_DzMD_GzMD_Dp00_Gp00 | Caso Base | All generators | 0.93 | ind | Mariquita - Victoria 2 115 | m:Q:bus1 in Mvar | -3.5422 | ElmLne
2026 | 2026_DzMD_GzMD_Dp00_Gp00 | Caso Base | All generators | 0.94 | ind | Mariquita - Victoria 2 115 | m:Q:bus1 in Mvar | -3.5422 | ElmLne
2026 | 2026_DzMD_GzMD_Dp00_Gp00 | Caso Base | All generators | 0.95 | ind | Mariquita - Victoria 2 115 | m:Q:bus1 in Mvar | -3.5422 | ElmLne
2026 | 2026_DzMD_GzMD_Dp00_Gp00 | Caso Base | All generators | 0.96 | ind | Mariquita - Victoria 2 115 | m:Q:bus1 in Mvar | -3.5422 | ElmLne
2026 | 2026_DzMD_GzMD_Dp00_Gp00 | Caso Base | All generators | 0.97 | ind | Mariquita - Victoria 2 115 | m:Q:bus1 in Mvar | -3.5422 | ElmLne
2026 | 2026_DzMD_GzMD_Dp00_Gp00 | Caso Base | All generators | 0.98 | ind | Mariquita - Victoria 2 115 | m:Q:bus1 in Mvar | -3.5422 | ElmLne
2026 | 2026_DzMD_GzMD_Dp00_Gp00 | Caso Base | All generators | 0.99 | ind | Mariquita - Victoria 2 115 | m:Q:bus1 in Mvar | -3.5422 | ElmLne
2026 | 2026_DzMD_GzMD_Dp00_Gp00 | Caso Base | All generators | 1 | ind | Mariquita - Victoria 2 115 | m:Q:bus1 in Mvar | -3.5422 | ElmLne
2026 | 2026_DzMD_GzMD_Dp00_Gp00 | Caso Base | All generators | 0.9 | ind | Mariquita - Victoria 2 115 | m:Q:bus2 in Mvar | 3.0012 | ElmLne
2026 | 2026_DzMD_GzMD_Dp00_Gp00 | Caso Base | All generators | 0.91 | ind | Mariquita - Victoria 2 115 | m:Q:bus2 in Mvar | 3.0012 | ElmLne
2026 | 2026_DzMD_GzMD_Dp00_Gp00 | Caso Base | All generators | 0.92 | ind | Mariquita - Victoria 2 115 | m:Q:bus2 in Mvar | 3.0012 | ElmLne
2026 | 2026_DzMD_GzMD_Dp00_Gp00 | Caso Base | All generators | 0.93 | ind | Mariquita - Victoria 2 115 | m:Q:bus2 in Mvar | 3.0012 | ElmLne
2026 | 2026_DzMD_GzMD_Dp00_Gp00 | Caso Base | All generators | 0.94 | ind | Mariquita - Victoria 2 115 | m:Q:bus2 in Mvar | 3.0012 | ElmLne
2026 | 2026_DzMD_GzMD_Dp00_Gp00 | Caso Base | All generators | 0.95 | ind | Mariquita - Victoria 2 115 | m:Q:bus2 in Mvar | 3.0012 | ElmLne
2026 | 2026_DzMD_GzMD_Dp00_Gp00 | Caso Base | All generators | 0.96 | ind | Mariquita - Victoria 2 115 | m:Q:bus2 in Mvar | 3.0012 | ElmLne
2026 | 2026_DzMD_GzMD_Dp00_Gp00 | Caso Base | All generators | 0.97 | ind | Mariquita - Victoria 2 115 | m:Q:bus2 in Mvar | 3.0012 | ElmLne
2026 | 2026_DzMD_GzMD_Dp00_Gp00 | Caso Base | All generators | 0.98 | ind | Mariquita - Victoria 2 115 | m:Q:bus2 in Mvar | 3.0012 | ElmLne
2026 | 2026_DzMD_GzMD_Dp00_Gp00 | Caso Base | All generators | 0.99 | ind | Mariquita - Victoria 2 115 | m:Q:bus2 in Mvar | 3.0012 | ElmLne
2026 | 2026_DzMD_GzMD_Dp00_Gp00 | Caso Base | All generators | 1 | ind | Mariquita - Victoria 2 115 | m:Q:bus2 in Mvar | 3.0012 | ElmLne
2026 | 2026_DzMD_GzMD_Dp00_Gp00 | Caso Base | All generators | 0.9 | ind | Mariquita - Victoria 2 115 | m:cosphi:bus1 | -0.97233 | ElmLne
2026 | 2026_DzMD_GzMD_Dp00_Gp00 | Caso Base | All generators | 0.91 | ind | Mariquita - Victoria 2 115 | m:cosphi:bus1 | -0.97233 | ElmLne
2026 | 2026_DzMD_GzMD_Dp00_Gp00 | Caso Base | All generators | 0.92 | ind | Mariquita - Victoria 2 115 | m:cosphi:bus1 | -0.97233 | ElmLne
2026 | 2026_DzMD_GzMD_Dp00_Gp00 | Caso Base | All generators | 0.93 | ind | Mariquita - Victoria 2 115 | m:cosphi:bus1 | -0.97233 | ElmLne
2026 | 2026_DzMD_GzMD_Dp00_Gp00 | Caso Base | All generators | 0.94 | ind | Mariquita - Victoria 2 115 | m:cosphi:bus1 | -0.97233 | ElmLne
2026 | 2026_DzMD_GzMD_Dp00_Gp00 | Caso Base | All generators | 0.95 | ind | Mariquita - Victoria 2 115 | m:cosphi:bus1 | -0.97233 | ElmLne
2026 | 2026_DzMD_GzMD_Dp00_Gp00 | Caso Base | All generators | 0.96 | ind | Mariquita - Victoria 2 115 | m:cosphi:bus1 | -0.97233 | ElmLne
2026 | 2026_DzMD_GzMD_Dp00_Gp00 | Caso Base | All generators | 0.97 | ind | Mariquita - Victoria 2 115 | m:cosphi:bus1 | -0.97233 | ElmLne
2026 | 2026_DzMD_GzMD_Dp00_Gp00 | Caso Base | All generators | 0.98 | ind | Mariquita - Victoria 2 115 | m:cosphi:bus1 | -0.97233 | ElmLne
2026 | 2026_DzMD_GzMD_Dp00_Gp00 | Caso Base | All generators | 0.99 | ind | Mariquita - Victoria 2 115 | m:cosphi:bus1 | -0.97233 | ElmLne
2026 | 2026_DzMD_GzMD_Dp00_Gp00 | Caso Base | All generators | 1 | ind | Mariquita - Victoria 2 115 | m:cosphi:bus1 | -0.97233 | ElmLne
2026 | 2026_DzMD_GzMD_Dp00_Gp00 | Caso Base | All generators | 0.9 | ind | Mariquita - Victoria 2 115 | m:cosphi:bus2 | 0.98003 | ElmLne
2026 | 2026_DzMD_GzMD_Dp00_Gp00 | Caso Base | All generators | 0.91 | ind | Mariquita - Victoria 2 115 | m:cosphi:bus2 | 0.98003 | ElmLne
2026 | 2026_DzMD_GzMD_Dp00_Gp00 | Caso Base | All generators | 0.92 | ind | Mariquita - Victoria 2 115 | m:cosphi:bus2 | 0.98003 | ElmLne
2026 | 2026_DzMD_GzMD_Dp00_Gp00 | Caso Base | All generators | 0.93 | ind | Mariquita - Victoria 2 115 | m:cosphi:bus2 | 0.98003 | ElmLne
2026 | 2026_DzMD_GzMD_Dp00_Gp00 | Caso Base | All generators | 0.94 | ind | Mariquita - Victoria 2 115 | m:cosphi:bus2 | 0.98003 | ElmLne
2026 | 2026_DzMD_GzMD_Dp00_Gp00 | Caso Base | All generators | 0.95 | ind | Mariquita - Victoria 2 115 | m:cosphi:bus2 | 0.98003 | ElmLne
2026 | 2026_DzMD_GzMD_Dp00_Gp00 | Caso Base | All generators | 0.96 | ind | Mariquita - Victoria 2 115 | m:cosphi:bus2 | 0.98003 | ElmLne
2026 | 2026_DzMD_GzMD_Dp00_Gp00 | Caso Base | All generators | 0.97 | ind | Mariquita - Victoria 2 115 | m:cosphi:bus2 | 0.98003 | ElmLne
2026 | 2026_DzMD_GzMD_Dp00_Gp00 | Caso Base | All generators | 0.98 | ind | Mariquita - Victoria 2 115 | m:cosphi:bus2 | 0.98003 | ElmLne
2026 | 2026_DzMD_GzMD_Dp00_Gp00 | Caso Base | All generators | 0.99 | ind | Mariquita - Victoria 2 115 | m:cosphi:bus2 | 0.98003 | ElmLne
2026 | 2026_DzMD_GzMD_Dp00_Gp00 | Caso Base | All generators | 1 | ind | Mariquita - Victoria 2 115 | m:cosphi:bus2 | 0.98003 | ElmLne
2026 | 2026_DzMD_GzMD_Dp00_Gp00 | Caso Base | All generators | 0.9 | ind | Dorada 115/33/13.8 kV | m:P:bushv in MW | -1.4051 | ElmTr3
2026 | 2026_DzMD_GzMD_Dp00_Gp00 | Caso Base | All generators | 0.91 | ind | Dorada 115/33/13.8 kV | m:P:bushv in MW | -1.4051 | ElmTr3
2026 | 2026_DzMD_GzMD_Dp00_Gp00 | Caso Base | All generators | 0.92 | ind | Dorada 115/33/13.8 kV | m:P:bushv in MW | -1.4051 | ElmTr3
2026 | 2026_DzMD_GzMD_Dp00_Gp00 | Caso Base | All generators | 0.93 | ind | Dorada 115/33/13.8 kV | m:P:bushv in MW | -1.4051 | ElmTr3
2026 | 2026_DzMD_GzMD_Dp00_Gp00 | Caso Base | All generators | 0.94 | ind | Dorada 115/33/13.8 kV | m:P:bushv in MW | -1.4051 | ElmTr3
2026 | 2026_DzMD_GzMD_Dp00_Gp00 | Caso Base | All generators | 0.95 | ind | Dorada 115/33/13.8 kV | m:P:bushv in MW | -1.4051 | ElmTr3
2026 | 2026_DzMD_GzMD_Dp00_Gp00 | Caso Base | All generators | 0.96 | ind | Dorada 115/33/13.8 kV | m:P:bushv in MW | -1.4051 | ElmTr3
2026 | 2026_DzMD_GzMD_Dp00_Gp00 | Caso Base | All generators | 0.97 | ind | Dorada 115/33/13.8 kV | m:P:bushv in MW | -1.4051 | ElmTr3
2026 | 2026_DzMD_GzMD_Dp00_Gp00 | Caso Base | All generators | 0.98 | ind | Dorada 115/33/13.8 kV | m:P:bushv in MW | -1.4051 | ElmTr3
2026 | 2026_DzMD_GzMD_Dp00_Gp00 | Caso Base | All generators | 0.99 | ind | Dorada 115/33/13.8 kV | m:P:bushv in MW | -1.4051 | ElmTr3
2026 | 2026_DzMD_GzMD_Dp00_Gp00 | Caso Base | All generators | 1 | ind | Dorada 115/33/13.8 kV | m:P:bushv in MW | -1.4051 | ElmTr3
2026 | 2026_DzMD_GzMD_Dp00_Gp00 | Caso Base | All generators | 0.9 | ind | Dorada 115/33/13.8 kV | m:Q:bushv in Mvar | 4.7424 | ElmTr3
2026 | 2026_DzMD_GzMD_Dp00_Gp00 | Caso Base | All generators | 0.91 | ind | Dorada 115/33/13.8 kV | m:Q:bushv in Mvar | 4.7424 | ElmTr3
2026 | 2026_DzMD_GzMD_Dp00_Gp00 | Caso Base | All generators | 0.92 | ind | Dorada 115/33/13.8 kV | m:Q:bushv in Mvar | 4.7424 | ElmTr3
2026 | 2026_DzMD_GzMD_Dp00_Gp00 | Caso Base | All generators | 0.93 | ind | Dorada 115/33/13.8 kV | m:Q:bushv in Mvar | 4.7424 | ElmTr3
2026 | 2026_DzMD_GzMD_Dp00_Gp00 | Caso Base | All generators | 0.94 | ind | Dorada 115/33/13.8 kV | m:Q:bushv in Mvar | 4.7424 | ElmTr3
2026 | 2026_DzMD_GzMD_Dp00_Gp00 | Caso Base | All generators | 0.95 | ind | Dorada 115/33/13.8 kV | m:Q:bushv in Mvar | 4.7424 | ElmTr3
2026 | 2026_DzMD_GzMD_Dp00_Gp00 | Caso Base | All generators | 0.96 | ind | Dorada 115/33/13.8 kV | m:Q:bushv in Mvar | 4.7424 | ElmTr3
2026 | 2026_DzMD_GzMD_Dp00_Gp00 | Caso Base | All generators | 0.97 | ind | Dorada 115/33/13.8 kV | m:Q:bushv in Mvar | 4.7424 | ElmTr3
2026 | 2026_DzMD_GzMD_Dp00_Gp00 | Caso Base | All generators | 0.98 | ind | Dorada 115/33/13.8 kV | m:Q:bushv in Mvar | 4.7424 | ElmTr3
2026 | 2026_DzMD_GzMD_Dp00_Gp00 | Caso Base | All generators | 0.99 | ind | Dorada 115/33/13.8 kV | m:Q:bushv in Mvar | 4.7424 | ElmTr3
2026 | 2026_DzMD_GzMD_Dp00_Gp00 | Caso Base | All generators | 1 | ind | Dorada 115/33/13.8 kV | m:Q:bushv in Mvar | 4.7424 | ElmTr3
2026 | 2026_DzMD_GzMD_Dp00_Gp00 | Caso Base | All generators | 0.9 | ind | Dorada 115/33/13.8 kV | m:cosphi:bushv | -0.28408 | ElmTr3
2026 | 2026_DzMD_GzMD_Dp00_Gp00 | Caso Base | All generators | 0.91 | ind | Dorada 115/33/13.8 kV | m:cosphi:bushv | -0.28408 | ElmTr3
2026 | 2026_DzMD_GzMD_Dp00_Gp00 | Caso Base | All generators | 0.92 | ind | Dorada 115/33/13.8 kV | m:cosphi:bushv | -0.28408 | ElmTr3
2026 | 2026_DzMD_GzMD_Dp00_Gp00 | Caso Base | All generators | 0.93 | ind | Dorada 115/33/13.8 kV | m:cosphi:bushv | -0.28408 | ElmTr3
2026 | 2026_DzMD_GzMD_Dp00_Gp00 | Caso Base | All generators | 0.94 | ind | Dorada 115/33/13.8 kV | m:cosphi:bushv | -0.28408 | ElmTr3
2026 | 2026_DzMD_GzMD_Dp00_Gp00 | Caso Base | All generators | 0.95 | ind | Dorada 115/33/13.8 kV | m:cosphi:bushv | -0.28408 | ElmTr3
2026 | 2026_DzMD_GzMD_Dp00_Gp00 | Caso Base | All generators | 0.96 | ind | Dorada 115/33/13.8 kV | m:cosphi:bushv | -0.28408 | ElmTr3
2026 | 2026_DzMD_GzMD_Dp00_Gp00 | Caso Base | All generators | 0.97 | ind | Dorada 115/33/13.8 kV | m:cosphi:bushv | -0.28408 | ElmTr3
2026 | 2026_DzMD_GzMD_Dp00_Gp00 | Caso Base | All generators | 0.98 | ind | Dorada 115/33/13.8 kV | m:cosphi:bushv | -0.28408 | ElmTr3
2026 | 2026_DzMD_GzMD_Dp00_Gp00 | Caso Base | All generators | 0.99 | ind | Dorada 115/33/13.8 kV | m:cosphi:bushv | -0.28408 | ElmTr3
2026 | 2026_DzMD_GzMD_Dp00_Gp00 | Caso Base | All generators | 1 | ind | Dorada 115/33/13.8 kV | m:cosphi:bushv | -0.28408 | ElmTr3
2026 | 2026_DzMD_GzMD_Dp00_Gp00 | Caso Base | All generators | 0.9 | ind | Manzanares 115/33/13.8 kV | m:P:bushv in MW | -1.5796 | ElmTr3
2026 | 2026_DzMD_GzMD_Dp00_Gp00 | Caso Base | All generators | 0.91 | ind | Manzanares 115/33/13.8 kV | m:P:bushv in MW | -1.5796 | ElmTr3
2026 | 2026_DzMD_GzMD_Dp00_Gp00 | Caso Base | All generators | 0.92 | ind | Manzanares 115/33/13.8 kV | m:P:bushv in MW | -1.5796 | ElmTr3
2026 | 2026_DzMD_GzMD_Dp00_Gp00 | Caso Base | All generators | 0.93 | ind | Manzanares 115/33/13.8 kV | m:P:bushv in MW | -1.5796 | ElmTr3
2026 | 2026_DzMD_GzMD_Dp00_Gp00 | Caso Base | All generators | 0.94 | ind | Manzanares 115/33/13.8 kV | m:P:bushv in MW | -1.5796 | ElmTr3
2026 | 2026_DzMD_GzMD_Dp00_Gp00 | Caso Base | All generators | 0.95 | ind | Manzanares 115/33/13.8 kV | m:P:bushv in MW | -1.5796 | ElmTr3
2026 | 2026_DzMD_GzMD_Dp00_Gp00 | Caso Base | All generators | 0.96 | ind | Manzanares 115/33/13.8 kV | m:P:bushv in MW | -1.5796 | ElmTr3
2026 | 2026_DzMD_GzMD_Dp00_Gp00 | Caso Base | All generators | 0.97 | ind | Manzanares 115/33/13.8 kV | m:P:bushv in MW | -1.5796 | ElmTr3
2026 | 2026_DzMD_GzMD_Dp00_Gp00 | Caso Base | All generators | 0.98 | ind | Manzanares 115/33/13.8 kV | m:P:bushv in MW | -1.5796 | ElmTr3
2026 | 2026_DzMD_GzMD_Dp00_Gp00 | Caso Base | All generators | 0.99 | ind | Manzanares 115/33/13.8 kV | m:P:bushv in MW | -1.5796 | ElmTr3
2026 | 2026_DzMD_GzMD_Dp00_Gp00 | Caso Base | All generators | 1 | ind | Manzanares 115/33/13.8 kV | m:P:bushv in MW | -1.5796 | ElmTr3
2026 | 2026_DzMD_GzMD_Dp00_Gp00 | Caso Base | All generators | 0.9 | ind | Manzanares 115/33/13.8 kV | m:Q:bushv in Mvar | 2.2985 | ElmTr3
2026 | 2026_DzMD_GzMD_Dp00_Gp00 | Caso Base | All generators | 0.91 | ind | Manzanares 115/33/13.8 kV | m:Q:bushv in Mvar | 2.2985 | ElmTr3
2026 | 2026_DzMD_GzMD_Dp00_Gp00 | Caso Base | All generators | 0.92 | ind | Manzanares 115/33/13.8 kV | m:Q:bushv in Mvar | 2.2985 | ElmTr3
2026 | 2026_DzMD_GzMD_Dp00_Gp00 | Caso Base | All generators | 0.93 | ind | Manzanares 115/33/13.8 kV | m:Q:bushv in Mvar | 2.2985 | ElmTr3
2026 | 2026_DzMD_GzMD_Dp00_Gp00 | Caso Base | All generators | 0.94 | ind | Manzanares 115/33/13.8 kV | m:Q:bushv in Mvar | 2.2985 | ElmTr3
2026 | 2026_DzMD_GzMD_Dp00_Gp00 | Caso Base | All generators | 0.95 | ind | Manzanares 115/33/13.8 kV | m:Q:bushv in Mvar | 2.2985 | ElmTr3
2026 | 2026_DzMD_GzMD_Dp00_Gp00 | Caso Base | All generators | 0.96 | ind | Manzanares 115/33/13.8 kV | m:Q:bushv in Mvar | 2.2985 | ElmTr3
2026 | 2026_DzMD_GzMD_Dp00_Gp00 | Caso Base | All generators | 0.97 | ind | Manzanares 115/33/13.8 kV | m:Q:bushv in Mvar | 2.2985 | ElmTr3
2026 | 2026_DzMD_GzMD_Dp00_Gp00 | Caso Base | All generators | 0.98 | ind | Manzanares 115/33/13.8 kV | m:Q:bushv in Mvar | 2.2985 | ElmTr3
2026 | 2026_DzMD_GzMD_Dp00_Gp00 | Caso Base | All generators | 0.99 | ind | Manzanares 115/33/13.8 kV | m:Q:bushv in Mvar | 2.2985 | ElmTr3
2026 | 2026_DzMD_GzMD_Dp00_Gp00 | Caso Base | All generators | 1 | ind | Manzanares 115/33/13.8 kV | m:Q:bushv in Mvar | 2.2985 | ElmTr3
2026 | 2026_DzMD_GzMD_Dp00_Gp00 | Caso Base | All generators | 0.9 | ind | Manzanares 115/33/13.8 kV | m:cosphi:bushv | -0.56637 | ElmTr3
2026 | 2026_DzMD_GzMD_Dp00_Gp00 | Caso Base | All generators | 0.91 | ind | Manzanares 115/33/13.8 kV | m:cosphi:bushv | -0.56637 | ElmTr3
2026 | 2026_DzMD_GzMD_Dp00_Gp00 | Caso Base | All generators | 0.92 | ind | Manzanares 115/33/13.8 kV | m:cosphi:bushv | -0.56637 | ElmTr3
2026 | 2026_DzMD_GzMD_Dp00_Gp00 | Caso Base | All generators | 0.93 | ind | Manzanares 115/33/13.8 kV | m:cosphi:bushv | -0.56637 | ElmTr3
2026 | 2026_DzMD_GzMD_Dp00_Gp00 | Caso Base | All generators | 0.94 | ind | Manzanares 115/33/13.8 kV | m:cosphi:bushv | -0.56637 | ElmTr3
2026 | 2026_DzMD_GzMD_Dp00_Gp00 | Caso Base | All generators | 0.95 | ind | Manzanares 115/33/13.8 kV | m:cosphi:bushv | -0.56637 | ElmTr3
2026 | 2026_DzMD_GzMD_Dp00_Gp00 | Caso Base | All generators | 0.96 | ind | Manzanares 115/33/13.8 kV | m:cosphi:bushv | -0.56637 | ElmTr3
2026 | 2026_DzMD_GzMD_Dp00_Gp00 | Caso Base | All generators | 0.97 | ind | Manzanares 115/33/13.8 kV | m:cosphi:bushv | -0.56637 | ElmTr3
2026 | 2026_DzMD_GzMD_Dp00_Gp00 | Caso Base | All generators | 0.98 | ind | Manzanares 115/33/13.8 kV | m:cosphi:bushv | -0.56637 | ElmTr3
2026 | 2026_DzMD_GzMD_Dp00_Gp00 | Caso Base | All generators | 0.99 | ind | Manzanares 115/33/13.8 kV | m:cosphi:bushv | -0.56637 | ElmTr3
2026 | 2026_DzMD_GzMD_Dp00_Gp00 | Caso Base | All generators | 1 | ind | Manzanares 115/33/13.8 kV | m:cosphi:bushv | -0.56637 | ElmTr3
2026 | 2026_DzMD_GzMD_Dp00_Gp00 | Caso Base | All generators | 0.9 | ind | Purnio 230/115 | m:P:bushv in MW | -44.839 | ElmTr3
2026 | 2026_DzMD_GzMD_Dp00_Gp00 | Caso Base | All generators | 0.91 | ind | Purnio 230/115 | m:P:bushv in MW | -44.839 | ElmTr3
2026 | 2026_DzMD_GzMD_Dp00_Gp00 | Caso Base | All generators | 0.92 | ind | Purnio 230/115 | m:P:bushv in MW | -44.839 | ElmTr3
2026 | 2026_DzMD_GzMD_Dp00_Gp00 | Caso Base | All generators | 0.93 | ind | Purnio 230/115 | m:P:bushv in MW | -44.839 | ElmTr3
2026 | 2026_DzMD_GzMD_Dp00_Gp00 | Caso Base | All generators | 0.94 | ind | Purnio 230/115 | m:P:bushv in MW | -44.839 | ElmTr3
2026 | 2026_DzMD_GzMD_Dp00_Gp00 | Caso Base | All generators | 0.95 | ind | Purnio 230/115 | m:P:bushv in MW | -44.839 | ElmTr3
2026 | 2026_DzMD_GzMD_Dp00_Gp00 | Caso Base | All generators | 0.96 | ind | Purnio 230/115 | m:P:bushv in MW | -44.839 | ElmTr3
2026 | 2026_DzMD_GzMD_Dp00_Gp00 | Caso Base | All generators | 0.97 | ind | Purnio 230/115 | m:P:bushv in MW | -44.839 | ElmTr3
2026 | 2026_DzMD_GzMD_Dp00_Gp00 | Caso Base | All generators | 0.98 | ind | Purnio 230/115 | m:P:bushv in MW | -44.839 | ElmTr3
2026 | 2026_DzMD_GzMD_Dp00_Gp00 | Caso Base | All generators | 0.99 | ind | Purnio 230/115 | m:P:bushv in MW | -44.839 | ElmTr3
2026 | 2026_DzMD_GzMD_Dp00_Gp00 | Caso Base | All generators | 1 | ind | Purnio 230/115 | m:P:bushv in MW | -44.839 | ElmTr3
2026 | 2026_DzMD_GzMD_Dp00_Gp00 | Caso Base | All generators | 0.9 | ind | Purnio 230/115 | m:Q:bushv in Mvar | 4.6243 | ElmTr3
2026 | 2026_DzMD_GzMD_Dp00_Gp00 | Caso Base | All generators | 0.91 | ind | Purnio 230/115 | m:Q:bushv in Mvar | 4.6243 | ElmTr3
2026 | 2026_DzMD_GzMD_Dp00_Gp00 | Caso Base | All generators | 0.92 | ind | Purnio 230/115 | m:Q:bushv in Mvar | 4.6243 | ElmTr3
2026 | 2026_DzMD_GzMD_Dp00_Gp00 | Caso Base | All generators | 0.93 | ind | Purnio 230/115 | m:Q:bushv in Mvar | 4.6243 | ElmTr3
2026 | 2026_DzMD_GzMD_Dp00_Gp00 | Caso Base | All generators | 0.94 | ind | Purnio 230/115 | m:Q:bushv in Mvar | 4.6243 | ElmTr3
2026 | 2026_DzMD_GzMD_Dp00_Gp00 | Caso Base | All generators | 0.95 | ind | Purnio 230/115 | m:Q:bushv in Mvar | 4.6243 | ElmTr3
2026 | 2026_DzMD_GzMD_Dp00_Gp00 | Caso Base | All generators | 0.96 | ind | Purnio 230/115 | m:Q:bushv in Mvar | 4.6243 | ElmTr3
2026 | 2026_DzMD_GzMD_Dp00_Gp00 | Caso Base | All generators | 0.97 | ind | Purnio 230/115 | m:Q:bushv in Mvar | 4.6243 | ElmTr3
2026 | 2026_DzMD_GzMD_Dp00_Gp00 | Caso Base | All generators | 0.98 | ind | Purnio 230/115 | m:Q:bushv in Mvar | 4.6243 | ElmTr3
2026 | 2026_DzMD_GzMD_Dp00_Gp00 | Caso Base | All generators | 0.99 | ind | Purnio 230/115 | m:Q:bushv in Mvar | 4.6243 | ElmTr3
2026 | 2026_DzMD_GzMD_Dp00_Gp00 | Caso Base | All generators | 1 | ind | Purnio 230/115 | m:Q:bushv in Mvar | 4.6243 | ElmTr3
2026 | 2026_DzMD_GzMD_Dp00_Gp00 | Caso Base | All generators | 0.9 | ind | Purnio 230/115 | m:cosphi:bushv | -0.99472 | ElmTr3
2026 | 2026_DzMD_GzMD_Dp00_Gp00 | Caso Base | All generators | 0.91 | ind | Purnio 230/115 | m:cosphi:bushv | -0.99472 | ElmTr3
2026 | 2026_DzMD_GzMD_Dp00_Gp00 | Caso Base | All generators | 0.92 | ind | Purnio 230/115 | m:cosphi:bushv | -0.99472 | ElmTr3
2026 | 2026_DzMD_GzMD_Dp00_Gp00 | Caso Base | All generators | 0.93 | ind | Purnio 230/115 | m:cosphi:bushv | -0.99472 | ElmTr3
2026 | 2026_DzMD_GzMD_Dp00_Gp00 | Caso Base | All generators | 0.94 | ind | Purnio 230/115 | m:cosphi:bushv | -0.99472 | ElmTr3
2026 | 2026_DzMD_GzMD_Dp00_Gp00 | Caso Base | All generators | 0.95 | ind | Purnio 230/115 | m:cosphi:bushv | -0.99472 | ElmTr3
2026 | 2026_DzMD_GzMD_Dp00_Gp00 | Caso Base | All generators | 0.96 | ind | Purnio 230/115 | m:cosphi:bushv | -0.99472 | ElmTr3
2026 | 2026_DzMD_GzMD_Dp00_Gp00 | Caso Base | All generators | 0.97 | ind | Purnio 230/115 | m:cosphi:bushv | -0.99472 | ElmTr3
2026 | 2026_DzMD_GzMD_Dp00_Gp00 | Caso Base | All generators | 0.98 | ind | Purnio 230/115 | m:cosphi:bushv | -0.99472 | ElmTr3
2026 | 2026_DzMD_GzMD_Dp00_Gp00 | Caso Base | All generators | 0.99 | ind | Purnio 230/115 | m:cosphi:bushv | -0.99472 | ElmTr3
2026 | 2026_DzMD_GzMD_Dp00_Gp00 | Caso Base | All generators | 1 | ind | Purnio 230/115 | m:cosphi:bushv | -0.99472 | ElmTr3
2026 | 2026_DzMD_GzMD_Dp00_Gp00 | Caso Base | All generators | 0.9 | ind | Victoria 115/33/13.8 kV | m:P:bushv in MW | 7.6676 | ElmTr3
2026 | 2026_DzMD_GzMD_Dp00_Gp00 | Caso Base | All generators | 0.91 | ind | Victoria 115/33/13.8 kV | m:P:bushv in MW | 7.6676 | ElmTr3
2026 | 2026_DzMD_GzMD_Dp00_Gp00 | Caso Base | All generators | 0.92 | ind | Victoria 115/33/13.8 kV | m:P:bushv in MW | 7.6676 | ElmTr3
2026 | 2026_DzMD_GzMD_Dp00_Gp00 | Caso Base | All generators | 0.93 | ind | Victoria 115/33/13.8 kV | m:P:bushv in MW | 7.6676 | ElmTr3
2026 | 2026_DzMD_GzMD_Dp00_Gp00 | Caso Base | All generators | 0.94 | ind | Victoria 115/33/13.8 kV | m:P:bushv in MW | 7.6676 | ElmTr3
2026 | 2026_DzMD_GzMD_Dp00_Gp00 | Caso Base | All generators | 0.95 | ind | Victoria 115/33/13.8 kV | m:P:bushv in MW | 7.6676 | ElmTr3
2026 | 2026_DzMD_GzMD_Dp00_Gp00 | Caso Base | All generators | 0.96 | ind | Victoria 115/33/13.8 kV | m:P:bushv in MW | 7.6676 | ElmTr3
2026 | 2026_DzMD_GzMD_Dp00_Gp00 | Caso Base | All generators | 0.97 | ind | Victoria 115/33/13.8 kV | m:P:bushv in MW | 7.6676 | ElmTr3
2026 | 2026_DzMD_GzMD_Dp00_Gp00 | Caso Base | All generators | 0.98 | ind | Victoria 115/33/13.8 kV | m:P:bushv in MW | 7.6676 | ElmTr3
2026 | 2026_DzMD_GzMD_Dp00_Gp00 | Caso Base | All generators | 0.99 | ind | Victoria 115/33/13.8 kV | m:P:bushv in MW | 7.6676 | ElmTr3
2026 | 2026_DzMD_GzMD_Dp00_Gp00 | Caso Base | All generators | 1 | ind | Victoria 115/33/13.8 kV | m:P:bushv in MW | 7.6676 | ElmTr3
2026 | 2026_DzMD_GzMD_Dp00_Gp00 | Caso Base | All generators | 0.9 | ind | Victoria 115/33/13.8 kV | m:Q:bushv in Mvar | 1.8775 | ElmTr3
2026 | 2026_DzMD_GzMD_Dp00_Gp00 | Caso Base | All generators | 0.91 | ind | Victoria 115/33/13.8 kV | m:Q:bushv in Mvar | 1.8775 | ElmTr3
2026 | 2026_DzMD_GzMD_Dp00_Gp00 | Caso Base | All generators | 0.92 | ind | Victoria 115/33/13.8 kV | m:Q:bushv in Mvar | 1.8775 | ElmTr3
2026 | 2026_DzMD_GzMD_Dp00_Gp00 | Caso Base | All generators | 0.93 | ind | Victoria 115/33/13.8 kV | m:Q:bushv in Mvar | 1.8775 | ElmTr3
2026 | 2026_DzMD_GzMD_Dp00_Gp00 | Caso Base | All generators | 0.94 | ind | Victoria 115/33/13.8 kV | m:Q:bushv in Mvar | 1.8775 | ElmTr3
2026 | 2026_DzMD_GzMD_Dp00_Gp00 | Caso Base | All generators | 0.95 | ind | Victoria 115/33/13.8 kV | m:Q:bushv in Mvar | 1.8775 | ElmTr3
2026 | 2026_DzMD_GzMD_Dp00_Gp00 | Caso Base | All generators | 0.96 | ind | Victoria 115/33/13.8 kV | m:Q:bushv in Mvar | 1.8775 | ElmTr3
2026 | 2026_DzMD_GzMD_Dp00_Gp00 | Caso Base | All generators | 0.97 | ind | Victoria 115/33/13.8 kV | m:Q:bushv in Mvar | 1.8775 | ElmTr3
2026 | 2026_DzMD_GzMD_Dp00_Gp00 | Caso Base | All generators | 0.98 | ind | Victoria 115/33/13.8 kV | m:Q:bushv in Mvar | 1.8775 | ElmTr3
2026 | 2026_DzMD_GzMD_Dp00_Gp00 | Caso Base | All generators | 0.99 | ind | Victoria 115/33/13.8 kV | m:Q:bushv in Mvar | 1.8775 | ElmTr3
2026 | 2026_DzMD_GzMD_Dp00_Gp00 | Caso Base | All generators | 1 | ind | Victoria 115/33/13.8 kV | m:Q:bushv in Mvar | 1.8775 | ElmTr3
2026 | 2026_DzMD_GzMD_Dp00_Gp00 | Caso Base | All generators | 0.9 | ind | Victoria 115/33/13.8 kV | m:cosphi:bushv | 0.9713 | ElmTr3
2026 | 2026_DzMD_GzMD_Dp00_Gp00 | Caso Base | All generators | 0.91 | ind | Victoria 115/33/13.8 kV | m:cosphi:bushv | 0.9713 | ElmTr3
2026 | 2026_DzMD_GzMD_Dp00_Gp00 | Caso Base | All generators | 0.92 | ind | Victoria 115/33/13.8 kV | m:cosphi:bushv | 0.9713 | ElmTr3
2026 | 2026_DzMD_GzMD_Dp00_Gp00 | Caso Base | All generators | 0.93 | ind | Victoria 115/33/13.8 kV | m:cosphi:bushv | 0.9713 | ElmTr3
2026 | 2026_DzMD_GzMD_Dp00_Gp00 | Caso Base | All generators | 0.94 | ind | Victoria 115/33/13.8 kV | m:cosphi:bushv | 0.9713 | ElmTr3
2026 | 2026_DzMD_GzMD_Dp00_Gp00 | Caso Base | All generators | 0.95 | ind | Victoria 115/33/13.8 kV | m:cosphi:bushv | 0.9713 | ElmTr3
2026 | 2026_DzMD_GzMD_Dp00_Gp00 | Caso Base | All generators | 0.96 | ind | Victoria 115/33/13.8 kV | m:cosphi:bushv | 0.9713 | ElmTr3
2026 | 2026_DzMD_GzMD_Dp00_Gp00 | Caso Base | All generators | 0.97 | ind | Victoria 115/33/13.8 kV | m:cosphi:bushv | 0.9713 | ElmTr3
2026 | 2026_DzMD_GzMD_Dp00_Gp00 | Caso Base | All generators | 0.98 | ind | Victoria 115/33/13.8 kV | m:cosphi:bushv | 0.9713 | ElmTr3
2026 | 2026_DzMD_GzMD_Dp00_Gp00 | Caso Base | All generators | 0.99 | ind | Victoria 115/33/13.8 kV | m:cosphi:bushv | 0.9713 | ElmTr3
2026 | 2026_DzMD_GzMD_Dp00_Gp00 | Caso Base | All generators | 1 | ind | Victoria 115/33/13.8 kV | m:cosphi:bushv | 0.9713 | ElmTr3
2026 | 2026_DzMD_GzMN_Dp00_Gp00 | A1-Pensilvania 33 kV | All generators | 0.9 | cap | Dorada - Magdalena 115 kV | m:P:bus1 in MW | 40.2592 | ElmLne
2026 | 2026_DzMD_GzMN_Dp00_Gp00 | A1-Pensilvania 33 kV | All generators | 0.91 | cap | Dorada - Magdalena 115 kV | m:P:bus1 in MW | 40.2783 | ElmLne
2026 | 2026_DzMD_GzMN_Dp00_Gp00 | A1-Pensilvania 33 kV | All generators | 0.92 | cap | Dorada - Magdalena 115 kV | m:P:bus1 in MW | 40.2967 | ElmLne
2026 | 2026_DzMD_GzMN_Dp00_Gp00 | A1-Pensilvania 33 kV | All generators | 0.93 | cap | Dorada - Magdalena 115 kV | m:P:bus1 in MW | 40.3147 | ElmLne
2026 | 2026_DzMD_GzMN_Dp00_Gp00 | A1-Pensilvania 33 kV | All generators | 0.94 | cap | Dorada - Magdalena 115 kV | m:P:bus1 in MW | 40.3323 | ElmLne
2026 | 2026_DzMD_GzMN_Dp00_Gp00 | A1-Pensilvania 33 kV | All generators | 0.95 | cap | Dorada - Magdalena 115 kV | m:P:bus1 in MW | 40.35 | ElmLne
2026 | 2026_DzMD_GzMN_Dp00_Gp00 | A1-Pensilvania 33 kV | All generators | 0.96 | cap | Dorada - Magdalena 115 kV | m:P:bus1 in MW | 40.3678 | ElmLne
2026 | 2026_DzMD_GzMN_Dp00_Gp00 | A1-Pensilvania 33 kV | All generators | 0.97 | cap | Dorada - Magdalena 115 kV | m:P:bus1 in MW | 40.3865 | ElmLne
2026 | 2026_DzMD_GzMN_Dp00_Gp00 | A1-Pensilvania 33 kV | All generators | 0.98 | cap | Dorada - Magdalena 115 kV | m:P:bus1 in MW | 40.4066 | ElmLne
2026 | 2026_DzMD_GzMN_Dp00_Gp00 | A1-Pensilvania 33 kV | All generators | 0.99 | cap | Dorada - Magdalena 115 kV | m:P:bus1 in MW | 40.4304 | ElmLne
2026 | 2026_DzMD_GzMN_Dp00_Gp00 | A1-Pensilvania 33 kV | All generators | 1 | cap | Dorada - Magdalena 115 kV | m:P:bus1 in MW | 40.4794 | ElmLne
2026 | 2026_DzMD_GzMN_Dp00_Gp00 | A1-Pensilvania 33 kV | All generators | 0.9 | cap | Dorada - Magdalena 115 kV | m:P:bus2 in MW | -40.1736 | ElmLne
2026 | 2026_DzMD_GzMN_Dp00_Gp00 | A1-Pensilvania 33 kV | All generators | 0.91 | cap | Dorada - Magdalena 115 kV | m:P:bus2 in MW | -40.1927 | ElmLne
2026 | 2026_DzMD_GzMN_Dp00_Gp00 | A1-Pensilvania 33 kV | All generators | 0.92 | cap | Dorada - Magdalena 115 kV | m:P:bus2 in MW | -40.2111 | ElmLne
2026 | 2026_DzMD_GzMN_Dp00_Gp00 | A1-Pensilvania 33 kV | All generators | 0.93 | cap | Dorada - Magdalena 115 kV | m:P:bus2 in MW | -40.229 | ElmLne
2026 | 2026_DzMD_GzMN_Dp00_Gp00 | A1-Pensilvania 33 kV | All generators | 0.94 | cap | Dorada - Magdalena 115 kV | m:P:bus2 in MW | -40.2466 | ElmLne
2026 | 2026_DzMD_GzMN_Dp00_Gp00 | A1-Pensilvania 33 kV | All generators | 0.95 | cap | Dorada - Magdalena 115 kV | m:P:bus2 in MW | -40.2642 | ElmLne
2026 | 2026_DzMD_GzMN_Dp00_Gp00 | A1-Pensilvania 33 kV | All generators | 0.96 | cap | Dorada - Magdalena 115 kV | m:P:bus2 in MW | -40.282 | ElmLne
2026 | 2026_DzMD_GzMN_Dp00_Gp00 | A1-Pensilvania 33 kV | All generators | 0.97 | cap | Dorada - Magdalena 115 kV | m:P:bus2 in MW | -40.3006 | ElmLne
2026 | 2026_DzMD_GzMN_Dp00_Gp00 | A1-Pensilvania 33 kV | All generators | 0.98 | cap | Dorada - Magdalena 115 kV | m:P:bus2 in MW | -40.3207 | ElmLne
2026 | 2026_DzMD_GzMN_Dp00_Gp00 | A1-Pensilvania 33 kV | All generators | 0.99 | cap | Dorada - Magdalena 115 kV | m:P:bus2 in MW | -40.3444 | ElmLne
2026 | 2026_DzMD_GzMN_Dp00_Gp00 | A1-Pensilvania 33 kV | All generators | 1 | cap | Dorada - Magdalena 115 kV | m:P:bus2 in MW | -40.3933 | ElmLne
2026 | 2026_DzMD_GzMN_Dp00_Gp00 | A1-Pensilvania 33 kV | All generators | 0.9 | cap | Dorada - Magdalena 115 kV | m:Q:bus1 in Mvar | 1.8614 | ElmLne
2026 | 2026_DzMD_GzMN_Dp00_Gp00 | A1-Pensilvania 33 kV | All generators | 0.91 | cap | Dorada - Magdalena 115 kV | m:Q:bus1 in Mvar | 1.9065 | ElmLne
2026 | 2026_DzMD_GzMN_Dp00_Gp00 | A1-Pensilvania 33 kV | All generators | 0.92 | cap | Dorada - Magdalena 115 kV | m:Q:bus1 in Mvar | 1.9507 | ElmLne
2026 | 2026_DzMD_GzMN_Dp00_Gp00 | A1-Pensilvania 33 kV | All generators | 0.93 | cap | Dorada - Magdalena 115 kV | m:Q:bus1 in Mvar | 1.9946 | ElmLne
2026 | 2026_DzMD_GzMN_Dp00_Gp00 | A1-Pensilvania 33 kV | All generators | 0.94 | cap | Dorada - Magdalena 115 kV | m:Q:bus1 in Mvar | 2.0386 | ElmLne
2026 | 2026_DzMD_GzMN_Dp00_Gp00 | A1-Pensilvania 33 kV | All generators | 0.95 | cap | Dorada - Magdalena 115 kV | m:Q:bus1 in Mvar | 2.0834 | ElmLne
2026 | 2026_DzMD_GzMN_Dp00_Gp00 | A1-Pensilvania 33 kV | All generators | 0.96 | cap | Dorada - Magdalena 115 kV | m:Q:bus1 in Mvar | 2.1298 | ElmLne
2026 | 2026_DzMD_GzMN_Dp00_Gp00 | A1-Pensilvania 33 kV | All generators | 0.97 | cap | Dorada - Magdalena 115 kV | m:Q:bus1 in Mvar | 2.179 | ElmLne
2026 | 2026_DzMD_GzMN_Dp00_Gp00 | A1-Pensilvania 33 kV | All generators | 0.98 | cap | Dorada - Magdalena 115 kV | m:Q:bus1 in Mvar | 2.2337 | ElmLne
2026 | 2026_DzMD_GzMN_Dp00_Gp00 | A1-Pensilvania 33 kV | All generators | 0.99 | cap | Dorada - Magdalena 115 kV | m:Q:bus1 in Mvar | 2.2999 | ElmLne
2026 | 2026_DzMD_GzMN_Dp00_Gp00 | A1-Pensilvania 33 kV | All generators | 1 | cap | Dorada - Magdalena 115 kV | m:Q:bus1 in Mvar | 2.4438 | ElmLne
2026 | 2026_DzMD_GzMN_Dp00_Gp00 | A1-Pensilvania 33 kV | All generators | 0.9 | cap | Dorada - Magdalena 115 kV | m:Q:bus2 in Mvar | -1.7954 | ElmLne
2026 | 2026_DzMD_GzMN_Dp00_Gp00 | A1-Pensilvania 33 kV | All generators | 0.91 | cap | Dorada - Magdalena 115 kV | m:Q:bus2 in Mvar | -1.8404 | ElmLne
2026 | 2026_DzMD_GzMN_Dp00_Gp00 | A1-Pensilvania 33 kV | All generators | 0.92 | cap | Dorada - Magdalena 115 kV | m:Q:bus2 in Mvar | -1.8846 | ElmLne
2026 | 2026_DzMD_GzMN_Dp00_Gp00 | A1-Pensilvania 33 kV | All generators | 0.93 | cap | Dorada - Magdalena 115 kV | m:Q:bus2 in Mvar | -1.9284 | ElmLne
2026 | 2026_DzMD_GzMN_Dp00_Gp00 | A1-Pensilvania 33 kV | All generators | 0.94 | cap | Dorada - Magdalena 115 kV | m:Q:bus2 in Mvar | -1.9724 | ElmLne
2026 | 2026_DzMD_GzMN_Dp00_Gp00 | A1-Pensilvania 33 kV | All generators | 0.95 | cap | Dorada - Magdalena 115 kV | m:Q:bus2 in Mvar | -2.0171 | ElmLne
2026 | 2026_DzMD_GzMN_Dp00_Gp00 | A1-Pensilvania 33 kV | All generators | 0.96 | cap | Dorada - Magdalena 115 kV | m:Q:bus2 in Mvar | -2.0634 | ElmLne
2026 | 2026_DzMD_GzMN_Dp00_Gp00 | A1-Pensilvania 33 kV | All generators | 0.97 | cap | Dorada - Magdalena 115 kV | m:Q:bus2 in Mvar | -2.1126 | ElmLne
2026 | 2026_DzMD_GzMN_Dp00_Gp00 | A1-Pensilvania 33 kV | All generators | 0.98 | cap | Dorada - Magdalena 115 kV | m:Q:bus2 in Mvar | -2.1672 | ElmLne
2026 | 2026_DzMD_GzMN_Dp00_Gp00 | A1-Pensilvania 33 kV | All generators | 0.99 | cap | Dorada - Magdalena 115 kV | m:Q:bus2 in Mvar | -2.2334 | ElmLne
2026 | 2026_DzMD_GzMN_Dp00_Gp00 | A1-Pensilvania 33 kV | All generators | 1 | cap | Dorada - Magdalena 115 kV | m:Q:bus2 in Mvar | -2.3773 | ElmLne
2026 | 2026_DzMD_GzMN_Dp00_Gp00 | A1-Pensilvania 33 kV | All generators | 0.9 | cap | Dorada - Magdalena 115 kV | m:cosphi:bus1 | 0.99893 | ElmLne
2026 | 2026_DzMD_GzMN_Dp00_Gp00 | A1-Pensilvania 33 kV | All generators | 0.91 | cap | Dorada - Magdalena 115 kV | m:cosphi:bus1 | 0.99888 | ElmLne
2026 | 2026_DzMD_GzMN_Dp00_Gp00 | A1-Pensilvania 33 kV | All generators | 0.92 | cap | Dorada - Magdalena 115 kV | m:cosphi:bus1 | 0.99883 | ElmLne
2026 | 2026_DzMD_GzMN_Dp00_Gp00 | A1-Pensilvania 33 kV | All generators | 0.93 | cap | Dorada - Magdalena 115 kV | m:cosphi:bus1 | 0.99878 | ElmLne
2026 | 2026_DzMD_GzMN_Dp00_Gp00 | A1-Pensilvania 33 kV | All generators | 0.94 | cap | Dorada - Magdalena 115 kV | m:cosphi:bus1 | 0.99872 | ElmLne
2026 | 2026_DzMD_GzMN_Dp00_Gp00 | A1-Pensilvania 33 kV | All generators | 0.95 | cap | Dorada - Magdalena 115 kV | m:cosphi:bus1 | 0.99867 | ElmLne
2026 | 2026_DzMD_GzMN_Dp00_Gp00 | A1-Pensilvania 33 kV | All generators | 0.96 | cap | Dorada - Magdalena 115 kV | m:cosphi:bus1 | 0.99861 | ElmLne
2026 | 2026_DzMD_GzMN_Dp00_Gp00 | A1-Pensilvania 33 kV | All generators | 0.97 | cap | Dorada - Magdalena 115 kV | m:cosphi:bus1 | 0.99855 | ElmLne
2026 | 2026_DzMD_GzMN_Dp00_Gp00 | A1-Pensilvania 33 kV | All generators | 0.98 | cap | Dorada - Magdalena 115 kV | m:cosphi:bus1 | 0.99848 | ElmLne
2026 | 2026_DzMD_GzMN_Dp00_Gp00 | A1-Pensilvania 33 kV | All generators | 0.99 | cap | Dorada - Magdalena 115 kV | m:cosphi:bus1 | 0.99839 | ElmLne
2026 | 2026_DzMD_GzMN_Dp00_Gp00 | A1-Pensilvania 33 kV | All generators | 1 | cap | Dorada - Magdalena 115 kV | m:cosphi:bus1 | 0.99818 | ElmLne
2026 | 2026_DzMD_GzMN_Dp00_Gp00 | A1-Pensilvania 33 kV | All generators | 0.9 | cap | Dorada - Magdalena 115 kV | m:cosphi:bus2 | -0.999 | ElmLne
2026 | 2026_DzMD_GzMN_Dp00_Gp00 | A1-Pensilvania 33 kV | All generators | 0.91 | cap | Dorada - Magdalena 115 kV | m:cosphi:bus2 | -0.99895 | ElmLne
2026 | 2026_DzMD_GzMN_Dp00_Gp00 | A1-Pensilvania 33 kV | All generators | 0.92 | cap | Dorada - Magdalena 115 kV | m:cosphi:bus2 | -0.9989 | ElmLne
2026 | 2026_DzMD_GzMN_Dp00_Gp00 | A1-Pensilvania 33 kV | All generators | 0.93 | cap | Dorada - Magdalena 115 kV | m:cosphi:bus2 | -0.99885 | ElmLne
2026 | 2026_DzMD_GzMN_Dp00_Gp00 | A1-Pensilvania 33 kV | All generators | 0.94 | cap | Dorada - Magdalena 115 kV | m:cosphi:bus2 | -0.9988 | ElmLne
2026 | 2026_DzMD_GzMN_Dp00_Gp00 | A1-Pensilvania 33 kV | All generators | 0.95 | cap | Dorada - Magdalena 115 kV | m:cosphi:bus2 | -0.99875 | ElmLne
2026 | 2026_DzMD_GzMN_Dp00_Gp00 | A1-Pensilvania 33 kV | All generators | 0.96 | cap | Dorada - Magdalena 115 kV | m:cosphi:bus2 | -0.99869 | ElmLne
2026 | 2026_DzMD_GzMN_Dp00_Gp00 | A1-Pensilvania 33 kV | All generators | 0.97 | cap | Dorada - Magdalena 115 kV | m:cosphi:bus2 | -0.99863 | ElmLne
2026 | 2026_DzMD_GzMN_Dp00_Gp00 | A1-Pensilvania 33 kV | All generators | 0.98 | cap | Dorada - Magdalena 115 kV | m:cosphi:bus2 | -0.99856 | ElmLne
2026 | 2026_DzMD_GzMN_Dp00_Gp00 | A1-Pensilvania 33 kV | All generators | 0.99 | cap | Dorada - Magdalena 115 kV | m:cosphi:bus2 | -0.99847 | ElmLne
2026 | 2026_DzMD_GzMN_Dp00_Gp00 | A1-Pensilvania 33 kV | All generators | 1 | cap | Dorada - Magdalena 115 kV | m:cosphi:bus2 | -0.99827 | ElmLne
2026 | 2026_DzMD_GzMN_Dp00_Gp00 | A1-Pensilvania 33 kV | All generators | 0.9 | cap | Mariquita - Victoria 2 115 | m:P:bus1 in MW | 8.1016 | ElmLne
2026 | 2026_DzMD_GzMN_Dp00_Gp00 | A1-Pensilvania 33 kV | All generators | 0.91 | cap | Mariquita - Victoria 2 115 | m:P:bus1 in MW | 8.0977 | ElmLne
2026 | 2026_DzMD_GzMN_Dp00_Gp00 | A1-Pensilvania 33 kV | All generators | 0.92 | cap | Mariquita - Victoria 2 115 | m:P:bus1 in MW | 8.0939 | ElmLne
2026 | 2026_DzMD_GzMN_Dp00_Gp00 | A1-Pensilvania 33 kV | All generators | 0.93 | cap | Mariquita - Victoria 2 115 | m:P:bus1 in MW | 8.0901 | ElmLne
2026 | 2026_DzMD_GzMN_Dp00_Gp00 | A1-Pensilvania 33 kV | All generators | 0.94 | cap | Mariquita - Victoria 2 115 | m:P:bus1 in MW | 8.0863 | ElmLne
2026 | 2026_DzMD_GzMN_Dp00_Gp00 | A1-Pensilvania 33 kV | All generators | 0.95 | cap | Mariquita - Victoria 2 115 | m:P:bus1 in MW | 8.0824 | ElmLne
2026 | 2026_DzMD_GzMN_Dp00_Gp00 | A1-Pensilvania 33 kV | All generators | 0.96 | cap | Mariquita - Victoria 2 115 | m:P:bus1 in MW | 8.0783 | ElmLne
2026 | 2026_DzMD_GzMN_Dp00_Gp00 | A1-Pensilvania 33 kV | All generators | 0.97 | cap | Mariquita - Victoria 2 115 | m:P:bus1 in MW | 8.074 | ElmLne
2026 | 2026_DzMD_GzMN_Dp00_Gp00 | A1-Pensilvania 33 kV | All generators | 0.98 | cap | Mariquita - Victoria 2 115 | m:P:bus1 in MW | 8.0692 | ElmLne
2026 | 2026_DzMD_GzMN_Dp00_Gp00 | A1-Pensilvania 33 kV | All generators | 0.99 | cap | Mariquita - Victoria 2 115 | m:P:bus1 in MW | 8.0633 | ElmLne
2026 | 2026_DzMD_GzMN_Dp00_Gp00 | A1-Pensilvania 33 kV | All generators | 1 | cap | Mariquita - Victoria 2 115 | m:P:bus1 in MW | 8.0504 | ElmLne
2026 | 2026_DzMD_GzMN_Dp00_Gp00 | A1-Pensilvania 33 kV | All generators | 0.9 | cap | Mariquita - Victoria 2 115 | m:P:bus2 in MW | -8.0734 | ElmLne
2026 | 2026_DzMD_GzMN_Dp00_Gp00 | A1-Pensilvania 33 kV | All generators | 0.91 | cap | Mariquita - Victoria 2 115 | m:P:bus2 in MW | -8.0695 | ElmLne
2026 | 2026_DzMD_GzMN_Dp00_Gp00 | A1-Pensilvania 33 kV | All generators | 0.92 | cap | Mariquita - Victoria 2 115 | m:P:bus2 in MW | -8.0657 | ElmLne
2026 | 2026_DzMD_GzMN_Dp00_Gp00 | A1-Pensilvania 33 kV | All generators | 0.93 | cap | Mariquita - Victoria 2 115 | m:P:bus2 in MW | -8.062 | ElmLne
2026 | 2026_DzMD_GzMN_Dp00_Gp00 | A1-Pensilvania 33 kV | All generators | 0.94 | cap | Mariquita - Victoria 2 115 | m:P:bus2 in MW | -8.0582 | ElmLne
2026 | 2026_DzMD_GzMN_Dp00_Gp00 | A1-Pensilvania 33 kV | All generators | 0.95 | cap | Mariquita - Victoria 2 115 | m:P:bus2 in MW | -8.0543 | ElmLne
2026 | 2026_DzMD_GzMN_Dp00_Gp00 | A1-Pensilvania 33 kV | All generators | 0.96 | cap | Mariquita - Victoria 2 115 | m:P:bus2 in MW | -8.0502 | ElmLne
2026 | 2026_DzMD_GzMN_Dp00_Gp00 | A1-Pensilvania 33 kV | All generators | 0.97 | cap | Mariquita - Victoria 2 115 | m:P:bus2 in MW | -8.0459 | ElmLne
2026 | 2026_DzMD_GzMN_Dp00_Gp00 | A1-Pensilvania 33 kV | All generators | 0.98 | cap | Mariquita - Victoria 2 115 | m:P:bus2 in MW | -8.0411 | ElmLne
2026 | 2026_DzMD_GzMN_Dp00_Gp00 | A1-Pensilvania 33 kV | All generators | 0.99 | cap | Mariquita - Victoria 2 115 | m:P:bus2 in MW | -8.0352 | ElmLne
2026 | 2026_DzMD_GzMN_Dp00_Gp00 | A1-Pensilvania 33 kV | All generators | 1 | cap | Mariquita - Victoria 2 115 | m:P:bus2 in MW | -8.0224 | ElmLne
2026 | 2026_DzMD_GzMN_Dp00_Gp00 | A1-Pensilvania 33 kV | All generators | 0.9 | cap | Mariquita - Victoria 2 115 | m:Q:bus1 in Mvar | -8.4097 | ElmLne
2026 | 2026_DzMD_GzMN_Dp00_Gp00 | A1-Pensilvania 33 kV | All generators | 0.91 | cap | Mariquita - Victoria 2 115 | m:Q:bus1 in Mvar | -8.4149 | ElmLne
2026 | 2026_DzMD_GzMN_Dp00_Gp00 | A1-Pensilvania 33 kV | All generators | 0.92 | cap | Mariquita - Victoria 2 115 | m:Q:bus1 in Mvar | -8.4199 | ElmLne
2026 | 2026_DzMD_GzMN_Dp00_Gp00 | A1-Pensilvania 33 kV | All generators | 0.93 | cap | Mariquita - Victoria 2 115 | m:Q:bus1 in Mvar | -8.425 | ElmLne
2026 | 2026_DzMD_GzMN_Dp00_Gp00 | A1-Pensilvania 33 kV | All generators | 0.94 | cap | Mariquita - Victoria 2 115 | m:Q:bus1 in Mvar | -8.43 | ElmLne
2026 | 2026_DzMD_GzMN_Dp00_Gp00 | A1-Pensilvania 33 kV | All generators | 0.95 | cap | Mariquita - Victoria 2 115 | m:Q:bus1 in Mvar | -8.4352 | ElmLne
2026 | 2026_DzMD_GzMN_Dp00_Gp00 | A1-Pensilvania 33 kV | All generators | 0.96 | cap | Mariquita - Victoria 2 115 | m:Q:bus1 in Mvar | -8.4405 | ElmLne
2026 | 2026_DzMD_GzMN_Dp00_Gp00 | A1-Pensilvania 33 kV | All generators | 0.97 | cap | Mariquita - Victoria 2 115 | m:Q:bus1 in Mvar | -8.4463 | ElmLne
2026 | 2026_DzMD_GzMN_Dp00_Gp00 | A1-Pensilvania 33 kV | All generators | 0.98 | cap | Mariquita - Victoria 2 115 | m:Q:bus1 in Mvar | -8.4526 | ElmLne
2026 | 2026_DzMD_GzMN_Dp00_Gp00 | A1-Pensilvania 33 kV | All generators | 0.99 | cap | Mariquita - Victoria 2 115 | m:Q:bus1 in Mvar | -8.4604 | ElmLne
2026 | 2026_DzMD_GzMN_Dp00_Gp00 | A1-Pensilvania 33 kV | All generators | 1 | cap | Mariquita - Victoria 2 115 | m:Q:bus1 in Mvar | -8.4773 | ElmLne
2026 | 2026_DzMD_GzMN_Dp00_Gp00 | A1-Pensilvania 33 kV | All generators | 0.9 | cap | Mariquita - Victoria 2 115 | m:Q:bus2 in Mvar | 7.8336 | ElmLne
2026 | 2026_DzMD_GzMN_Dp00_Gp00 | A1-Pensilvania 33 kV | All generators | 0.91 | cap | Mariquita - Victoria 2 115 | m:Q:bus2 in Mvar | 7.8382 | ElmLne
2026 | 2026_DzMD_GzMN_Dp00_Gp00 | A1-Pensilvania 33 kV | All generators | 0.92 | cap | Mariquita - Victoria 2 115 | m:Q:bus2 in Mvar | 7.8428 | ElmLne
2026 | 2026_DzMD_GzMN_Dp00_Gp00 | A1-Pensilvania 33 kV | All generators | 0.93 | cap | Mariquita - Victoria 2 115 | m:Q:bus2 in Mvar | 7.8473 | ElmLne
2026 | 2026_DzMD_GzMN_Dp00_Gp00 | A1-Pensilvania 33 kV | All generators | 0.94 | cap | Mariquita - Victoria 2 115 | m:Q:bus2 in Mvar | 7.8519 | ElmLne
2026 | 2026_DzMD_GzMN_Dp00_Gp00 | A1-Pensilvania 33 kV | All generators | 0.95 | cap | Mariquita - Victoria 2 115 | m:Q:bus2 in Mvar | 7.8566 | ElmLne
2026 | 2026_DzMD_GzMN_Dp00_Gp00 | A1-Pensilvania 33 kV | All generators | 0.96 | cap | Mariquita - Victoria 2 115 | m:Q:bus2 in Mvar | 7.8614 | ElmLne
2026 | 2026_DzMD_GzMN_Dp00_Gp00 | A1-Pensilvania 33 kV | All generators | 0.97 | cap | Mariquita - Victoria 2 115 | m:Q:bus2 in Mvar | 7.8666 | ElmLne
2026 | 2026_DzMD_GzMN_Dp00_Gp00 | A1-Pensilvania 33 kV | All generators | 0.98 | cap | Mariquita - Victoria 2 115 | m:Q:bus2 in Mvar | 7.8723 | ElmLne
2026 | 2026_DzMD_GzMN_Dp00_Gp00 | A1-Pensilvania 33 kV | All generators | 0.99 | cap | Mariquita - Victoria 2 115 | m:Q:bus2 in Mvar | 7.8793 | ElmLne
2026 | 2026_DzMD_GzMN_Dp00_Gp00 | A1-Pensilvania 33 kV | All generators | 1 | cap | Mariquita - Victoria 2 115 | m:Q:bus2 in Mvar | 7.8947 | ElmLne
2026 | 2026_DzMD_GzMN_Dp00_Gp00 | A1-Pensilvania 33 kV | All generators | 0.9 | cap | Mariquita - Victoria 2 115 | m:cosphi:bus1 | 0.69379 | ElmLne
2026 | 2026_DzMD_GzMN_Dp00_Gp00 | A1-Pensilvania 33 kV | All generators | 0.91 | cap | Mariquita - Victoria 2 115 | m:cosphi:bus1 | 0.6934 | ElmLne
2026 | 2026_DzMD_GzMN_Dp00_Gp00 | A1-Pensilvania 33 kV | All generators | 0.92 | cap | Mariquita - Victoria 2 115 | m:cosphi:bus1 | 0.69301 | ElmLne
2026 | 2026_DzMD_GzMN_Dp00_Gp00 | A1-Pensilvania 33 kV | All generators | 0.93 | cap | Mariquita - Victoria 2 115 | m:cosphi:bus1 | 0.69263 | ElmLne
2026 | 2026_DzMD_GzMN_Dp00_Gp00 | A1-Pensilvania 33 kV | All generators | 0.94 | cap | Mariquita - Victoria 2 115 | m:cosphi:bus1 | 0.69224 | ElmLne
2026 | 2026_DzMD_GzMN_Dp00_Gp00 | A1-Pensilvania 33 kV | All generators | 0.95 | cap | Mariquita - Victoria 2 115 | m:cosphi:bus1 | 0.69185 | ElmLne
2026 | 2026_DzMD_GzMN_Dp00_Gp00 | A1-Pensilvania 33 kV | All generators | 0.96 | cap | Mariquita - Victoria 2 115 | m:cosphi:bus1 | 0.69144 | ElmLne
2026 | 2026_DzMD_GzMN_Dp00_Gp00 | A1-Pensilvania 33 kV | All generators | 0.97 | cap | Mariquita - Victoria 2 115 | m:cosphi:bus1 | 0.691 | ElmLne
2026 | 2026_DzMD_GzMN_Dp00_Gp00 | A1-Pensilvania 33 kV | All generators | 0.98 | cap | Mariquita - Victoria 2 115 | m:cosphi:bus1 | 0.69051 | ElmLne
2026 | 2026_DzMD_GzMN_Dp00_Gp00 | A1-Pensilvania 33 kV | All generators | 0.99 | cap | Mariquita - Victoria 2 115 | m:cosphi:bus1 | 0.68992 | ElmLne
2026 | 2026_DzMD_GzMN_Dp00_Gp00 | A1-Pensilvania 33 kV | All generators | 1 | cap | Mariquita - Victoria 2 115 | m:cosphi:bus1 | 0.68861 | ElmLne
2026 | 2026_DzMD_GzMN_Dp00_Gp00 | A1-Pensilvania 33 kV | All generators | 0.9 | cap | Mariquita - Victoria 2 115 | m:cosphi:bus2 | -0.71769 | ElmLne
2026 | 2026_DzMD_GzMN_Dp00_Gp00 | A1-Pensilvania 33 kV | All generators | 0.91 | cap | Mariquita - Victoria 2 115 | m:cosphi:bus2 | -0.71731 | ElmLne
2026 | 2026_DzMD_GzMN_Dp00_Gp00 | A1-Pensilvania 33 kV | All generators | 0.92 | cap | Mariquita - Victoria 2 115 | m:cosphi:bus2 | -0.71695 | ElmLne
2026 | 2026_DzMD_GzMN_Dp00_Gp00 | A1-Pensilvania 33 kV | All generators | 0.93 | cap | Mariquita - Victoria 2 115 | m:cosphi:bus2 | -0.71658 | ElmLne
2026 | 2026_DzMD_GzMN_Dp00_Gp00 | A1-Pensilvania 33 kV | All generators | 0.94 | cap | Mariquita - Victoria 2 115 | m:cosphi:bus2 | -0.71621 | ElmLne
2026 | 2026_DzMD_GzMN_Dp00_Gp00 | A1-Pensilvania 33 kV | All generators | 0.95 | cap | Mariquita - Victoria 2 115 | m:cosphi:bus2 | -0.71584 | ElmLne
2026 | 2026_DzMD_GzMN_Dp00_Gp00 | A1-Pensilvania 33 kV | All generators | 0.96 | cap | Mariquita - Victoria 2 115 | m:cosphi:bus2 | -0.71545 | ElmLne
2026 | 2026_DzMD_GzMN_Dp00_Gp00 | A1-Pensilvania 33 kV | All generators | 0.97 | cap | Mariquita - Victoria 2 115 | m:cosphi:bus2 | -0.71503 | ElmLne
2026 | 2026_DzMD_GzMN_Dp00_Gp00 | A1-Pensilvania 33 kV | All generators | 0.98 | cap | Mariquita - Victoria 2 115 | m:cosphi:bus2 | -0.71457 | ElmLne
2026 | 2026_DzMD_GzMN_Dp00_Gp00 | A1-Pensilvania 33 kV | All generators | 0.99 | cap | Mariquita - Victoria 2 115 | m:cosphi:bus2 | -0.714 | ElmLne
2026 | 2026_DzMD_GzMN_Dp00_Gp00 | A1-Pensilvania 33 kV | All generators | 1 | cap | Mariquita - Victoria 2 115 | m:cosphi:bus2 | -0.71276 | ElmLne
2026 | 2026_DzMD_GzMN_Dp00_Gp00 | A1-Pensilvania 33 kV | All generators | 0.9 | cap | Dorada 115/33/13.8 kV | m:P:bushv in MW | 9.0885 | ElmTr3
2026 | 2026_DzMD_GzMN_Dp00_Gp00 | A1-Pensilvania 33 kV | All generators | 0.91 | cap | Dorada 115/33/13.8 kV | m:P:bushv in MW | 9.0773 | ElmTr3
2026 | 2026_DzMD_GzMN_Dp00_Gp00 | A1-Pensilvania 33 kV | All generators | 0.92 | cap | Dorada 115/33/13.8 kV | m:P:bushv in MW | 9.067 | ElmTr3
2026 | 2026_DzMD_GzMN_Dp00_Gp00 | A1-Pensilvania 33 kV | All generators | 0.93 | cap | Dorada 115/33/13.8 kV | m:P:bushv in MW | 9.0574 | ElmTr3
2026 | 2026_DzMD_GzMN_Dp00_Gp00 | A1-Pensilvania 33 kV | All generators | 0.94 | cap | Dorada 115/33/13.8 kV | m:P:bushv in MW | 9.0484 | ElmTr3
2026 | 2026_DzMD_GzMN_Dp00_Gp00 | A1-Pensilvania 33 kV | All generators | 0.95 | cap | Dorada 115/33/13.8 kV | m:P:bushv in MW | 9.0399 | ElmTr3
2026 | 2026_DzMD_GzMN_Dp00_Gp00 | A1-Pensilvania 33 kV | All generators | 0.96 | cap | Dorada 115/33/13.8 kV | m:P:bushv in MW | 9.0317 | ElmTr3
2026 | 2026_DzMD_GzMN_Dp00_Gp00 | A1-Pensilvania 33 kV | All generators | 0.97 | cap | Dorada 115/33/13.8 kV | m:P:bushv in MW | 9.0238 | ElmTr3
2026 | 2026_DzMD_GzMN_Dp00_Gp00 | A1-Pensilvania 33 kV | All generators | 0.98 | cap | Dorada 115/33/13.8 kV | m:P:bushv in MW | 9.016 | ElmTr3
2026 | 2026_DzMD_GzMN_Dp00_Gp00 | A1-Pensilvania 33 kV | All generators | 0.99 | cap | Dorada 115/33/13.8 kV | m:P:bushv in MW | 9.0078 | ElmTr3
2026 | 2026_DzMD_GzMN_Dp00_Gp00 | A1-Pensilvania 33 kV | All generators | 1 | cap | Dorada 115/33/13.8 kV | m:P:bushv in MW | 8.9949 | ElmTr3
2026 | 2026_DzMD_GzMN_Dp00_Gp00 | A1-Pensilvania 33 kV | All generators | 0.9 | cap | Dorada 115/33/13.8 kV | m:Q:bushv in Mvar | 5.8905 | ElmTr3
2026 | 2026_DzMD_GzMN_Dp00_Gp00 | A1-Pensilvania 33 kV | All generators | 0.91 | cap | Dorada 115/33/13.8 kV | m:Q:bushv in Mvar | 5.8212 | ElmTr3
2026 | 2026_DzMD_GzMN_Dp00_Gp00 | A1-Pensilvania 33 kV | All generators | 0.92 | cap | Dorada 115/33/13.8 kV | m:Q:bushv in Mvar | 5.7531 | ElmTr3
2026 | 2026_DzMD_GzMN_Dp00_Gp00 | A1-Pensilvania 33 kV | All generators | 0.93 | cap | Dorada 115/33/13.8 kV | m:Q:bushv in Mvar | 5.6856 | ElmTr3
2026 | 2026_DzMD_GzMN_Dp00_Gp00 | A1-Pensilvania 33 kV | All generators | 0.94 | cap | Dorada 115/33/13.8 kV | m:Q:bushv in Mvar | 5.6179 | ElmTr3
2026 | 2026_DzMD_GzMN_Dp00_Gp00 | A1-Pensilvania 33 kV | All generators | 0.95 | cap | Dorada 115/33/13.8 kV | m:Q:bushv in Mvar | 5.549 | ElmTr3
2026 | 2026_DzMD_GzMN_Dp00_Gp00 | A1-Pensilvania 33 kV | All generators | 0.96 | cap | Dorada 115/33/13.8 kV | m:Q:bushv in Mvar | 5.4777 | ElmTr3
2026 | 2026_DzMD_GzMN_Dp00_Gp00 | A1-Pensilvania 33 kV | All generators | 0.97 | cap | Dorada 115/33/13.8 kV | m:Q:bushv in Mvar | 5.4019 | ElmTr3
2026 | 2026_DzMD_GzMN_Dp00_Gp00 | A1-Pensilvania 33 kV | All generators | 0.98 | cap | Dorada 115/33/13.8 kV | m:Q:bushv in Mvar | 5.3178 | ElmTr3
2026 | 2026_DzMD_GzMN_Dp00_Gp00 | A1-Pensilvania 33 kV | All generators | 0.99 | cap | Dorada 115/33/13.8 kV | m:Q:bushv in Mvar | 5.2158 | ElmTr3
2026 | 2026_DzMD_GzMN_Dp00_Gp00 | A1-Pensilvania 33 kV | All generators | 1 | cap | Dorada 115/33/13.8 kV | m:Q:bushv in Mvar | 4.9941 | ElmTr3
2026 | 2026_DzMD_GzMN_Dp00_Gp00 | A1-Pensilvania 33 kV | All generators | 0.9 | cap | Dorada 115/33/13.8 kV | m:cosphi:bushv | 0.83916 | ElmTr3
2026 | 2026_DzMD_GzMN_Dp00_Gp00 | A1-Pensilvania 33 kV | All generators | 0.91 | cap | Dorada 115/33/13.8 kV | m:cosphi:bushv | 0.84178 | ElmTr3
2026 | 2026_DzMD_GzMN_Dp00_Gp00 | A1-Pensilvania 33 kV | All generators | 0.92 | cap | Dorada 115/33/13.8 kV | m:cosphi:bushv | 0.84437 | ElmTr3
2026 | 2026_DzMD_GzMN_Dp00_Gp00 | A1-Pensilvania 33 kV | All generators | 0.93 | cap | Dorada 115/33/13.8 kV | m:cosphi:bushv | 0.84696 | ElmTr3
2026 | 2026_DzMD_GzMN_Dp00_Gp00 | A1-Pensilvania 33 kV | All generators | 0.94 | cap | Dorada 115/33/13.8 kV | m:cosphi:bushv | 0.84957 | ElmTr3
2026 | 2026_DzMD_GzMN_Dp00_Gp00 | A1-Pensilvania 33 kV | All generators | 0.95 | cap | Dorada 115/33/13.8 kV | m:cosphi:bushv | 0.85225 | ElmTr3
2026 | 2026_DzMD_GzMN_Dp00_Gp00 | A1-Pensilvania 33 kV | All generators | 0.96 | cap | Dorada 115/33/13.8 kV | m:cosphi:bushv | 0.85503 | ElmTr3
2026 | 2026_DzMD_GzMN_Dp00_Gp00 | A1-Pensilvania 33 kV | All generators | 0.97 | cap | Dorada 115/33/13.8 kV | m:cosphi:bushv | 0.85801 | ElmTr3
2026 | 2026_DzMD_GzMN_Dp00_Gp00 | A1-Pensilvania 33 kV | All generators | 0.98 | cap | Dorada 115/33/13.8 kV | m:cosphi:bushv | 0.86134 | ElmTr3
2026 | 2026_DzMD_GzMN_Dp00_Gp00 | A1-Pensilvania 33 kV | All generators | 0.99 | cap | Dorada 115/33/13.8 kV | m:cosphi:bushv | 0.8654 | ElmTr3
2026 | 2026_DzMD_GzMN_Dp00_Gp00 | A1-Pensilvania 33 kV | All generators | 1 | cap | Dorada 115/33/13.8 kV | m:cosphi:bushv | 0.87428 | ElmTr3
2026 | 2026_DzMD_GzMN_Dp00_Gp00 | A1-Pensilvania 33 kV | All generators | 0.9 | cap | Manzanares 115/33/13.8 kV | m:P:bushv in MW | -5.2886 | ElmTr3
2026 | 2026_DzMD_GzMN_Dp00_Gp00 | A1-Pensilvania 33 kV | All generators | 0.91 | cap | Manzanares 115/33/13.8 kV | m:P:bushv in MW | -5.3808 | ElmTr3
2026 | 2026_DzMD_GzMN_Dp00_Gp00 | A1-Pensilvania 33 kV | All generators | 0.92 | cap | Manzanares 115/33/13.8 kV | m:P:bushv in MW | -5.4671 | ElmTr3
2026 | 2026_DzMD_GzMN_Dp00_Gp00 | A1-Pensilvania 33 kV | All generators | 0.93 | cap | Manzanares 115/33/13.8 kV | m:P:bushv in MW | -5.5487 | ElmTr3
2026 | 2026_DzMD_GzMN_Dp00_Gp00 | A1-Pensilvania 33 kV | All generators | 0.94 | cap | Manzanares 115/33/13.8 kV | m:P:bushv in MW | -5.6265 | ElmTr3
2026 | 2026_DzMD_GzMN_Dp00_Gp00 | A1-Pensilvania 33 kV | All generators | 0.95 | cap | Manzanares 115/33/13.8 kV | m:P:bushv in MW | -5.7015 | ElmTr3
2026 | 2026_DzMD_GzMN_Dp00_Gp00 | A1-Pensilvania 33 kV | All generators | 0.96 | cap | Manzanares 115/33/13.8 kV | m:P:bushv in MW | -5.7748 | ElmTr3
2026 | 2026_DzMD_GzMN_Dp00_Gp00 | A1-Pensilvania 33 kV | All generators | 0.97 | cap | Manzanares 115/33/13.8 kV | m:P:bushv in MW | -5.8479 | ElmTr3
2026 | 2026_DzMD_GzMN_Dp00_Gp00 | A1-Pensilvania 33 kV | All generators | 0.98 | cap | Manzanares 115/33/13.8 kV | m:P:bushv in MW | -5.923 | ElmTr3
2026 | 2026_DzMD_GzMN_Dp00_Gp00 | A1-Pensilvania 33 kV | All generators | 0.99 | cap | Manzanares 115/33/13.8 kV | m:P:bushv in MW | -6.0059 | ElmTr3
2026 | 2026_DzMD_GzMN_Dp00_Gp00 | A1-Pensilvania 33 kV | All generators | 1 | cap | Manzanares 115/33/13.8 kV | m:P:bushv in MW | -6.1548 | ElmTr3
2026 | 2026_DzMD_GzMN_Dp00_Gp00 | A1-Pensilvania 33 kV | All generators | 0.9 | cap | Manzanares 115/33/13.8 kV | m:Q:bushv in Mvar | 7.9883 | ElmTr3
2026 | 2026_DzMD_GzMN_Dp00_Gp00 | A1-Pensilvania 33 kV | All generators | 0.91 | cap | Manzanares 115/33/13.8 kV | m:Q:bushv in Mvar | 7.5607 | ElmTr3
2026 | 2026_DzMD_GzMN_Dp00_Gp00 | A1-Pensilvania 33 kV | All generators | 0.92 | cap | Manzanares 115/33/13.8 kV | m:Q:bushv in Mvar | 7.1402 | ElmTr3
2026 | 2026_DzMD_GzMN_Dp00_Gp00 | A1-Pensilvania 33 kV | All generators | 0.93 | cap | Manzanares 115/33/13.8 kV | m:Q:bushv in Mvar | 6.7225 | ElmTr3
2026 | 2026_DzMD_GzMN_Dp00_Gp00 | A1-Pensilvania 33 kV | All generators | 0.94 | cap | Manzanares 115/33/13.8 kV | m:Q:bushv in Mvar | 6.3026 | ElmTr3
2026 | 2026_DzMD_GzMN_Dp00_Gp00 | A1-Pensilvania 33 kV | All generators | 0.95 | cap | Manzanares 115/33/13.8 kV | m:Q:bushv in Mvar | 5.8747 | ElmTr3
2026 | 2026_DzMD_GzMN_Dp00_Gp00 | A1-Pensilvania 33 kV | All generators | 0.96 | cap | Manzanares 115/33/13.8 kV | m:Q:bushv in Mvar | 5.4307 | ElmTr3
2026 | 2026_DzMD_GzMN_Dp00_Gp00 | A1-Pensilvania 33 kV | All generators | 0.97 | cap | Manzanares 115/33/13.8 kV | m:Q:bushv in Mvar | 4.9578 | ElmTr3
2026 | 2026_DzMD_GzMN_Dp00_Gp00 | A1-Pensilvania 33 kV | All generators | 0.98 | cap | Manzanares 115/33/13.8 kV | m:Q:bushv in Mvar | 4.4322 | ElmTr3
2026 | 2026_DzMD_GzMN_Dp00_Gp00 | A1-Pensilvania 33 kV | All generators | 0.99 | cap | Manzanares 115/33/13.8 kV | m:Q:bushv in Mvar | 3.7931 | ElmTr3
2026 | 2026_DzMD_GzMN_Dp00_Gp00 | A1-Pensilvania 33 kV | All generators | 1 | cap | Manzanares 115/33/13.8 kV | m:Q:bushv in Mvar | 2.3983 | ElmTr3
2026 | 2026_DzMD_GzMN_Dp00_Gp00 | A1-Pensilvania 33 kV | All generators | 0.9 | cap | Manzanares 115/33/13.8 kV | m:cosphi:bushv | -0.55203 | ElmTr3
2026 | 2026_DzMD_GzMN_Dp00_Gp00 | A1-Pensilvania 33 kV | All generators | 0.91 | cap | Manzanares 115/33/13.8 kV | m:cosphi:bushv | -0.57983 | ElmTr3
2026 | 2026_DzMD_GzMN_Dp00_Gp00 | A1-Pensilvania 33 kV | All generators | 0.92 | cap | Manzanares 115/33/13.8 kV | m:cosphi:bushv | -0.60794 | ElmTr3
2026 | 2026_DzMD_GzMN_Dp00_Gp00 | A1-Pensilvania 33 kV | All generators | 0.93 | cap | Manzanares 115/33/13.8 kV | m:cosphi:bushv | -0.63656 | ElmTr3
2026 | 2026_DzMD_GzMN_Dp00_Gp00 | A1-Pensilvania 33 kV | All generators | 0.94 | cap | Manzanares 115/33/13.8 kV | m:cosphi:bushv | -0.66596 | ElmTr3
2026 | 2026_DzMD_GzMN_Dp00_Gp00 | A1-Pensilvania 33 kV | All generators | 0.95 | cap | Manzanares 115/33/13.8 kV | m:cosphi:bushv | -0.69645 | ElmTr3
2026 | 2026_DzMD_GzMN_Dp00_Gp00 | A1-Pensilvania 33 kV | All generators | 0.96 | cap | Manzanares 115/33/13.8 kV | m:cosphi:bushv | -0.72848 | ElmTr3
2026 | 2026_DzMD_GzMN_Dp00_Gp00 | A1-Pensilvania 33 kV | All generators | 0.97 | cap | Manzanares 115/33/13.8 kV | m:cosphi:bushv | -0.76277 | ElmTr3
2026 | 2026_DzMD_GzMN_Dp00_Gp00 | A1-Pensilvania 33 kV | All generators | 0.98 | cap | Manzanares 115/33/13.8 kV | m:cosphi:bushv | -0.80066 | ElmTr3
2026 | 2026_DzMD_GzMN_Dp00_Gp00 | A1-Pensilvania 33 kV | All generators | 0.99 | cap | Manzanares 115/33/13.8 kV | m:cosphi:bushv | -0.8455 | ElmTr3
2026 | 2026_DzMD_GzMN_Dp00_Gp00 | A1-Pensilvania 33 kV | All generators | 1 | cap | Manzanares 115/33/13.8 kV | m:cosphi:bushv | -0.93176 | ElmTr3
2026 | 2026_DzMD_GzMN_Dp00_Gp00 | A1-Pensilvania 33 kV | All generators | 0.9 | cap | Purnio 230/115 | m:P:bushv in MW | 46.4286 | ElmTr3
2026 | 2026_DzMD_GzMN_Dp00_Gp00 | A1-Pensilvania 33 kV | All generators | 0.91 | cap | Purnio 230/115 | m:P:bushv in MW | 46.4095 | ElmTr3
2026 | 2026_DzMD_GzMN_Dp00_Gp00 | A1-Pensilvania 33 kV | All generators | 0.92 | cap | Purnio 230/115 | m:P:bushv in MW | 46.3923 | ElmTr3
2026 | 2026_DzMD_GzMN_Dp00_Gp00 | A1-Pensilvania 33 kV | All generators | 0.93 | cap | Purnio 230/115 | m:P:bushv in MW | 46.3768 | ElmTr3
2026 | 2026_DzMD_GzMN_Dp00_Gp00 | A1-Pensilvania 33 kV | All generators | 0.94 | cap | Purnio 230/115 | m:P:bushv in MW | 46.3627 | ElmTr3
2026 | 2026_DzMD_GzMN_Dp00_Gp00 | A1-Pensilvania 33 kV | All generators | 0.95 | cap | Purnio 230/115 | m:P:bushv in MW | 46.35 | ElmTr3
2026 | 2026_DzMD_GzMN_Dp00_Gp00 | A1-Pensilvania 33 kV | All generators | 0.96 | cap | Purnio 230/115 | m:P:bushv in MW | 46.3384 | ElmTr3
2026 | 2026_DzMD_GzMN_Dp00_Gp00 | A1-Pensilvania 33 kV | All generators | 0.97 | cap | Purnio 230/115 | m:P:bushv in MW | 46.328 | ElmTr3
2026 | 2026_DzMD_GzMN_Dp00_Gp00 | A1-Pensilvania 33 kV | All generators | 0.98 | cap | Purnio 230/115 | m:P:bushv in MW | 46.3186 | ElmTr3
2026 | 2026_DzMD_GzMN_Dp00_Gp00 | A1-Pensilvania 33 kV | All generators | 0.99 | cap | Purnio 230/115 | m:P:bushv in MW | 46.3104 | ElmTr3
2026 | 2026_DzMD_GzMN_Dp00_Gp00 | A1-Pensilvania 33 kV | All generators | 1 | cap | Purnio 230/115 | m:P:bushv in MW | 46.3042 | ElmTr3
2026 | 2026_DzMD_GzMN_Dp00_Gp00 | A1-Pensilvania 33 kV | All generators | 0.9 | cap | Purnio 230/115 | m:Q:bushv in Mvar | 4.3208 | ElmTr3
2026 | 2026_DzMD_GzMN_Dp00_Gp00 | A1-Pensilvania 33 kV | All generators | 0.91 | cap | Purnio 230/115 | m:Q:bushv in Mvar | 4.1615 | ElmTr3
2026 | 2026_DzMD_GzMN_Dp00_Gp00 | A1-Pensilvania 33 kV | All generators | 0.92 | cap | Purnio 230/115 | m:Q:bushv in Mvar | 4.0054 | ElmTr3
2026 | 2026_DzMD_GzMN_Dp00_Gp00 | A1-Pensilvania 33 kV | All generators | 0.93 | cap | Purnio 230/115 | m:Q:bushv in Mvar | 3.8506 | ElmTr3
2026 | 2026_DzMD_GzMN_Dp00_Gp00 | A1-Pensilvania 33 kV | All generators | 0.94 | cap | Purnio 230/115 | m:Q:bushv in Mvar | 3.6955 | ElmTr3
2026 | 2026_DzMD_GzMN_Dp00_Gp00 | A1-Pensilvania 33 kV | All generators | 0.95 | cap | Purnio 230/115 | m:Q:bushv in Mvar | 3.5378 | ElmTr3
2026 | 2026_DzMD_GzMN_Dp00_Gp00 | A1-Pensilvania 33 kV | All generators | 0.96 | cap | Purnio 230/115 | m:Q:bushv in Mvar | 3.3746 | ElmTr3
2026 | 2026_DzMD_GzMN_Dp00_Gp00 | A1-Pensilvania 33 kV | All generators | 0.97 | cap | Purnio 230/115 | m:Q:bushv in Mvar | 3.2013 | ElmTr3
2026 | 2026_DzMD_GzMN_Dp00_Gp00 | A1-Pensilvania 33 kV | All generators | 0.98 | cap | Purnio 230/115 | m:Q:bushv in Mvar | 3.0092 | ElmTr3
2026 | 2026_DzMD_GzMN_Dp00_Gp00 | A1-Pensilvania 33 kV | All generators | 0.99 | cap | Purnio 230/115 | m:Q:bushv in Mvar | 2.7764 | ElmTr3
2026 | 2026_DzMD_GzMN_Dp00_Gp00 | A1-Pensilvania 33 kV | All generators | 1 | cap | Purnio 230/115 | m:Q:bushv in Mvar | 2.2715 | ElmTr3
2026 | 2026_DzMD_GzMN_Dp00_Gp00 | A1-Pensilvania 33 kV | All generators | 0.9 | cap | Purnio 230/115 | m:cosphi:bushv | 0.9957 | ElmTr3
2026 | 2026_DzMD_GzMN_Dp00_Gp00 | A1-Pensilvania 33 kV | All generators | 0.91 | cap | Purnio 230/115 | m:cosphi:bushv | 0.996 | ElmTr3
2026 | 2026_DzMD_GzMN_Dp00_Gp00 | A1-Pensilvania 33 kV | All generators | 0.92 | cap | Purnio 230/115 | m:cosphi:bushv | 0.99629 | ElmTr3
2026 | 2026_DzMD_GzMN_Dp00_Gp00 | A1-Pensilvania 33 kV | All generators | 0.93 | cap | Purnio 230/115 | m:cosphi:bushv | 0.99657 | ElmTr3
2026 | 2026_DzMD_GzMN_Dp00_Gp00 | A1-Pensilvania 33 kV | All generators | 0.94 | cap | Purnio 230/115 | m:cosphi:bushv | 0.99684 | ElmTr3
2026 | 2026_DzMD_GzMN_Dp00_Gp00 | A1-Pensilvania 33 kV | All generators | 0.95 | cap | Purnio 230/115 | m:cosphi:bushv | 0.9971 | ElmTr3
2026 | 2026_DzMD_GzMN_Dp00_Gp00 | A1-Pensilvania 33 kV | All generators | 0.96 | cap | Purnio 230/115 | m:cosphi:bushv | 0.99736 | ElmTr3
2026 | 2026_DzMD_GzMN_Dp00_Gp00 | A1-Pensilvania 33 kV | All generators | 0.97 | cap | Purnio 230/115 | m:cosphi:bushv | 0.99762 | ElmTr3
2026 | 2026_DzMD_GzMN_Dp00_Gp00 | A1-Pensilvania 33 kV | All generators | 0.98 | cap | Purnio 230/115 | m:cosphi:bushv | 0.9979 | ElmTr3
2026 | 2026_DzMD_GzMN_Dp00_Gp00 | A1-Pensilvania 33 kV | All generators | 0.99 | cap | Purnio 230/115 | m:cosphi:bushv | 0.99821 | ElmTr3
2026 | 2026_DzMD_GzMN_Dp00_Gp00 | A1-Pensilvania 33 kV | All generators | 1 | cap | Purnio 230/115 | m:cosphi:bushv | 0.9988 | ElmTr3
2026 | 2026_DzMD_GzMN_Dp00_Gp00 | A1-Pensilvania 33 kV | All generators | 0.9 | cap | Victoria 115/33/13.8 kV | m:P:bushv in MW | 0.3203 | ElmTr3
2026 | 2026_DzMD_GzMN_Dp00_Gp00 | A1-Pensilvania 33 kV | All generators | 0.91 | cap | Victoria 115/33/13.8 kV | m:P:bushv in MW | 0.29968 | ElmTr3
2026 | 2026_DzMD_GzMN_Dp00_Gp00 | A1-Pensilvania 33 kV | All generators | 0.92 | cap | Victoria 115/33/13.8 kV | m:P:bushv in MW | 0.28203 | ElmTr3
2026 | 2026_DzMD_GzMN_Dp00_Gp00 | A1-Pensilvania 33 kV | All generators | 0.93 | cap | Victoria 115/33/13.8 kV | m:P:bushv in MW | 0.26704 | ElmTr3
2026 | 2026_DzMD_GzMN_Dp00_Gp00 | A1-Pensilvania 33 kV | All generators | 0.94 | cap | Victoria 115/33/13.8 kV | m:P:bushv in MW | 0.25452 | ElmTr3
2026 | 2026_DzMD_GzMN_Dp00_Gp00 | A1-Pensilvania 33 kV | All generators | 0.95 | cap | Victoria 115/33/13.8 kV | m:P:bushv in MW | 0.24436 | ElmTr3
2026 | 2026_DzMD_GzMN_Dp00_Gp00 | A1-Pensilvania 33 kV | All generators | 0.96 | cap | Victoria 115/33/13.8 kV | m:P:bushv in MW | 0.23657 | ElmTr3
2026 | 2026_DzMD_GzMN_Dp00_Gp00 | A1-Pensilvania 33 kV | All generators | 0.97 | cap | Victoria 115/33/13.8 kV | m:P:bushv in MW | 0.23134 | ElmTr3
2026 | 2026_DzMD_GzMN_Dp00_Gp00 | A1-Pensilvania 33 kV | All generators | 0.98 | cap | Victoria 115/33/13.8 kV | m:P:bushv in MW | 0.2292 | ElmTr3
2026 | 2026_DzMD_GzMN_Dp00_Gp00 | A1-Pensilvania 33 kV | All generators | 0.99 | cap | Victoria 115/33/13.8 kV | m:P:bushv in MW | 0.23176 | ElmTr3
2026 | 2026_DzMD_GzMN_Dp00_Gp00 | A1-Pensilvania 33 kV | All generators | 1 | cap | Victoria 115/33/13.8 kV | m:P:bushv in MW | 0.25684 | ElmTr3
2026 | 2026_DzMD_GzMN_Dp00_Gp00 | A1-Pensilvania 33 kV | All generators | 0.9 | cap | Victoria 115/33/13.8 kV | m:Q:bushv in Mvar | 7.0387 | ElmTr3
2026 | 2026_DzMD_GzMN_Dp00_Gp00 | A1-Pensilvania 33 kV | All generators | 0.91 | cap | Victoria 115/33/13.8 kV | m:Q:bushv in Mvar | 6.7734 | ElmTr3
2026 | 2026_DzMD_GzMN_Dp00_Gp00 | A1-Pensilvania 33 kV | All generators | 0.92 | cap | Victoria 115/33/13.8 kV | m:Q:bushv in Mvar | 6.5128 | ElmTr3
2026 | 2026_DzMD_GzMN_Dp00_Gp00 | A1-Pensilvania 33 kV | All generators | 0.93 | cap | Victoria 115/33/13.8 kV | m:Q:bushv in Mvar | 6.2543 | ElmTr3
2026 | 2026_DzMD_GzMN_Dp00_Gp00 | A1-Pensilvania 33 kV | All generators | 0.94 | cap | Victoria 115/33/13.8 kV | m:Q:bushv in Mvar | 5.9948 | ElmTr3
2026 | 2026_DzMD_GzMN_Dp00_Gp00 | A1-Pensilvania 33 kV | All generators | 0.95 | cap | Victoria 115/33/13.8 kV | m:Q:bushv in Mvar | 5.7307 | ElmTr3
2026 | 2026_DzMD_GzMN_Dp00_Gp00 | A1-Pensilvania 33 kV | All generators | 0.96 | cap | Victoria 115/33/13.8 kV | m:Q:bushv in Mvar | 5.457 | ElmTr3
2026 | 2026_DzMD_GzMN_Dp00_Gp00 | A1-Pensilvania 33 kV | All generators | 0.97 | cap | Victoria 115/33/13.8 kV | m:Q:bushv in Mvar | 5.1659 | ElmTr3
2026 | 2026_DzMD_GzMN_Dp00_Gp00 | A1-Pensilvania 33 kV | All generators | 0.98 | cap | Victoria 115/33/13.8 kV | m:Q:bushv in Mvar | 4.8428 | ElmTr3
2026 | 2026_DzMD_GzMN_Dp00_Gp00 | A1-Pensilvania 33 kV | All generators | 0.99 | cap | Victoria 115/33/13.8 kV | m:Q:bushv in Mvar | 4.4507 | ElmTr3
2026 | 2026_DzMD_GzMN_Dp00_Gp00 | A1-Pensilvania 33 kV | All generators | 1 | cap | Victoria 115/33/13.8 kV | m:Q:bushv in Mvar | 3.5974 | ElmTr3
2026 | 2026_DzMD_GzMN_Dp00_Gp00 | A1-Pensilvania 33 kV | All generators | 0.9 | cap | Victoria 115/33/13.8 kV | m:cosphi:bushv | 0.045458 | ElmTr3
2026 | 2026_DzMD_GzMN_Dp00_Gp00 | A1-Pensilvania 33 kV | All generators | 0.91 | cap | Victoria 115/33/13.8 kV | m:cosphi:bushv | 0.044201 | ElmTr3
2026 | 2026_DzMD_GzMN_Dp00_Gp00 | A1-Pensilvania 33 kV | All generators | 0.92 | cap | Victoria 115/33/13.8 kV | m:cosphi:bushv | 0.043263 | ElmTr3
2026 | 2026_DzMD_GzMN_Dp00_Gp00 | A1-Pensilvania 33 kV | All generators | 0.93 | cap | Victoria 115/33/13.8 kV | m:cosphi:bushv | 0.042658 | ElmTr3
2026 | 2026_DzMD_GzMN_Dp00_Gp00 | A1-Pensilvania 33 kV | All generators | 0.94 | cap | Victoria 115/33/13.8 kV | m:cosphi:bushv | 0.042418 | ElmTr3
2026 | 2026_DzMD_GzMN_Dp00_Gp00 | A1-Pensilvania 33 kV | All generators | 0.95 | cap | Victoria 115/33/13.8 kV | m:cosphi:bushv | 0.042601 | ElmTr3
2026 | 2026_DzMD_GzMN_Dp00_Gp00 | A1-Pensilvania 33 kV | All generators | 0.96 | cap | Victoria 115/33/13.8 kV | m:cosphi:bushv | 0.043311 | ElmTr3
2026 | 2026_DzMD_GzMN_Dp00_Gp00 | A1-Pensilvania 33 kV | All generators | 0.97 | cap | Victoria 115/33/13.8 kV | m:cosphi:bushv | 0.044737 | ElmTr3
2026 | 2026_DzMD_GzMN_Dp00_Gp00 | A1-Pensilvania 33 kV | All generators | 0.98 | cap | Victoria 115/33/13.8 kV | m:cosphi:bushv | 0.047274 | ElmTr3
2026 | 2026_DzMD_GzMN_Dp00_Gp00 | A1-Pensilvania 33 kV | All generators | 0.99 | cap | Victoria 115/33/13.8 kV | m:cosphi:bushv | 0.052004 | ElmTr3
2026 | 2026_DzMD_GzMN_Dp00_Gp00 | A1-Pensilvania 33 kV | All generators | 1 | cap | Victoria 115/33/13.8 kV | m:cosphi:bushv | 0.071215 | ElmTr3
2026 | 2026_DzMD_GzMN_Dp00_Gp00 | A1-Pensilvania 33 kV | All generators | 0.9 | ind | Dorada - Magdalena 115 kV | m:P:bus1 in MW | 40.599 | ElmLne
2026 | 2026_DzMD_GzMN_Dp00_Gp00 | A1-Pensilvania 33 kV | All generators | 0.91 | ind | Dorada - Magdalena 115 kV | m:P:bus1 in MW | 40.5934 | ElmLne
2026 | 2026_DzMD_GzMN_Dp00_Gp00 | A1-Pensilvania 33 kV | All generators | 0.92 | ind | Dorada - Magdalena 115 kV | m:P:bus1 in MW | 40.5874 | ElmLne
2026 | 2026_DzMD_GzMN_Dp00_Gp00 | A1-Pensilvania 33 kV | All generators | 0.93 | ind | Dorada - Magdalena 115 kV | m:P:bus1 in MW | 40.5811 | ElmLne
2026 | 2026_DzMD_GzMN_Dp00_Gp00 | A1-Pensilvania 33 kV | All generators | 0.94 | ind | Dorada - Magdalena 115 kV | m:P:bus1 in MW | 40.5742 | ElmLne
2026 | 2026_DzMD_GzMN_Dp00_Gp00 | A1-Pensilvania 33 kV | All generators | 0.95 | ind | Dorada - Magdalena 115 kV | m:P:bus1 in MW | 40.5667 | ElmLne
2026 | 2026_DzMD_GzMN_Dp00_Gp00 | A1-Pensilvania 33 kV | All generators | 0.96 | ind | Dorada - Magdalena 115 kV | m:P:bus1 in MW | 40.5582 | ElmLne
2026 | 2026_DzMD_GzMN_Dp00_Gp00 | A1-Pensilvania 33 kV | All generators | 0.97 | ind | Dorada - Magdalena 115 kV | m:P:bus1 in MW | 40.5485 | ElmLne
2026 | 2026_DzMD_GzMN_Dp00_Gp00 | A1-Pensilvania 33 kV | All generators | 0.98 | ind | Dorada - Magdalena 115 kV | m:P:bus1 in MW | 40.5368 | ElmLne
2026 | 2026_DzMD_GzMN_Dp00_Gp00 | A1-Pensilvania 33 kV | All generators | 0.99 | ind | Dorada - Magdalena 115 kV | m:P:bus1 in MW | 40.5209 | ElmLne
2026 | 2026_DzMD_GzMN_Dp00_Gp00 | A1-Pensilvania 33 kV | All generators | 1 | ind | Dorada - Magdalena 115 kV | m:P:bus1 in MW | 40.4794 | ElmLne
2026 | 2026_DzMD_GzMN_Dp00_Gp00 | A1-Pensilvania 33 kV | All generators | 0.9 | ind | Dorada - Magdalena 115 kV | m:P:bus2 in MW | -40.5127 | ElmLne
2026 | 2026_DzMD_GzMN_Dp00_Gp00 | A1-Pensilvania 33 kV | All generators | 0.91 | ind | Dorada - Magdalena 115 kV | m:P:bus2 in MW | -40.5071 | ElmLne
2026 | 2026_DzMD_GzMN_Dp00_Gp00 | A1-Pensilvania 33 kV | All generators | 0.92 | ind | Dorada - Magdalena 115 kV | m:P:bus2 in MW | -40.5011 | ElmLne
2026 | 2026_DzMD_GzMN_Dp00_Gp00 | A1-Pensilvania 33 kV | All generators | 0.93 | ind | Dorada - Magdalena 115 kV | m:P:bus2 in MW | -40.4948 | ElmLne
2026 | 2026_DzMD_GzMN_Dp00_Gp00 | A1-Pensilvania 33 kV | All generators | 0.94 | ind | Dorada - Magdalena 115 kV | m:P:bus2 in MW | -40.4879 | ElmLne
2026 | 2026_DzMD_GzMN_Dp00_Gp00 | A1-Pensilvania 33 kV | All generators | 0.95 | ind | Dorada - Magdalena 115 kV | m:P:bus2 in MW | -40.4804 | ElmLne
2026 | 2026_DzMD_GzMN_Dp00_Gp00 | A1-Pensilvania 33 kV | All generators | 0.96 | ind | Dorada - Magdalena 115 kV | m:P:bus2 in MW | -40.4719 | ElmLne
2026 | 2026_DzMD_GzMN_Dp00_Gp00 | A1-Pensilvania 33 kV | All generators | 0.97 | ind | Dorada - Magdalena 115 kV | m:P:bus2 in MW | -40.4623 | ElmLne
2026 | 2026_DzMD_GzMN_Dp00_Gp00 | A1-Pensilvania 33 kV | All generators | 0.98 | ind | Dorada - Magdalena 115 kV | m:P:bus2 in MW | -40.4505 | ElmLne
2026 | 2026_DzMD_GzMN_Dp00_Gp00 | A1-Pensilvania 33 kV | All generators | 0.99 | ind | Dorada - Magdalena 115 kV | m:P:bus2 in MW | -40.4348 | ElmLne
2026 | 2026_DzMD_GzMN_Dp00_Gp00 | A1-Pensilvania 33 kV | All generators | 1 | ind | Dorada - Magdalena 115 kV | m:P:bus2 in MW | -40.3933 | ElmLne
2026 | 2026_DzMD_GzMN_Dp00_Gp00 | A1-Pensilvania 33 kV | All generators | 0.9 | ind | Dorada - Magdalena 115 kV | m:Q:bus1 in Mvar | 2.8509 | ElmLne
2026 | 2026_DzMD_GzMN_Dp00_Gp00 | A1-Pensilvania 33 kV | All generators | 0.91 | ind | Dorada - Magdalena 115 kV | m:Q:bus1 in Mvar | 2.8293 | ElmLne
2026 | 2026_DzMD_GzMN_Dp00_Gp00 | A1-Pensilvania 33 kV | All generators | 0.92 | ind | Dorada - Magdalena 115 kV | m:Q:bus1 in Mvar | 2.8068 | ElmLne
2026 | 2026_DzMD_GzMN_Dp00_Gp00 | A1-Pensilvania 33 kV | All generators | 0.93 | ind | Dorada - Magdalena 115 kV | m:Q:bus1 in Mvar | 2.7831 | ElmLne
2026 | 2026_DzMD_GzMN_Dp00_Gp00 | A1-Pensilvania 33 kV | All generators | 0.94 | ind | Dorada - Magdalena 115 kV | m:Q:bus1 in Mvar | 2.7579 | ElmLne
2026 | 2026_DzMD_GzMN_Dp00_Gp00 | A1-Pensilvania 33 kV | All generators | 0.95 | ind | Dorada - Magdalena 115 kV | m:Q:bus1 in Mvar | 2.7307 | ElmLne
2026 | 2026_DzMD_GzMN_Dp00_Gp00 | A1-Pensilvania 33 kV | All generators | 0.96 | ind | Dorada - Magdalena 115 kV | m:Q:bus1 in Mvar | 2.7008 | ElmLne
2026 | 2026_DzMD_GzMN_Dp00_Gp00 | A1-Pensilvania 33 kV | All generators | 0.97 | ind | Dorada - Magdalena 115 kV | m:Q:bus1 in Mvar | 2.667 | ElmLne
2026 | 2026_DzMD_GzMN_Dp00_Gp00 | A1-Pensilvania 33 kV | All generators | 0.98 | ind | Dorada - Magdalena 115 kV | m:Q:bus1 in Mvar | 2.6271 | ElmLne
2026 | 2026_DzMD_GzMN_Dp00_Gp00 | A1-Pensilvania 33 kV | All generators | 0.99 | ind | Dorada - Magdalena 115 kV | m:Q:bus1 in Mvar | 2.5746 | ElmLne
2026 | 2026_DzMD_GzMN_Dp00_Gp00 | A1-Pensilvania 33 kV | All generators | 1 | ind | Dorada - Magdalena 115 kV | m:Q:bus1 in Mvar | 2.4438 | ElmLne
2026 | 2026_DzMD_GzMN_Dp00_Gp00 | A1-Pensilvania 33 kV | All generators | 0.9 | ind | Dorada - Magdalena 115 kV | m:Q:bus2 in Mvar | -2.7846 | ElmLne
2026 | 2026_DzMD_GzMN_Dp00_Gp00 | A1-Pensilvania 33 kV | All generators | 0.91 | ind | Dorada - Magdalena 115 kV | m:Q:bus2 in Mvar | -2.763 | ElmLne
2026 | 2026_DzMD_GzMN_Dp00_Gp00 | A1-Pensilvania 33 kV | All generators | 0.92 | ind | Dorada - Magdalena 115 kV | m:Q:bus2 in Mvar | -2.7404 | ElmLne
2026 | 2026_DzMD_GzMN_Dp00_Gp00 | A1-Pensilvania 33 kV | All generators | 0.93 | ind | Dorada - Magdalena 115 kV | m:Q:bus2 in Mvar | -2.7167 | ElmLne
2026 | 2026_DzMD_GzMN_Dp00_Gp00 | A1-Pensilvania 33 kV | All generators | 0.94 | ind | Dorada - Magdalena 115 kV | m:Q:bus2 in Mvar | -2.6914 | ElmLne
2026 | 2026_DzMD_GzMN_Dp00_Gp00 | A1-Pensilvania 33 kV | All generators | 0.95 | ind | Dorada - Magdalena 115 kV | m:Q:bus2 in Mvar | -2.6642 | ElmLne
2026 | 2026_DzMD_GzMN_Dp00_Gp00 | A1-Pensilvania 33 kV | All generators | 0.96 | ind | Dorada - Magdalena 115 kV | m:Q:bus2 in Mvar | -2.6343 | ElmLne
2026 | 2026_DzMD_GzMN_Dp00_Gp00 | A1-Pensilvania 33 kV | All generators | 0.97 | ind | Dorada - Magdalena 115 kV | m:Q:bus2 in Mvar | -2.6006 | ElmLne
2026 | 2026_DzMD_GzMN_Dp00_Gp00 | A1-Pensilvania 33 kV | All generators | 0.98 | ind | Dorada - Magdalena 115 kV | m:Q:bus2 in Mvar | -2.5605 | ElmLne
2026 | 2026_DzMD_GzMN_Dp00_Gp00 | A1-Pensilvania 33 kV | All generators | 0.99 | ind | Dorada - Magdalena 115 kV | m:Q:bus2 in Mvar | -2.5081 | ElmLne
2026 | 2026_DzMD_GzMN_Dp00_Gp00 | A1-Pensilvania 33 kV | All generators | 1 | ind | Dorada - Magdalena 115 kV | m:Q:bus2 in Mvar | -2.3773 | ElmLne
2026 | 2026_DzMD_GzMN_Dp00_Gp00 | A1-Pensilvania 33 kV | All generators | 0.9 | ind | Dorada - Magdalena 115 kV | m:cosphi:bus1 | 0.99754 | ElmLne
2026 | 2026_DzMD_GzMN_Dp00_Gp00 | A1-Pensilvania 33 kV | All generators | 0.91 | ind | Dorada - Magdalena 115 kV | m:cosphi:bus1 | 0.99758 | ElmLne
2026 | 2026_DzMD_GzMN_Dp00_Gp00 | A1-Pensilvania 33 kV | All generators | 0.92 | ind | Dorada - Magdalena 115 kV | m:cosphi:bus1 | 0.99762 | ElmLne
2026 | 2026_DzMD_GzMN_Dp00_Gp00 | A1-Pensilvania 33 kV | All generators | 0.93 | ind | Dorada - Magdalena 115 kV | m:cosphi:bus1 | 0.99766 | ElmLne
2026 | 2026_DzMD_GzMN_Dp00_Gp00 | A1-Pensilvania 33 kV | All generators | 0.94 | ind | Dorada - Magdalena 115 kV | m:cosphi:bus1 | 0.9977 | ElmLne
2026 | 2026_DzMD_GzMN_Dp00_Gp00 | A1-Pensilvania 33 kV | All generators | 0.95 | ind | Dorada - Magdalena 115 kV | m:cosphi:bus1 | 0.99774 | ElmLne
2026 | 2026_DzMD_GzMN_Dp00_Gp00 | A1-Pensilvania 33 kV | All generators | 0.96 | ind | Dorada - Magdalena 115 kV | m:cosphi:bus1 | 0.99779 | ElmLne
2026 | 2026_DzMD_GzMN_Dp00_Gp00 | A1-Pensilvania 33 kV | All generators | 0.97 | ind | Dorada - Magdalena 115 kV | m:cosphi:bus1 | 0.99784 | ElmLne
2026 | 2026_DzMD_GzMN_Dp00_Gp00 | A1-Pensilvania 33 kV | All generators | 0.98 | ind | Dorada - Magdalena 115 kV | m:cosphi:bus1 | 0.99791 | ElmLne
2026 | 2026_DzMD_GzMN_Dp00_Gp00 | A1-Pensilvania 33 kV | All generators | 0.99 | ind | Dorada - Magdalena 115 kV | m:cosphi:bus1 | 0.99799 | ElmLne
2026 | 2026_DzMD_GzMN_Dp00_Gp00 | A1-Pensilvania 33 kV | All generators | 1 | ind | Dorada - Magdalena 115 kV | m:cosphi:bus1 | 0.99818 | ElmLne
2026 | 2026_DzMD_GzMN_Dp00_Gp00 | A1-Pensilvania 33 kV | All generators | 0.9 | ind | Dorada - Magdalena 115 kV | m:cosphi:bus2 | -0.99765 | ElmLne
2026 | 2026_DzMD_GzMN_Dp00_Gp00 | A1-Pensilvania 33 kV | All generators | 0.91 | ind | Dorada - Magdalena 115 kV | m:cosphi:bus2 | -0.99768 | ElmLne
2026 | 2026_DzMD_GzMN_Dp00_Gp00 | A1-Pensilvania 33 kV | All generators | 0.92 | ind | Dorada - Magdalena 115 kV | m:cosphi:bus2 | -0.99772 | ElmLne
2026 | 2026_DzMD_GzMN_Dp00_Gp00 | A1-Pensilvania 33 kV | All generators | 0.93 | ind | Dorada - Magdalena 115 kV | m:cosphi:bus2 | -0.99776 | ElmLne
2026 | 2026_DzMD_GzMN_Dp00_Gp00 | A1-Pensilvania 33 kV | All generators | 0.94 | ind | Dorada - Magdalena 115 kV | m:cosphi:bus2 | -0.9978 | ElmLne
2026 | 2026_DzMD_GzMN_Dp00_Gp00 | A1-Pensilvania 33 kV | All generators | 0.95 | ind | Dorada - Magdalena 115 kV | m:cosphi:bus2 | -0.99784 | ElmLne
2026 | 2026_DzMD_GzMN_Dp00_Gp00 | A1-Pensilvania 33 kV | All generators | 0.96 | ind | Dorada - Magdalena 115 kV | m:cosphi:bus2 | -0.99789 | ElmLne
2026 | 2026_DzMD_GzMN_Dp00_Gp00 | A1-Pensilvania 33 kV | All generators | 0.97 | ind | Dorada - Magdalena 115 kV | m:cosphi:bus2 | -0.99794 | ElmLne
2026 | 2026_DzMD_GzMN_Dp00_Gp00 | A1-Pensilvania 33 kV | All generators | 0.98 | ind | Dorada - Magdalena 115 kV | m:cosphi:bus2 | -0.998 | ElmLne
2026 | 2026_DzMD_GzMN_Dp00_Gp00 | A1-Pensilvania 33 kV | All generators | 0.99 | ind | Dorada - Magdalena 115 kV | m:cosphi:bus2 | -0.99808 | ElmLne
2026 | 2026_DzMD_GzMN_Dp00_Gp00 | A1-Pensilvania 33 kV | All generators | 1 | ind | Dorada - Magdalena 115 kV | m:cosphi:bus2 | -0.99827 | ElmLne
2026 | 2026_DzMD_GzMN_Dp00_Gp00 | A1-Pensilvania 33 kV | All generators | 0.9 | ind | Mariquita - Victoria 2 115 | m:P:bus1 in MW | 8.013 | ElmLne
2026 | 2026_DzMD_GzMN_Dp00_Gp00 | A1-Pensilvania 33 kV | All generators | 0.91 | ind | Mariquita - Victoria 2 115 | m:P:bus1 in MW | 8.015 | ElmLne
2026 | 2026_DzMD_GzMN_Dp00_Gp00 | A1-Pensilvania 33 kV | All generators | 0.92 | ind | Mariquita - Victoria 2 115 | m:P:bus1 in MW | 8.0171 | ElmLne
2026 | 2026_DzMD_GzMN_Dp00_Gp00 | A1-Pensilvania 33 kV | All generators | 0.93 | ind | Mariquita - Victoria 2 115 | m:P:bus1 in MW | 8.0193 | ElmLne
2026 | 2026_DzMD_GzMN_Dp00_Gp00 | A1-Pensilvania 33 kV | All generators | 0.94 | ind | Mariquita - Victoria 2 115 | m:P:bus1 in MW | 8.0216 | ElmLne
2026 | 2026_DzMD_GzMN_Dp00_Gp00 | A1-Pensilvania 33 kV | All generators | 0.95 | ind | Mariquita - Victoria 2 115 | m:P:bus1 in MW | 8.0242 | ElmLne
2026 | 2026_DzMD_GzMN_Dp00_Gp00 | A1-Pensilvania 33 kV | All generators | 0.96 | ind | Mariquita - Victoria 2 115 | m:P:bus1 in MW | 8.0269 | ElmLne
2026 | 2026_DzMD_GzMN_Dp00_Gp00 | A1-Pensilvania 33 kV | All generators | 0.97 | ind | Mariquita - Victoria 2 115 | m:P:bus1 in MW | 8.03 | ElmLne
2026 | 2026_DzMD_GzMN_Dp00_Gp00 | A1-Pensilvania 33 kV | All generators | 0.98 | ind | Mariquita - Victoria 2 115 | m:P:bus1 in MW | 8.0337 | ElmLne
2026 | 2026_DzMD_GzMN_Dp00_Gp00 | A1-Pensilvania 33 kV | All generators | 0.99 | ind | Mariquita - Victoria 2 115 | m:P:bus1 in MW | 8.0385 | ElmLne
2026 | 2026_DzMD_GzMN_Dp00_Gp00 | A1-Pensilvania 33 kV | All generators | 1 | ind | Mariquita - Victoria 2 115 | m:P:bus1 in MW | 8.0504 | ElmLne
2026 | 2026_DzMD_GzMN_Dp00_Gp00 | A1-Pensilvania 33 kV | All generators | 0.9 | ind | Mariquita - Victoria 2 115 | m:P:bus2 in MW | -7.9851 | ElmLne
2026 | 2026_DzMD_GzMN_Dp00_Gp00 | A1-Pensilvania 33 kV | All generators | 0.91 | ind | Mariquita - Victoria 2 115 | m:P:bus2 in MW | -7.9871 | ElmLne
2026 | 2026_DzMD_GzMN_Dp00_Gp00 | A1-Pensilvania 33 kV | All generators | 0.92 | ind | Mariquita - Victoria 2 115 | m:P:bus2 in MW | -7.9892 | ElmLne
2026 | 2026_DzMD_GzMN_Dp00_Gp00 | A1-Pensilvania 33 kV | All generators | 0.93 | ind | Mariquita - Victoria 2 115 | m:P:bus2 in MW | -7.9914 | ElmLne
2026 | 2026_DzMD_GzMN_Dp00_Gp00 | A1-Pensilvania 33 kV | All generators | 0.94 | ind | Mariquita - Victoria 2 115 | m:P:bus2 in MW | -7.9938 | ElmLne
2026 | 2026_DzMD_GzMN_Dp00_Gp00 | A1-Pensilvania 33 kV | All generators | 0.95 | ind | Mariquita - Victoria 2 115 | m:P:bus2 in MW | -7.9963 | ElmLne
2026 | 2026_DzMD_GzMN_Dp00_Gp00 | A1-Pensilvania 33 kV | All generators | 0.96 | ind | Mariquita - Victoria 2 115 | m:P:bus2 in MW | -7.999 | ElmLne
2026 | 2026_DzMD_GzMN_Dp00_Gp00 | A1-Pensilvania 33 kV | All generators | 0.97 | ind | Mariquita - Victoria 2 115 | m:P:bus2 in MW | -8.0021 | ElmLne
2026 | 2026_DzMD_GzMN_Dp00_Gp00 | A1-Pensilvania 33 kV | All generators | 0.98 | ind | Mariquita - Victoria 2 115 | m:P:bus2 in MW | -8.0058 | ElmLne
2026 | 2026_DzMD_GzMN_Dp00_Gp00 | A1-Pensilvania 33 kV | All generators | 0.99 | ind | Mariquita - Victoria 2 115 | m:P:bus2 in MW | -8.0106 | ElmLne
2026 | 2026_DzMD_GzMN_Dp00_Gp00 | A1-Pensilvania 33 kV | All generators | 1 | ind | Mariquita - Victoria 2 115 | m:P:bus2 in MW | -8.0224 | ElmLne
2026 | 2026_DzMD_GzMN_Dp00_Gp00 | A1-Pensilvania 33 kV | All generators | 0.9 | ind | Mariquita - Victoria 2 115 | m:Q:bus1 in Mvar | -8.5259 | ElmLne
2026 | 2026_DzMD_GzMN_Dp00_Gp00 | A1-Pensilvania 33 kV | All generators | 0.91 | ind | Mariquita - Victoria 2 115 | m:Q:bus1 in Mvar | -8.5233 | ElmLne
2026 | 2026_DzMD_GzMN_Dp00_Gp00 | A1-Pensilvania 33 kV | All generators | 0.92 | ind | Mariquita - Victoria 2 115 | m:Q:bus1 in Mvar | -8.5206 | ElmLne
2026 | 2026_DzMD_GzMN_Dp00_Gp00 | A1-Pensilvania 33 kV | All generators | 0.93 | ind | Mariquita - Victoria 2 115 | m:Q:bus1 in Mvar | -8.5177 | ElmLne
2026 | 2026_DzMD_GzMN_Dp00_Gp00 | A1-Pensilvania 33 kV | All generators | 0.94 | ind | Mariquita - Victoria 2 115 | m:Q:bus1 in Mvar | -8.5147 | ElmLne
2026 | 2026_DzMD_GzMN_Dp00_Gp00 | A1-Pensilvania 33 kV | All generators | 0.95 | ind | Mariquita - Victoria 2 115 | m:Q:bus1 in Mvar | -8.5114 | ElmLne
2026 | 2026_DzMD_GzMN_Dp00_Gp00 | A1-Pensilvania 33 kV | All generators | 0.96 | ind | Mariquita - Victoria 2 115 | m:Q:bus1 in Mvar | -8.5079 | ElmLne
2026 | 2026_DzMD_GzMN_Dp00_Gp00 | A1-Pensilvania 33 kV | All generators | 0.97 | ind | Mariquita - Victoria 2 115 | m:Q:bus1 in Mvar | -8.5038 | ElmLne
2026 | 2026_DzMD_GzMN_Dp00_Gp00 | A1-Pensilvania 33 kV | All generators | 0.98 | ind | Mariquita - Victoria 2 115 | m:Q:bus1 in Mvar | -8.499 | ElmLne
2026 | 2026_DzMD_GzMN_Dp00_Gp00 | A1-Pensilvania 33 kV | All generators | 0.99 | ind | Mariquita - Victoria 2 115 | m:Q:bus1 in Mvar | -8.4928 | ElmLne
2026 | 2026_DzMD_GzMN_Dp00_Gp00 | A1-Pensilvania 33 kV | All generators | 1 | ind | Mariquita - Victoria 2 115 | m:Q:bus1 in Mvar | -8.4773 | ElmLne
2026 | 2026_DzMD_GzMN_Dp00_Gp00 | A1-Pensilvania 33 kV | All generators | 0.9 | ind | Mariquita - Victoria 2 115 | m:Q:bus2 in Mvar | 7.9389 | ElmLne
2026 | 2026_DzMD_GzMN_Dp00_Gp00 | A1-Pensilvania 33 kV | All generators | 0.91 | ind | Mariquita - Victoria 2 115 | m:Q:bus2 in Mvar | 7.9365 | ElmLne
2026 | 2026_DzMD_GzMN_Dp00_Gp00 | A1-Pensilvania 33 kV | All generators | 0.92 | ind | Mariquita - Victoria 2 115 | m:Q:bus2 in Mvar | 7.934 | ElmLne
2026 | 2026_DzMD_GzMN_Dp00_Gp00 | A1-Pensilvania 33 kV | All generators | 0.93 | ind | Mariquita - Victoria 2 115 | m:Q:bus2 in Mvar | 7.9314 | ElmLne
2026 | 2026_DzMD_GzMN_Dp00_Gp00 | A1-Pensilvania 33 kV | All generators | 0.94 | ind | Mariquita - Victoria 2 115 | m:Q:bus2 in Mvar | 7.9286 | ElmLne
2026 | 2026_DzMD_GzMN_Dp00_Gp00 | A1-Pensilvania 33 kV | All generators | 0.95 | ind | Mariquita - Victoria 2 115 | m:Q:bus2 in Mvar | 7.9257 | ElmLne
2026 | 2026_DzMD_GzMN_Dp00_Gp00 | A1-Pensilvania 33 kV | All generators | 0.96 | ind | Mariquita - Victoria 2 115 | m:Q:bus2 in Mvar | 7.9224 | ElmLne
2026 | 2026_DzMD_GzMN_Dp00_Gp00 | A1-Pensilvania 33 kV | All generators | 0.97 | ind | Mariquita - Victoria 2 115 | m:Q:bus2 in Mvar | 7.9187 | ElmLne
2026 | 2026_DzMD_GzMN_Dp00_Gp00 | A1-Pensilvania 33 kV | All generators | 0.98 | ind | Mariquita - Victoria 2 115 | m:Q:bus2 in Mvar | 7.9144 | ElmLne
2026 | 2026_DzMD_GzMN_Dp00_Gp00 | A1-Pensilvania 33 kV | All generators | 0.99 | ind | Mariquita - Victoria 2 115 | m:Q:bus2 in Mvar | 7.9087 | ElmLne
2026 | 2026_DzMD_GzMN_Dp00_Gp00 | A1-Pensilvania 33 kV | All generators | 1 | ind | Mariquita - Victoria 2 115 | m:Q:bus2 in Mvar | 7.8947 | ElmLne
2026 | 2026_DzMD_GzMN_Dp00_Gp00 | A1-Pensilvania 33 kV | All generators | 0.9 | ind | Mariquita - Victoria 2 115 | m:cosphi:bus1 | 0.68485 | ElmLne
2026 | 2026_DzMD_GzMN_Dp00_Gp00 | A1-Pensilvania 33 kV | All generators | 0.91 | ind | Mariquita - Victoria 2 115 | m:cosphi:bus1 | 0.68505 | ElmLne
2026 | 2026_DzMD_GzMN_Dp00_Gp00 | A1-Pensilvania 33 kV | All generators | 0.92 | ind | Mariquita - Victoria 2 115 | m:cosphi:bus1 | 0.68526 | ElmLne
2026 | 2026_DzMD_GzMN_Dp00_Gp00 | A1-Pensilvania 33 kV | All generators | 0.93 | ind | Mariquita - Victoria 2 115 | m:cosphi:bus1 | 0.68548 | ElmLne
2026 | 2026_DzMD_GzMN_Dp00_Gp00 | A1-Pensilvania 33 kV | All generators | 0.94 | ind | Mariquita - Victoria 2 115 | m:cosphi:bus1 | 0.68572 | ElmLne
2026 | 2026_DzMD_GzMN_Dp00_Gp00 | A1-Pensilvania 33 kV | All generators | 0.95 | ind | Mariquita - Victoria 2 115 | m:cosphi:bus1 | 0.68597 | ElmLne
2026 | 2026_DzMD_GzMN_Dp00_Gp00 | A1-Pensilvania 33 kV | All generators | 0.96 | ind | Mariquita - Victoria 2 115 | m:cosphi:bus1 | 0.68625 | ElmLne
2026 | 2026_DzMD_GzMN_Dp00_Gp00 | A1-Pensilvania 33 kV | All generators | 0.97 | ind | Mariquita - Victoria 2 115 | m:cosphi:bus1 | 0.68656 | ElmLne
2026 | 2026_DzMD_GzMN_Dp00_Gp00 | A1-Pensilvania 33 kV | All generators | 0.98 | ind | Mariquita - Victoria 2 115 | m:cosphi:bus1 | 0.68693 | ElmLne
2026 | 2026_DzMD_GzMN_Dp00_Gp00 | A1-Pensilvania 33 kV | All generators | 0.99 | ind | Mariquita - Victoria 2 115 | m:cosphi:bus1 | 0.68742 | ElmLne
2026 | 2026_DzMD_GzMN_Dp00_Gp00 | A1-Pensilvania 33 kV | All generators | 1 | ind | Mariquita - Victoria 2 115 | m:cosphi:bus1 | 0.68861 | ElmLne
2026 | 2026_DzMD_GzMN_Dp00_Gp00 | A1-Pensilvania 33 kV | All generators | 0.9 | ind | Mariquita - Victoria 2 115 | m:cosphi:bus2 | -0.70916 | ElmLne
2026 | 2026_DzMD_GzMN_Dp00_Gp00 | A1-Pensilvania 33 kV | All generators | 0.91 | ind | Mariquita - Victoria 2 115 | m:cosphi:bus2 | -0.70935 | ElmLne
2026 | 2026_DzMD_GzMN_Dp00_Gp00 | A1-Pensilvania 33 kV | All generators | 0.92 | ind | Mariquita - Victoria 2 115 | m:cosphi:bus2 | -0.70956 | ElmLne
2026 | 2026_DzMD_GzMN_Dp00_Gp00 | A1-Pensilvania 33 kV | All generators | 0.93 | ind | Mariquita - Victoria 2 115 | m:cosphi:bus2 | -0.70977 | ElmLne
2026 | 2026_DzMD_GzMN_Dp00_Gp00 | A1-Pensilvania 33 kV | All generators | 0.94 | ind | Mariquita - Victoria 2 115 | m:cosphi:bus2 | -0.70999 | ElmLne
2026 | 2026_DzMD_GzMN_Dp00_Gp00 | A1-Pensilvania 33 kV | All generators | 0.95 | ind | Mariquita - Victoria 2 115 | m:cosphi:bus2 | -0.71024 | ElmLne
2026 | 2026_DzMD_GzMN_Dp00_Gp00 | A1-Pensilvania 33 kV | All generators | 0.96 | ind | Mariquita - Victoria 2 115 | m:cosphi:bus2 | -0.7105 | ElmLne
2026 | 2026_DzMD_GzMN_Dp00_Gp00 | A1-Pensilvania 33 kV | All generators | 0.97 | ind | Mariquita - Victoria 2 115 | m:cosphi:bus2 | -0.7108 | ElmLne
2026 | 2026_DzMD_GzMN_Dp00_Gp00 | A1-Pensilvania 33 kV | All generators | 0.98 | ind | Mariquita - Victoria 2 115 | m:cosphi:bus2 | -0.71115 | ElmLne
2026 | 2026_DzMD_GzMN_Dp00_Gp00 | A1-Pensilvania 33 kV | All generators | 0.99 | ind | Mariquita - Victoria 2 115 | m:cosphi:bus2 | -0.71162 | ElmLne
2026 | 2026_DzMD_GzMN_Dp00_Gp00 | A1-Pensilvania 33 kV | All generators | 1 | ind | Mariquita - Victoria 2 115 | m:cosphi:bus2 | -0.71276 | ElmLne
2026 | 2026_DzMD_GzMN_Dp00_Gp00 | A1-Pensilvania 33 kV | All generators | 0.9 | ind | Dorada 115/33/13.8 kV | m:P:bushv in MW | 8.9947 | ElmTr3
2026 | 2026_DzMD_GzMN_Dp00_Gp00 | A1-Pensilvania 33 kV | All generators | 0.91 | ind | Dorada 115/33/13.8 kV | m:P:bushv in MW | 8.9933 | ElmTr3
2026 | 2026_DzMD_GzMN_Dp00_Gp00 | A1-Pensilvania 33 kV | All generators | 0.92 | ind | Dorada 115/33/13.8 kV | m:P:bushv in MW | 8.9921 | ElmTr3
2026 | 2026_DzMD_GzMN_Dp00_Gp00 | A1-Pensilvania 33 kV | All generators | 0.93 | ind | Dorada 115/33/13.8 kV | m:P:bushv in MW | 8.991 | ElmTr3
2026 | 2026_DzMD_GzMN_Dp00_Gp00 | A1-Pensilvania 33 kV | All generators | 0.94 | ind | Dorada 115/33/13.8 kV | m:P:bushv in MW | 8.99 | ElmTr3
2026 | 2026_DzMD_GzMN_Dp00_Gp00 | A1-Pensilvania 33 kV | All generators | 0.95 | ind | Dorada 115/33/13.8 kV | m:P:bushv in MW | 8.9891 | ElmTr3
2026 | 2026_DzMD_GzMN_Dp00_Gp00 | A1-Pensilvania 33 kV | All generators | 0.96 | ind | Dorada 115/33/13.8 kV | m:P:bushv in MW | 8.9885 | ElmTr3
2026 | 2026_DzMD_GzMN_Dp00_Gp00 | A1-Pensilvania 33 kV | All generators | 0.97 | ind | Dorada 115/33/13.8 kV | m:P:bushv in MW | 8.9881 | ElmTr3
2026 | 2026_DzMD_GzMN_Dp00_Gp00 | A1-Pensilvania 33 kV | All generators | 0.98 | ind | Dorada 115/33/13.8 kV | m:P:bushv in MW | 8.9881 | ElmTr3
2026 | 2026_DzMD_GzMN_Dp00_Gp00 | A1-Pensilvania 33 kV | All generators | 0.99 | ind | Dorada 115/33/13.8 kV | m:P:bushv in MW | 8.9889 | ElmTr3
2026 | 2026_DzMD_GzMN_Dp00_Gp00 | A1-Pensilvania 33 kV | All generators | 1 | ind | Dorada 115/33/13.8 kV | m:P:bushv in MW | 8.9949 | ElmTr3
2026 | 2026_DzMD_GzMN_Dp00_Gp00 | A1-Pensilvania 33 kV | All generators | 0.9 | ind | Dorada 115/33/13.8 kV | m:Q:bushv in Mvar | 4.3665 | ElmTr3
2026 | 2026_DzMD_GzMN_Dp00_Gp00 | A1-Pensilvania 33 kV | All generators | 0.91 | ind | Dorada 115/33/13.8 kV | m:Q:bushv in Mvar | 4.3998 | ElmTr3
2026 | 2026_DzMD_GzMN_Dp00_Gp00 | A1-Pensilvania 33 kV | All generators | 0.92 | ind | Dorada 115/33/13.8 kV | m:Q:bushv in Mvar | 4.4346 | ElmTr3
2026 | 2026_DzMD_GzMN_Dp00_Gp00 | A1-Pensilvania 33 kV | All generators | 0.93 | ind | Dorada 115/33/13.8 kV | m:Q:bushv in Mvar | 4.4712 | ElmTr3
2026 | 2026_DzMD_GzMN_Dp00_Gp00 | A1-Pensilvania 33 kV | All generators | 0.94 | ind | Dorada 115/33/13.8 kV | m:Q:bushv in Mvar | 4.5101 | ElmTr3
2026 | 2026_DzMD_GzMN_Dp00_Gp00 | A1-Pensilvania 33 kV | All generators | 0.95 | ind | Dorada 115/33/13.8 kV | m:Q:bushv in Mvar | 4.552 | ElmTr3
2026 | 2026_DzMD_GzMN_Dp00_Gp00 | A1-Pensilvania 33 kV | All generators | 0.96 | ind | Dorada 115/33/13.8 kV | m:Q:bushv in Mvar | 4.5981 | ElmTr3
2026 | 2026_DzMD_GzMN_Dp00_Gp00 | A1-Pensilvania 33 kV | All generators | 0.97 | ind | Dorada 115/33/13.8 kV | m:Q:bushv in Mvar | 4.6501 | ElmTr3
2026 | 2026_DzMD_GzMN_Dp00_Gp00 | A1-Pensilvania 33 kV | All generators | 0.98 | ind | Dorada 115/33/13.8 kV | m:Q:bushv in Mvar | 4.7118 | ElmTr3
2026 | 2026_DzMD_GzMN_Dp00_Gp00 | A1-Pensilvania 33 kV | All generators | 0.99 | ind | Dorada 115/33/13.8 kV | m:Q:bushv in Mvar | 4.7926 | ElmTr3
2026 | 2026_DzMD_GzMN_Dp00_Gp00 | A1-Pensilvania 33 kV | All generators | 1 | ind | Dorada 115/33/13.8 kV | m:Q:bushv in Mvar | 4.9941 | ElmTr3
2026 | 2026_DzMD_GzMN_Dp00_Gp00 | A1-Pensilvania 33 kV | All generators | 0.9 | ind | Dorada 115/33/13.8 kV | m:cosphi:bushv | 0.8996 | ElmTr3
2026 | 2026_DzMD_GzMN_Dp00_Gp00 | A1-Pensilvania 33 kV | All generators | 0.91 | ind | Dorada 115/33/13.8 kV | m:cosphi:bushv | 0.89826 | ElmTr3
2026 | 2026_DzMD_GzMN_Dp00_Gp00 | A1-Pensilvania 33 kV | All generators | 0.92 | ind | Dorada 115/33/13.8 kV | m:cosphi:bushv | 0.89687 | ElmTr3
2026 | 2026_DzMD_GzMN_Dp00_Gp00 | A1-Pensilvania 33 kV | All generators | 0.93 | ind | Dorada 115/33/13.8 kV | m:cosphi:bushv | 0.89539 | ElmTr3
2026 | 2026_DzMD_GzMN_Dp00_Gp00 | A1-Pensilvania 33 kV | All generators | 0.94 | ind | Dorada 115/33/13.8 kV | m:cosphi:bushv | 0.89382 | ElmTr3
2026 | 2026_DzMD_GzMN_Dp00_Gp00 | A1-Pensilvania 33 kV | All generators | 0.95 | ind | Dorada 115/33/13.8 kV | m:cosphi:bushv | 0.89213 | ElmTr3
2026 | 2026_DzMD_GzMN_Dp00_Gp00 | A1-Pensilvania 33 kV | All generators | 0.96 | ind | Dorada 115/33/13.8 kV | m:cosphi:bushv | 0.89028 | ElmTr3
2026 | 2026_DzMD_GzMN_Dp00_Gp00 | A1-Pensilvania 33 kV | All generators | 0.97 | ind | Dorada 115/33/13.8 kV | m:cosphi:bushv | 0.88817 | ElmTr3
2026 | 2026_DzMD_GzMN_Dp00_Gp00 | A1-Pensilvania 33 kV | All generators | 0.98 | ind | Dorada 115/33/13.8 kV | m:cosphi:bushv | 0.88568 | ElmTr3
2026 | 2026_DzMD_GzMN_Dp00_Gp00 | A1-Pensilvania 33 kV | All generators | 0.99 | ind | Dorada 115/33/13.8 kV | m:cosphi:bushv | 0.88241 | ElmTr3
2026 | 2026_DzMD_GzMN_Dp00_Gp00 | A1-Pensilvania 33 kV | All generators | 1 | ind | Dorada 115/33/13.8 kV | m:cosphi:bushv | 0.87428 | ElmTr3
2026 | 2026_DzMD_GzMN_Dp00_Gp00 | A1-Pensilvania 33 kV | All generators | 0.9 | ind | Manzanares 115/33/13.8 kV | m:P:bushv in MW | -6.3437 | ElmTr3
2026 | 2026_DzMD_GzMN_Dp00_Gp00 | A1-Pensilvania 33 kV | All generators | 0.91 | ind | Manzanares 115/33/13.8 kV | m:P:bushv in MW | -6.3423 | ElmTr3
2026 | 2026_DzMD_GzMN_Dp00_Gp00 | A1-Pensilvania 33 kV | All generators | 0.92 | ind | Manzanares 115/33/13.8 kV | m:P:bushv in MW | -6.3399 | ElmTr3
2026 | 2026_DzMD_GzMN_Dp00_Gp00 | A1-Pensilvania 33 kV | All generators | 0.93 | ind | Manzanares 115/33/13.8 kV | m:P:bushv in MW | -6.3362 | ElmTr3
2026 | 2026_DzMD_GzMN_Dp00_Gp00 | A1-Pensilvania 33 kV | All generators | 0.94 | ind | Manzanares 115/33/13.8 kV | m:P:bushv in MW | -6.3309 | ElmTr3
2026 | 2026_DzMD_GzMN_Dp00_Gp00 | A1-Pensilvania 33 kV | All generators | 0.95 | ind | Manzanares 115/33/13.8 kV | m:P:bushv in MW | -6.3238 | ElmTr3
2026 | 2026_DzMD_GzMN_Dp00_Gp00 | A1-Pensilvania 33 kV | All generators | 0.96 | ind | Manzanares 115/33/13.8 kV | m:P:bushv in MW | -6.3141 | ElmTr3
2026 | 2026_DzMD_GzMN_Dp00_Gp00 | A1-Pensilvania 33 kV | All generators | 0.97 | ind | Manzanares 115/33/13.8 kV | m:P:bushv in MW | -6.301 | ElmTr3
2026 | 2026_DzMD_GzMN_Dp00_Gp00 | A1-Pensilvania 33 kV | All generators | 0.98 | ind | Manzanares 115/33/13.8 kV | m:P:bushv in MW | -6.2824 | ElmTr3
2026 | 2026_DzMD_GzMN_Dp00_Gp00 | A1-Pensilvania 33 kV | All generators | 0.99 | ind | Manzanares 115/33/13.8 kV | m:P:bushv in MW | -6.253 | ElmTr3
2026 | 2026_DzMD_GzMN_Dp00_Gp00 | A1-Pensilvania 33 kV | All generators | 1 | ind | Manzanares 115/33/13.8 kV | m:P:bushv in MW | -6.1548 | ElmTr3
2026 | 2026_DzMD_GzMN_Dp00_Gp00 | A1-Pensilvania 33 kV | All generators | 0.9 | ind | Manzanares 115/33/13.8 kV | m:Q:bushv in Mvar | -1.595 | ElmTr3
2026 | 2026_DzMD_GzMN_Dp00_Gp00 | A1-Pensilvania 33 kV | All generators | 0.91 | ind | Manzanares 115/33/13.8 kV | m:Q:bushv in Mvar | -1.3816 | ElmTr3
2026 | 2026_DzMD_GzMN_Dp00_Gp00 | A1-Pensilvania 33 kV | All generators | 0.92 | ind | Manzanares 115/33/13.8 kV | m:Q:bushv in Mvar | -1.1588 | ElmTr3
2026 | 2026_DzMD_GzMN_Dp00_Gp00 | A1-Pensilvania 33 kV | All generators | 0.93 | ind | Manzanares 115/33/13.8 kV | m:Q:bushv in Mvar | -0.92463 | ElmTr3
2026 | 2026_DzMD_GzMN_Dp00_Gp00 | A1-Pensilvania 33 kV | All generators | 0.94 | ind | Manzanares 115/33/13.8 kV | m:Q:bushv in Mvar | -0.67582 | ElmTr3
2026 | 2026_DzMD_GzMN_Dp00_Gp00 | A1-Pensilvania 33 kV | All generators | 0.95 | ind | Manzanares 115/33/13.8 kV | m:Q:bushv in Mvar | -0.40793 | ElmTr3
2026 | 2026_DzMD_GzMN_Dp00_Gp00 | A1-Pensilvania 33 kV | All generators | 0.96 | ind | Manzanares 115/33/13.8 kV | m:Q:bushv in Mvar | -0.11404 | ElmTr3
2026 | 2026_DzMD_GzMN_Dp00_Gp00 | A1-Pensilvania 33 kV | All generators | 0.97 | ind | Manzanares 115/33/13.8 kV | m:Q:bushv in Mvar | 0.21756 | ElmTr3
2026 | 2026_DzMD_GzMN_Dp00_Gp00 | A1-Pensilvania 33 kV | All generators | 0.98 | ind | Manzanares 115/33/13.8 kV | m:Q:bushv in Mvar | 0.60989 | ElmTr3
2026 | 2026_DzMD_GzMN_Dp00_Gp00 | A1-Pensilvania 33 kV | All generators | 0.99 | ind | Manzanares 115/33/13.8 kV | m:Q:bushv in Mvar | 1.1229 | ElmTr3
2026 | 2026_DzMD_GzMN_Dp00_Gp00 | A1-Pensilvania 33 kV | All generators | 1 | ind | Manzanares 115/33/13.8 kV | m:Q:bushv in Mvar | 2.3983 | ElmTr3
2026 | 2026_DzMD_GzMN_Dp00_Gp00 | A1-Pensilvania 33 kV | All generators | 0.9 | ind | Manzanares 115/33/13.8 kV | m:cosphi:bushv | -0.96981 | ElmTr3
2026 | 2026_DzMD_GzMN_Dp00_Gp00 | A1-Pensilvania 33 kV | All generators | 0.91 | ind | Manzanares 115/33/13.8 kV | m:cosphi:bushv | -0.97709 | ElmTr3
2026 | 2026_DzMD_GzMN_Dp00_Gp00 | A1-Pensilvania 33 kV | All generators | 0.92 | ind | Manzanares 115/33/13.8 kV | m:cosphi:bushv | -0.9837 | ElmTr3
2026 | 2026_DzMD_GzMN_Dp00_Gp00 | A1-Pensilvania 33 kV | All generators | 0.93 | ind | Manzanares 115/33/13.8 kV | m:cosphi:bushv | -0.98952 | ElmTr3
2026 | 2026_DzMD_GzMN_Dp00_Gp00 | A1-Pensilvania 33 kV | All generators | 0.94 | ind | Manzanares 115/33/13.8 kV | m:cosphi:bushv | -0.99435 | ElmTr3
2026 | 2026_DzMD_GzMN_Dp00_Gp00 | A1-Pensilvania 33 kV | All generators | 0.95 | ind | Manzanares 115/33/13.8 kV | m:cosphi:bushv | -0.99793 | ElmTr3
2026 | 2026_DzMD_GzMN_Dp00_Gp00 | A1-Pensilvania 33 kV | All generators | 0.96 | ind | Manzanares 115/33/13.8 kV | m:cosphi:bushv | -0.99984 | ElmTr3
2026 | 2026_DzMD_GzMN_Dp00_Gp00 | A1-Pensilvania 33 kV | All generators | 0.97 | ind | Manzanares 115/33/13.8 kV | m:cosphi:bushv | -0.9994 | ElmTr3
2026 | 2026_DzMD_GzMN_Dp00_Gp00 | A1-Pensilvania 33 kV | All generators | 0.98 | ind | Manzanares 115/33/13.8 kV | m:cosphi:bushv | -0.99532 | ElmTr3
2026 | 2026_DzMD_GzMN_Dp00_Gp00 | A1-Pensilvania 33 kV | All generators | 0.99 | ind | Manzanares 115/33/13.8 kV | m:cosphi:bushv | -0.98425 | ElmTr3
2026 | 2026_DzMD_GzMN_Dp00_Gp00 | A1-Pensilvania 33 kV | All generators | 1 | ind | Manzanares 115/33/13.8 kV | m:cosphi:bushv | -0.93176 | ElmTr3
2026 | 2026_DzMD_GzMN_Dp00_Gp00 | A1-Pensilvania 33 kV | All generators | 0.9 | ind | Purnio 230/115 | m:P:bushv in MW | 46.3744 | ElmTr3
2026 | 2026_DzMD_GzMN_Dp00_Gp00 | A1-Pensilvania 33 kV | All generators | 0.91 | ind | Purnio 230/115 | m:P:bushv in MW | 46.3674 | ElmTr3
2026 | 2026_DzMD_GzMN_Dp00_Gp00 | A1-Pensilvania 33 kV | All generators | 0.92 | ind | Purnio 230/115 | m:P:bushv in MW | 46.3605 | ElmTr3
2026 | 2026_DzMD_GzMN_Dp00_Gp00 | A1-Pensilvania 33 kV | All generators | 0.93 | ind | Purnio 230/115 | m:P:bushv in MW | 46.3537 | ElmTr3
2026 | 2026_DzMD_GzMN_Dp00_Gp00 | A1-Pensilvania 33 kV | All generators | 0.94 | ind | Purnio 230/115 | m:P:bushv in MW | 46.3469 | ElmTr3
2026 | 2026_DzMD_GzMN_Dp00_Gp00 | A1-Pensilvania 33 kV | All generators | 0.95 | ind | Purnio 230/115 | m:P:bushv in MW | 46.3401 | ElmTr3
2026 | 2026_DzMD_GzMN_Dp00_Gp00 | A1-Pensilvania 33 kV | All generators | 0.96 | ind | Purnio 230/115 | m:P:bushv in MW | 46.3334 | ElmTr3
2026 | 2026_DzMD_GzMN_Dp00_Gp00 | A1-Pensilvania 33 kV | All generators | 0.97 | ind | Purnio 230/115 | m:P:bushv in MW | 46.3266 | ElmTr3
2026 | 2026_DzMD_GzMN_Dp00_Gp00 | A1-Pensilvania 33 kV | All generators | 0.98 | ind | Purnio 230/115 | m:P:bushv in MW | 46.3197 | ElmTr3
2026 | 2026_DzMD_GzMN_Dp00_Gp00 | A1-Pensilvania 33 kV | All generators | 0.99 | ind | Purnio 230/115 | m:P:bushv in MW | 46.3126 | ElmTr3
2026 | 2026_DzMD_GzMN_Dp00_Gp00 | A1-Pensilvania 33 kV | All generators | 1 | ind | Purnio 230/115 | m:P:bushv in MW | 46.3042 | ElmTr3
2026 | 2026_DzMD_GzMN_Dp00_Gp00 | A1-Pensilvania 33 kV | All generators | 0.9 | ind | Purnio 230/115 | m:Q:bushv in Mvar | 0.84812 | ElmTr3
2026 | 2026_DzMD_GzMN_Dp00_Gp00 | A1-Pensilvania 33 kV | All generators | 0.91 | ind | Purnio 230/115 | m:Q:bushv in Mvar | 0.92339 | ElmTr3
2026 | 2026_DzMD_GzMN_Dp00_Gp00 | A1-Pensilvania 33 kV | All generators | 0.92 | ind | Purnio 230/115 | m:Q:bushv in Mvar | 1.002 | ElmTr3
2026 | 2026_DzMD_GzMN_Dp00_Gp00 | A1-Pensilvania 33 kV | All generators | 0.93 | ind | Purnio 230/115 | m:Q:bushv in Mvar | 1.0848 | ElmTr3
2026 | 2026_DzMD_GzMN_Dp00_Gp00 | A1-Pensilvania 33 kV | All generators | 0.94 | ind | Purnio 230/115 | m:Q:bushv in Mvar | 1.1729 | ElmTr3
2026 | 2026_DzMD_GzMN_Dp00_Gp00 | A1-Pensilvania 33 kV | All generators | 0.95 | ind | Purnio 230/115 | m:Q:bushv in Mvar | 1.2678 | ElmTr3
2026 | 2026_DzMD_GzMN_Dp00_Gp00 | A1-Pensilvania 33 kV | All generators | 0.96 | ind | Purnio 230/115 | m:Q:bushv in Mvar | 1.3722 | ElmTr3
2026 | 2026_DzMD_GzMN_Dp00_Gp00 | A1-Pensilvania 33 kV | All generators | 0.97 | ind | Purnio 230/115 | m:Q:bushv in Mvar | 1.4901 | ElmTr3
2026 | 2026_DzMD_GzMN_Dp00_Gp00 | A1-Pensilvania 33 kV | All generators | 0.98 | ind | Purnio 230/115 | m:Q:bushv in Mvar | 1.63 | ElmTr3
2026 | 2026_DzMD_GzMN_Dp00_Gp00 | A1-Pensilvania 33 kV | All generators | 0.99 | ind | Purnio 230/115 | m:Q:bushv in Mvar | 1.8133 | ElmTr3
2026 | 2026_DzMD_GzMN_Dp00_Gp00 | A1-Pensilvania 33 kV | All generators | 1 | ind | Purnio 230/115 | m:Q:bushv in Mvar | 2.2715 | ElmTr3
2026 | 2026_DzMD_GzMN_Dp00_Gp00 | A1-Pensilvania 33 kV | All generators | 0.9 | ind | Purnio 230/115 | m:cosphi:bushv | 0.99983 | ElmTr3
2026 | 2026_DzMD_GzMN_Dp00_Gp00 | A1-Pensilvania 33 kV | All generators | 0.91 | ind | Purnio 230/115 | m:cosphi:bushv | 0.9998 | ElmTr3
2026 | 2026_DzMD_GzMN_Dp00_Gp00 | A1-Pensilvania 33 kV | All generators | 0.92 | ind | Purnio 230/115 | m:cosphi:bushv | 0.99977 | ElmTr3
2026 | 2026_DzMD_GzMN_Dp00_Gp00 | A1-Pensilvania 33 kV | All generators | 0.93 | ind | Purnio 230/115 | m:cosphi:bushv | 0.99973 | ElmTr3
2026 | 2026_DzMD_GzMN_Dp00_Gp00 | A1-Pensilvania 33 kV | All generators | 0.94 | ind | Purnio 230/115 | m:cosphi:bushv | 0.99968 | ElmTr3
2026 | 2026_DzMD_GzMN_Dp00_Gp00 | A1-Pensilvania 33 kV | All generators | 0.95 | ind | Purnio 230/115 | m:cosphi:bushv | 0.99963 | ElmTr3
2026 | 2026_DzMD_GzMN_Dp00_Gp00 | A1-Pensilvania 33 kV | All generators | 0.96 | ind | Purnio 230/115 | m:cosphi:bushv | 0.99956 | ElmTr3
2026 | 2026_DzMD_GzMN_Dp00_Gp00 | A1-Pensilvania 33 kV | All generators | 0.97 | ind | Purnio 230/115 | m:cosphi:bushv | 0.99948 | ElmTr3
2026 | 2026_DzMD_GzMN_Dp00_Gp00 | A1-Pensilvania 33 kV | All generators | 0.98 | ind | Purnio 230/115 | m:cosphi:bushv | 0.99938 | ElmTr3
2026 | 2026_DzMD_GzMN_Dp00_Gp00 | A1-Pensilvania 33 kV | All generators | 0.99 | ind | Purnio 230/115 | m:cosphi:bushv | 0.99923 | ElmTr3
2026 | 2026_DzMD_GzMN_Dp00_Gp00 | A1-Pensilvania 33 kV | All generators | 1 | ind | Purnio 230/115 | m:cosphi:bushv | 0.9988 | ElmTr3
2026 | 2026_DzMD_GzMN_Dp00_Gp00 | A1-Pensilvania 33 kV | All generators | 0.9 | ind | Victoria 115/33/13.8 kV | m:P:bushv in MW | 0.47292 | ElmTr3
2026 | 2026_DzMD_GzMN_Dp00_Gp00 | A1-Pensilvania 33 kV | All generators | 0.91 | ind | Victoria 115/33/13.8 kV | m:P:bushv in MW | 0.45604 | ElmTr3
2026 | 2026_DzMD_GzMN_Dp00_Gp00 | A1-Pensilvania 33 kV | All generators | 0.92 | ind | Victoria 115/33/13.8 kV | m:P:bushv in MW | 0.43907 | ElmTr3
2026 | 2026_DzMD_GzMN_Dp00_Gp00 | A1-Pensilvania 33 kV | All generators | 0.93 | ind | Victoria 115/33/13.8 kV | m:P:bushv in MW | 0.42192 | ElmTr3
2026 | 2026_DzMD_GzMN_Dp00_Gp00 | A1-Pensilvania 33 kV | All generators | 0.94 | ind | Victoria 115/33/13.8 kV | m:P:bushv in MW | 0.4045 | ElmTr3
2026 | 2026_DzMD_GzMN_Dp00_Gp00 | A1-Pensilvania 33 kV | All generators | 0.95 | ind | Victoria 115/33/13.8 kV | m:P:bushv in MW | 0.38664 | ElmTr3
2026 | 2026_DzMD_GzMN_Dp00_Gp00 | A1-Pensilvania 33 kV | All generators | 0.96 | ind | Victoria 115/33/13.8 kV | m:P:bushv in MW | 0.36815 | ElmTr3
2026 | 2026_DzMD_GzMN_Dp00_Gp00 | A1-Pensilvania 33 kV | All generators | 0.97 | ind | Victoria 115/33/13.8 kV | m:P:bushv in MW | 0.34864 | ElmTr3
2026 | 2026_DzMD_GzMN_Dp00_Gp00 | A1-Pensilvania 33 kV | All generators | 0.98 | ind | Victoria 115/33/13.8 kV | m:P:bushv in MW | 0.32745 | ElmTr3
2026 | 2026_DzMD_GzMN_Dp00_Gp00 | A1-Pensilvania 33 kV | All generators | 0.99 | ind | Victoria 115/33/13.8 kV | m:P:bushv in MW | 0.30282 | ElmTr3
2026 | 2026_DzMD_GzMN_Dp00_Gp00 | A1-Pensilvania 33 kV | All generators | 1 | ind | Victoria 115/33/13.8 kV | m:P:bushv in MW | 0.25684 | ElmTr3
2026 | 2026_DzMD_GzMN_Dp00_Gp00 | A1-Pensilvania 33 kV | All generators | 0.9 | ind | Victoria 115/33/13.8 kV | m:Q:bushv in Mvar | 1.173 | ElmTr3
2026 | 2026_DzMD_GzMN_Dp00_Gp00 | A1-Pensilvania 33 kV | All generators | 0.91 | ind | Victoria 115/33/13.8 kV | m:Q:bushv in Mvar | 1.3019 | ElmTr3
2026 | 2026_DzMD_GzMN_Dp00_Gp00 | A1-Pensilvania 33 kV | All generators | 0.92 | ind | Victoria 115/33/13.8 kV | m:Q:bushv in Mvar | 1.4365 | ElmTr3
2026 | 2026_DzMD_GzMN_Dp00_Gp00 | A1-Pensilvania 33 kV | All generators | 0.93 | ind | Victoria 115/33/13.8 kV | m:Q:bushv in Mvar | 1.5781 | ElmTr3
2026 | 2026_DzMD_GzMN_Dp00_Gp00 | A1-Pensilvania 33 kV | All generators | 0.94 | ind | Victoria 115/33/13.8 kV | m:Q:bushv in Mvar | 1.7286 | ElmTr3
2026 | 2026_DzMD_GzMN_Dp00_Gp00 | A1-Pensilvania 33 kV | All generators | 0.95 | ind | Victoria 115/33/13.8 kV | m:Q:bushv in Mvar | 1.8908 | ElmTr3
2026 | 2026_DzMD_GzMN_Dp00_Gp00 | A1-Pensilvania 33 kV | All generators | 0.96 | ind | Victoria 115/33/13.8 kV | m:Q:bushv in Mvar | 2.0689 | ElmTr3
2026 | 2026_DzMD_GzMN_Dp00_Gp00 | A1-Pensilvania 33 kV | All generators | 0.97 | ind | Victoria 115/33/13.8 kV | m:Q:bushv in Mvar | 2.27 | ElmTr3
2026 | 2026_DzMD_GzMN_Dp00_Gp00 | A1-Pensilvania 33 kV | All generators | 0.98 | ind | Victoria 115/33/13.8 kV | m:Q:bushv in Mvar | 2.5082 | ElmTr3
2026 | 2026_DzMD_GzMN_Dp00_Gp00 | A1-Pensilvania 33 kV | All generators | 0.99 | ind | Victoria 115/33/13.8 kV | m:Q:bushv in Mvar | 2.8201 | ElmTr3
2026 | 2026_DzMD_GzMN_Dp00_Gp00 | A1-Pensilvania 33 kV | All generators | 1 | ind | Victoria 115/33/13.8 kV | m:Q:bushv in Mvar | 3.5974 | ElmTr3
2026 | 2026_DzMD_GzMN_Dp00_Gp00 | A1-Pensilvania 33 kV | All generators | 0.9 | ind | Victoria 115/33/13.8 kV | m:cosphi:bushv | 0.37392 | ElmTr3
2026 | 2026_DzMD_GzMN_Dp00_Gp00 | A1-Pensilvania 33 kV | All generators | 0.91 | ind | Victoria 115/33/13.8 kV | m:cosphi:bushv | 0.33059 | ElmTr3
2026 | 2026_DzMD_GzMN_Dp00_Gp00 | A1-Pensilvania 33 kV | All generators | 0.92 | ind | Victoria 115/33/13.8 kV | m:cosphi:bushv | 0.2923 | ElmTr3
2026 | 2026_DzMD_GzMN_Dp00_Gp00 | A1-Pensilvania 33 kV | All generators | 0.93 | ind | Victoria 115/33/13.8 kV | m:cosphi:bushv | 0.25829 | ElmTr3
2026 | 2026_DzMD_GzMN_Dp00_Gp00 | A1-Pensilvania 33 kV | All generators | 0.94 | ind | Victoria 115/33/13.8 kV | m:cosphi:bushv | 0.22784 | ElmTr3
2026 | 2026_DzMD_GzMN_Dp00_Gp00 | A1-Pensilvania 33 kV | All generators | 0.95 | ind | Victoria 115/33/13.8 kV | m:cosphi:bushv | 0.20034 | ElmTr3
2026 | 2026_DzMD_GzMN_Dp00_Gp00 | A1-Pensilvania 33 kV | All generators | 0.96 | ind | Victoria 115/33/13.8 kV | m:cosphi:bushv | 0.17519 | ElmTr3
2026 | 2026_DzMD_GzMN_Dp00_Gp00 | A1-Pensilvania 33 kV | All generators | 0.97 | ind | Victoria 115/33/13.8 kV | m:cosphi:bushv | 0.1518 | ElmTr3
2026 | 2026_DzMD_GzMN_Dp00_Gp00 | A1-Pensilvania 33 kV | All generators | 0.98 | ind | Victoria 115/33/13.8 kV | m:cosphi:bushv | 0.12945 | ElmTr3
2026 | 2026_DzMD_GzMN_Dp00_Gp00 | A1-Pensilvania 33 kV | All generators | 0.99 | ind | Victoria 115/33/13.8 kV | m:cosphi:bushv | 0.10676 | ElmTr3
2026 | 2026_DzMD_GzMN_Dp00_Gp00 | A1-Pensilvania 33 kV | All generators | 1 | ind | Victoria 115/33/13.8 kV | m:cosphi:bushv | 0.071215 | ElmTr3
2026 | 2026_DzMD_GzMN_Dp00_Gp00 | A2- Bolivia 33 kV | All generators | 0.9 | cap | Dorada - Magdalena 115 kV | m:P:bus1 in MW | 40.1615 | ElmLne
2026 | 2026_DzMD_GzMN_Dp00_Gp00 | A2- Bolivia 33 kV | All generators | 0.91 | cap | Dorada - Magdalena 115 kV | m:P:bus1 in MW | 40.1872 | ElmLne
2026 | 2026_DzMD_GzMN_Dp00_Gp00 | A2- Bolivia 33 kV | All generators | 0.92 | cap | Dorada - Magdalena 115 kV | m:P:bus1 in MW | 40.2103 | ElmLne
2026 | 2026_DzMD_GzMN_Dp00_Gp00 | A2- Bolivia 33 kV | All generators | 0.93 | cap | Dorada - Magdalena 115 kV | m:P:bus1 in MW | 40.2318 | ElmLne
2026 | 2026_DzMD_GzMN_Dp00_Gp00 | A2- Bolivia 33 kV | All generators | 0.94 | cap | Dorada - Magdalena 115 kV | m:P:bus1 in MW | 40.2521 | ElmLne
2026 | 2026_DzMD_GzMN_Dp00_Gp00 | A2- Bolivia 33 kV | All generators | 0.95 | cap | Dorada - Magdalena 115 kV | m:P:bus1 in MW | 40.2718 | ElmLne
2026 | 2026_DzMD_GzMN_Dp00_Gp00 | A2- Bolivia 33 kV | All generators | 0.96 | cap | Dorada - Magdalena 115 kV | m:P:bus1 in MW | 40.2912 | ElmLne
2026 | 2026_DzMD_GzMN_Dp00_Gp00 | A2- Bolivia 33 kV | All generators | 0.97 | cap | Dorada - Magdalena 115 kV | m:P:bus1 in MW | 40.311 | ElmLne
2026 | 2026_DzMD_GzMN_Dp00_Gp00 | A2- Bolivia 33 kV | All generators | 0.98 | cap | Dorada - Magdalena 115 kV | m:P:bus1 in MW | 40.3319 | ElmLne
2026 | 2026_DzMD_GzMN_Dp00_Gp00 | A2- Bolivia 33 kV | All generators | 0.99 | cap | Dorada - Magdalena 115 kV | m:P:bus1 in MW | 40.3561 | ElmLne
2026 | 2026_DzMD_GzMN_Dp00_Gp00 | A2- Bolivia 33 kV | All generators | 1 | cap | Dorada - Magdalena 115 kV | m:P:bus1 in MW | 40.4048 | ElmLne
2026 | 2026_DzMD_GzMN_Dp00_Gp00 | A2- Bolivia 33 kV | All generators | 0.9 | cap | Dorada - Magdalena 115 kV | m:P:bus2 in MW | -40.0763 | ElmLne
2026 | 2026_DzMD_GzMN_Dp00_Gp00 | A2- Bolivia 33 kV | All generators | 0.91 | cap | Dorada - Magdalena 115 kV | m:P:bus2 in MW | -40.1019 | ElmLne
2026 | 2026_DzMD_GzMN_Dp00_Gp00 | A2- Bolivia 33 kV | All generators | 0.92 | cap | Dorada - Magdalena 115 kV | m:P:bus2 in MW | -40.125 | ElmLne
2026 | 2026_DzMD_GzMN_Dp00_Gp00 | A2- Bolivia 33 kV | All generators | 0.93 | cap | Dorada - Magdalena 115 kV | m:P:bus2 in MW | -40.1464 | ElmLne
2026 | 2026_DzMD_GzMN_Dp00_Gp00 | A2- Bolivia 33 kV | All generators | 0.94 | cap | Dorada - Magdalena 115 kV | m:P:bus2 in MW | -40.1667 | ElmLne
2026 | 2026_DzMD_GzMN_Dp00_Gp00 | A2- Bolivia 33 kV | All generators | 0.95 | cap | Dorada - Magdalena 115 kV | m:P:bus2 in MW | -40.1863 | ElmLne
2026 | 2026_DzMD_GzMN_Dp00_Gp00 | A2- Bolivia 33 kV | All generators | 0.96 | cap | Dorada - Magdalena 115 kV | m:P:bus2 in MW | -40.2057 | ElmLne
2026 | 2026_DzMD_GzMN_Dp00_Gp00 | A2- Bolivia 33 kV | All generators | 0.97 | cap | Dorada - Magdalena 115 kV | m:P:bus2 in MW | -40.2254 | ElmLne
2026 | 2026_DzMD_GzMN_Dp00_Gp00 | A2- Bolivia 33 kV | All generators | 0.98 | cap | Dorada - Magdalena 115 kV | m:P:bus2 in MW | -40.2463 | ElmLne
2026 | 2026_DzMD_GzMN_Dp00_Gp00 | A2- Bolivia 33 kV | All generators | 0.99 | cap | Dorada - Magdalena 115 kV | m:P:bus2 in MW | -40.2704 | ElmLne
2026 | 2026_DzMD_GzMN_Dp00_Gp00 | A2- Bolivia 33 kV | All generators | 1 | cap | Dorada - Magdalena 115 kV | m:P:bus2 in MW | -40.319 | ElmLne
2026 | 2026_DzMD_GzMN_Dp00_Gp00 | A2- Bolivia 33 kV | All generators | 0.9 | cap | Dorada - Magdalena 115 kV | m:Q:bus1 in Mvar | 1.7894 | ElmLne
2026 | 2026_DzMD_GzMN_Dp00_Gp00 | A2- Bolivia 33 kV | All generators | 0.91 | cap | Dorada - Magdalena 115 kV | m:Q:bus1 in Mvar | 1.8474 | ElmLne
2026 | 2026_DzMD_GzMN_Dp00_Gp00 | A2- Bolivia 33 kV | All generators | 0.92 | cap | Dorada - Magdalena 115 kV | m:Q:bus1 in Mvar | 1.901 | ElmLne
2026 | 2026_DzMD_GzMN_Dp00_Gp00 | A2- Bolivia 33 kV | All generators | 0.93 | cap | Dorada - Magdalena 115 kV | m:Q:bus1 in Mvar | 1.9518 | ElmLne
2026 | 2026_DzMD_GzMN_Dp00_Gp00 | A2- Bolivia 33 kV | All generators | 0.94 | cap | Dorada - Magdalena 115 kV | m:Q:bus1 in Mvar | 2.001 | ElmLne
2026 | 2026_DzMD_GzMN_Dp00_Gp00 | A2- Bolivia 33 kV | All generators | 0.95 | cap | Dorada - Magdalena 115 kV | m:Q:bus1 in Mvar | 2.0495 | ElmLne
2026 | 2026_DzMD_GzMN_Dp00_Gp00 | A2- Bolivia 33 kV | All generators | 0.96 | cap | Dorada - Magdalena 115 kV | m:Q:bus1 in Mvar | 2.0985 | ElmLne
2026 | 2026_DzMD_GzMN_Dp00_Gp00 | A2- Bolivia 33 kV | All generators | 0.97 | cap | Dorada - Magdalena 115 kV | m:Q:bus1 in Mvar | 2.1494 | ElmLne
2026 | 2026_DzMD_GzMN_Dp00_Gp00 | A2- Bolivia 33 kV | All generators | 0.98 | cap | Dorada - Magdalena 115 kV | m:Q:bus1 in Mvar | 2.2047 | ElmLne
2026 | 2026_DzMD_GzMN_Dp00_Gp00 | A2- Bolivia 33 kV | All generators | 0.99 | cap | Dorada - Magdalena 115 kV | m:Q:bus1 in Mvar | 2.2705 | ElmLne
2026 | 2026_DzMD_GzMN_Dp00_Gp00 | A2- Bolivia 33 kV | All generators | 1 | cap | Dorada - Magdalena 115 kV | m:Q:bus1 in Mvar | 2.4097 | ElmLne
2026 | 2026_DzMD_GzMN_Dp00_Gp00 | A2- Bolivia 33 kV | All generators | 0.9 | cap | Dorada - Magdalena 115 kV | m:Q:bus2 in Mvar | -1.7249 | ElmLne
2026 | 2026_DzMD_GzMN_Dp00_Gp00 | A2- Bolivia 33 kV | All generators | 0.91 | cap | Dorada - Magdalena 115 kV | m:Q:bus2 in Mvar | -1.7828 | ElmLne
2026 | 2026_DzMD_GzMN_Dp00_Gp00 | A2- Bolivia 33 kV | All generators | 0.92 | cap | Dorada - Magdalena 115 kV | m:Q:bus2 in Mvar | -1.8363 | ElmLne
2026 | 2026_DzMD_GzMN_Dp00_Gp00 | A2- Bolivia 33 kV | All generators | 0.93 | cap | Dorada - Magdalena 115 kV | m:Q:bus2 in Mvar | -1.887 | ElmLne
2026 | 2026_DzMD_GzMN_Dp00_Gp00 | A2- Bolivia 33 kV | All generators | 0.94 | cap | Dorada - Magdalena 115 kV | m:Q:bus2 in Mvar | -1.9361 | ElmLne
2026 | 2026_DzMD_GzMN_Dp00_Gp00 | A2- Bolivia 33 kV | All generators | 0.95 | cap | Dorada - Magdalena 115 kV | m:Q:bus2 in Mvar | -1.9846 | ElmLne
2026 | 2026_DzMD_GzMN_Dp00_Gp00 | A2- Bolivia 33 kV | All generators | 0.96 | cap | Dorada - Magdalena 115 kV | m:Q:bus2 in Mvar | -2.0335 | ElmLne
2026 | 2026_DzMD_GzMN_Dp00_Gp00 | A2- Bolivia 33 kV | All generators | 0.97 | cap | Dorada - Magdalena 115 kV | m:Q:bus2 in Mvar | -2.0843 | ElmLne
2026 | 2026_DzMD_GzMN_Dp00_Gp00 | A2- Bolivia 33 kV | All generators | 0.98 | cap | Dorada - Magdalena 115 kV | m:Q:bus2 in Mvar | -2.1396 | ElmLne
2026 | 2026_DzMD_GzMN_Dp00_Gp00 | A2- Bolivia 33 kV | All generators | 0.99 | cap | Dorada - Magdalena 115 kV | m:Q:bus2 in Mvar | -2.2053 | ElmLne
2026 | 2026_DzMD_GzMN_Dp00_Gp00 | A2- Bolivia 33 kV | All generators | 1 | cap | Dorada - Magdalena 115 kV | m:Q:bus2 in Mvar | -2.3445 | ElmLne
2026 | 2026_DzMD_GzMN_Dp00_Gp00 | A2- Bolivia 33 kV | All generators | 0.9 | cap | Dorada - Magdalena 115 kV | m:cosphi:bus1 | 0.99901 | ElmLne
2026 | 2026_DzMD_GzMN_Dp00_Gp00 | A2- Bolivia 33 kV | All generators | 0.91 | cap | Dorada - Magdalena 115 kV | m:cosphi:bus1 | 0.99895 | ElmLne
2026 | 2026_DzMD_GzMN_Dp00_Gp00 | A2- Bolivia 33 kV | All generators | 0.92 | cap | Dorada - Magdalena 115 kV | m:cosphi:bus1 | 0.99888 | ElmLne
2026 | 2026_DzMD_GzMN_Dp00_Gp00 | A2- Bolivia 33 kV | All generators | 0.93 | cap | Dorada - Magdalena 115 kV | m:cosphi:bus1 | 0.99882 | ElmLne
2026 | 2026_DzMD_GzMN_Dp00_Gp00 | A2- Bolivia 33 kV | All generators | 0.94 | cap | Dorada - Magdalena 115 kV | m:cosphi:bus1 | 0.99877 | ElmLne
2026 | 2026_DzMD_GzMN_Dp00_Gp00 | A2- Bolivia 33 kV | All generators | 0.95 | cap | Dorada - Magdalena 115 kV | m:cosphi:bus1 | 0.99871 | ElmLne
2026 | 2026_DzMD_GzMN_Dp00_Gp00 | A2- Bolivia 33 kV | All generators | 0.96 | cap | Dorada - Magdalena 115 kV | m:cosphi:bus1 | 0.99865 | ElmLne
2026 | 2026_DzMD_GzMN_Dp00_Gp00 | A2- Bolivia 33 kV | All generators | 0.97 | cap | Dorada - Magdalena 115 kV | m:cosphi:bus1 | 0.99858 | ElmLne
2026 | 2026_DzMD_GzMN_Dp00_Gp00 | A2- Bolivia 33 kV | All generators | 0.98 | cap | Dorada - Magdalena 115 kV | m:cosphi:bus1 | 0.99851 | ElmLne
2026 | 2026_DzMD_GzMN_Dp00_Gp00 | A2- Bolivia 33 kV | All generators | 0.99 | cap | Dorada - Magdalena 115 kV | m:cosphi:bus1 | 0.99842 | ElmLne
2026 | 2026_DzMD_GzMN_Dp00_Gp00 | A2- Bolivia 33 kV | All generators | 1 | cap | Dorada - Magdalena 115 kV | m:cosphi:bus1 | 0.99823 | ElmLne
2026 | 2026_DzMD_GzMN_Dp00_Gp00 | A2- Bolivia 33 kV | All generators | 0.9 | cap | Dorada - Magdalena 115 kV | m:cosphi:bus2 | -0.99908 | ElmLne
2026 | 2026_DzMD_GzMN_Dp00_Gp00 | A2- Bolivia 33 kV | All generators | 0.91 | cap | Dorada - Magdalena 115 kV | m:cosphi:bus2 | -0.99901 | ElmLne
2026 | 2026_DzMD_GzMN_Dp00_Gp00 | A2- Bolivia 33 kV | All generators | 0.92 | cap | Dorada - Magdalena 115 kV | m:cosphi:bus2 | -0.99895 | ElmLne
2026 | 2026_DzMD_GzMN_Dp00_Gp00 | A2- Bolivia 33 kV | All generators | 0.93 | cap | Dorada - Magdalena 115 kV | m:cosphi:bus2 | -0.9989 | ElmLne
2026 | 2026_DzMD_GzMN_Dp00_Gp00 | A2- Bolivia 33 kV | All generators | 0.94 | cap | Dorada - Magdalena 115 kV | m:cosphi:bus2 | -0.99884 | ElmLne
2026 | 2026_DzMD_GzMN_Dp00_Gp00 | A2- Bolivia 33 kV | All generators | 0.95 | cap | Dorada - Magdalena 115 kV | m:cosphi:bus2 | -0.99878 | ElmLne
2026 | 2026_DzMD_GzMN_Dp00_Gp00 | A2- Bolivia 33 kV | All generators | 0.96 | cap | Dorada - Magdalena 115 kV | m:cosphi:bus2 | -0.99872 | ElmLne
2026 | 2026_DzMD_GzMN_Dp00_Gp00 | A2- Bolivia 33 kV | All generators | 0.97 | cap | Dorada - Magdalena 115 kV | m:cosphi:bus2 | -0.99866 | ElmLne
2026 | 2026_DzMD_GzMN_Dp00_Gp00 | A2- Bolivia 33 kV | All generators | 0.98 | cap | Dorada - Magdalena 115 kV | m:cosphi:bus2 | -0.99859 | ElmLne
2026 | 2026_DzMD_GzMN_Dp00_Gp00 | A2- Bolivia 33 kV | All generators | 0.99 | cap | Dorada - Magdalena 115 kV | m:cosphi:bus2 | -0.9985 | ElmLne
2026 | 2026_DzMD_GzMN_Dp00_Gp00 | A2- Bolivia 33 kV | All generators | 1 | cap | Dorada - Magdalena 115 kV | m:cosphi:bus2 | -0.99831 | ElmLne
2026 | 2026_DzMD_GzMN_Dp00_Gp00 | A2- Bolivia 33 kV | All generators | 0.9 | cap | Mariquita - Victoria 2 115 | m:P:bus1 in MW | 8.9493 | ElmLne
2026 | 2026_DzMD_GzMN_Dp00_Gp00 | A2- Bolivia 33 kV | All generators | 0.91 | cap | Mariquita - Victoria 2 115 | m:P:bus1 in MW | 8.9431 | ElmLne
2026 | 2026_DzMD_GzMN_Dp00_Gp00 | A2- Bolivia 33 kV | All generators | 0.92 | cap | Mariquita - Victoria 2 115 | m:P:bus1 in MW | 8.9365 | ElmLne
2026 | 2026_DzMD_GzMN_Dp00_Gp00 | A2- Bolivia 33 kV | All generators | 0.93 | cap | Mariquita - Victoria 2 115 | m:P:bus1 in MW | 8.9294 | ElmLne
2026 | 2026_DzMD_GzMN_Dp00_Gp00 | A2- Bolivia 33 kV | All generators | 0.94 | cap | Mariquita - Victoria 2 115 | m:P:bus1 in MW | 8.9218 | ElmLne
2026 | 2026_DzMD_GzMN_Dp00_Gp00 | A2- Bolivia 33 kV | All generators | 0.95 | cap | Mariquita - Victoria 2 115 | m:P:bus1 in MW | 8.9136 | ElmLne
2026 | 2026_DzMD_GzMN_Dp00_Gp00 | A2- Bolivia 33 kV | All generators | 0.96 | cap | Mariquita - Victoria 2 115 | m:P:bus1 in MW | 8.9046 | ElmLne
2026 | 2026_DzMD_GzMN_Dp00_Gp00 | A2- Bolivia 33 kV | All generators | 0.97 | cap | Mariquita - Victoria 2 115 | m:P:bus1 in MW | 8.8945 | ElmLne
2026 | 2026_DzMD_GzMN_Dp00_Gp00 | A2- Bolivia 33 kV | All generators | 0.98 | cap | Mariquita - Victoria 2 115 | m:P:bus1 in MW | 8.8827 | ElmLne
2026 | 2026_DzMD_GzMN_Dp00_Gp00 | A2- Bolivia 33 kV | All generators | 0.99 | cap | Mariquita - Victoria 2 115 | m:P:bus1 in MW | 8.8674 | ElmLne
2026 | 2026_DzMD_GzMN_Dp00_Gp00 | A2- Bolivia 33 kV | All generators | 1 | cap | Mariquita - Victoria 2 115 | m:P:bus1 in MW | 8.8308 | ElmLne
2026 | 2026_DzMD_GzMN_Dp00_Gp00 | A2- Bolivia 33 kV | All generators | 0.9 | cap | Mariquita - Victoria 2 115 | m:P:bus2 in MW | -8.9146 | ElmLne
2026 | 2026_DzMD_GzMN_Dp00_Gp00 | A2- Bolivia 33 kV | All generators | 0.91 | cap | Mariquita - Victoria 2 115 | m:P:bus2 in MW | -8.9087 | ElmLne
2026 | 2026_DzMD_GzMN_Dp00_Gp00 | A2- Bolivia 33 kV | All generators | 0.92 | cap | Mariquita - Victoria 2 115 | m:P:bus2 in MW | -8.9024 | ElmLne
2026 | 2026_DzMD_GzMN_Dp00_Gp00 | A2- Bolivia 33 kV | All generators | 0.93 | cap | Mariquita - Victoria 2 115 | m:P:bus2 in MW | -8.8956 | ElmLne
2026 | 2026_DzMD_GzMN_Dp00_Gp00 | A2- Bolivia 33 kV | All generators | 0.94 | cap | Mariquita - Victoria 2 115 | m:P:bus2 in MW | -8.8882 | ElmLne
2026 | 2026_DzMD_GzMN_Dp00_Gp00 | A2- Bolivia 33 kV | All generators | 0.95 | cap | Mariquita - Victoria 2 115 | m:P:bus2 in MW | -8.8803 | ElmLne
2026 | 2026_DzMD_GzMN_Dp00_Gp00 | A2- Bolivia 33 kV | All generators | 0.96 | cap | Mariquita - Victoria 2 115 | m:P:bus2 in MW | -8.8716 | ElmLne
2026 | 2026_DzMD_GzMN_Dp00_Gp00 | A2- Bolivia 33 kV | All generators | 0.97 | cap | Mariquita - Victoria 2 115 | m:P:bus2 in MW | -8.8617 | ElmLne
2026 | 2026_DzMD_GzMN_Dp00_Gp00 | A2- Bolivia 33 kV | All generators | 0.98 | cap | Mariquita - Victoria 2 115 | m:P:bus2 in MW | -8.8502 | ElmLne
2026 | 2026_DzMD_GzMN_Dp00_Gp00 | A2- Bolivia 33 kV | All generators | 0.99 | cap | Mariquita - Victoria 2 115 | m:P:bus2 in MW | -8.8353 | ElmLne
2026 | 2026_DzMD_GzMN_Dp00_Gp00 | A2- Bolivia 33 kV | All generators | 1 | cap | Mariquita - Victoria 2 115 | m:P:bus2 in MW | -8.7995 | ElmLne
2026 | 2026_DzMD_GzMN_Dp00_Gp00 | A2- Bolivia 33 kV | All generators | 0.9 | cap | Mariquita - Victoria 2 115 | m:Q:bus1 in Mvar | -9.3063 | ElmLne
2026 | 2026_DzMD_GzMN_Dp00_Gp00 | A2- Bolivia 33 kV | All generators | 0.91 | cap | Mariquita - Victoria 2 115 | m:Q:bus1 in Mvar | -9.2427 | ElmLne
2026 | 2026_DzMD_GzMN_Dp00_Gp00 | A2- Bolivia 33 kV | All generators | 0.92 | cap | Mariquita - Victoria 2 115 | m:Q:bus1 in Mvar | -9.184 | ElmLne
2026 | 2026_DzMD_GzMN_Dp00_Gp00 | A2- Bolivia 33 kV | All generators | 0.93 | cap | Mariquita - Victoria 2 115 | m:Q:bus1 in Mvar | -9.1285 | ElmLne
2026 | 2026_DzMD_GzMN_Dp00_Gp00 | A2- Bolivia 33 kV | All generators | 0.94 | cap | Mariquita - Victoria 2 115 | m:Q:bus1 in Mvar | -9.0749 | ElmLne
2026 | 2026_DzMD_GzMN_Dp00_Gp00 | A2- Bolivia 33 kV | All generators | 0.95 | cap | Mariquita - Victoria 2 115 | m:Q:bus1 in Mvar | -9.0221 | ElmLne
2026 | 2026_DzMD_GzMN_Dp00_Gp00 | A2- Bolivia 33 kV | All generators | 0.96 | cap | Mariquita - Victoria 2 115 | m:Q:bus1 in Mvar | -8.9689 | ElmLne
2026 | 2026_DzMD_GzMN_Dp00_Gp00 | A2- Bolivia 33 kV | All generators | 0.97 | cap | Mariquita - Victoria 2 115 | m:Q:bus1 in Mvar | -8.9136 | ElmLne
2026 | 2026_DzMD_GzMN_Dp00_Gp00 | A2- Bolivia 33 kV | All generators | 0.98 | cap | Mariquita - Victoria 2 115 | m:Q:bus1 in Mvar | -8.8536 | ElmLne
2026 | 2026_DzMD_GzMN_Dp00_Gp00 | A2- Bolivia 33 kV | All generators | 0.99 | cap | Mariquita - Victoria 2 115 | m:Q:bus1 in Mvar | -8.7825 | ElmLne
2026 | 2026_DzMD_GzMN_Dp00_Gp00 | A2- Bolivia 33 kV | All generators | 1 | cap | Mariquita - Victoria 2 115 | m:Q:bus1 in Mvar | -8.6324 | ElmLne
2026 | 2026_DzMD_GzMN_Dp00_Gp00 | A2- Bolivia 33 kV | All generators | 0.9 | cap | Mariquita - Victoria 2 115 | m:Q:bus2 in Mvar | 8.7472 | ElmLne
2026 | 2026_DzMD_GzMN_Dp00_Gp00 | A2- Bolivia 33 kV | All generators | 0.91 | cap | Mariquita - Victoria 2 115 | m:Q:bus2 in Mvar | 8.6822 | ElmLne
2026 | 2026_DzMD_GzMN_Dp00_Gp00 | A2- Bolivia 33 kV | All generators | 0.92 | cap | Mariquita - Victoria 2 115 | m:Q:bus2 in Mvar | 8.6222 | ElmLne
2026 | 2026_DzMD_GzMN_Dp00_Gp00 | A2- Bolivia 33 kV | All generators | 0.93 | cap | Mariquita - Victoria 2 115 | m:Q:bus2 in Mvar | 8.5655 | ElmLne
2026 | 2026_DzMD_GzMN_Dp00_Gp00 | A2- Bolivia 33 kV | All generators | 0.94 | cap | Mariquita - Victoria 2 115 | m:Q:bus2 in Mvar | 8.5107 | ElmLne
2026 | 2026_DzMD_GzMN_Dp00_Gp00 | A2- Bolivia 33 kV | All generators | 0.95 | cap | Mariquita - Victoria 2 115 | m:Q:bus2 in Mvar | 8.4567 | ElmLne
2026 | 2026_DzMD_GzMN_Dp00_Gp00 | A2- Bolivia 33 kV | All generators | 0.96 | cap | Mariquita - Victoria 2 115 | m:Q:bus2 in Mvar | 8.4023 | ElmLne
2026 | 2026_DzMD_GzMN_Dp00_Gp00 | A2- Bolivia 33 kV | All generators | 0.97 | cap | Mariquita - Victoria 2 115 | m:Q:bus2 in Mvar | 8.3458 | ElmLne
2026 | 2026_DzMD_GzMN_Dp00_Gp00 | A2- Bolivia 33 kV | All generators | 0.98 | cap | Mariquita - Victoria 2 115 | m:Q:bus2 in Mvar | 8.2845 | ElmLne
2026 | 2026_DzMD_GzMN_Dp00_Gp00 | A2- Bolivia 33 kV | All generators | 0.99 | cap | Mariquita - Victoria 2 115 | m:Q:bus2 in Mvar | 8.2118 | ElmLne
2026 | 2026_DzMD_GzMN_Dp00_Gp00 | A2- Bolivia 33 kV | All generators | 1 | cap | Mariquita - Victoria 2 115 | m:Q:bus2 in Mvar | 8.0583 | ElmLne
2026 | 2026_DzMD_GzMN_Dp00_Gp00 | A2- Bolivia 33 kV | All generators | 0.9 | cap | Mariquita - Victoria 2 115 | m:cosphi:bus1 | 0.69315 | ElmLne
2026 | 2026_DzMD_GzMN_Dp00_Gp00 | A2- Bolivia 33 kV | All generators | 0.91 | cap | Mariquita - Victoria 2 115 | m:cosphi:bus1 | 0.69536 | ElmLne
2026 | 2026_DzMD_GzMN_Dp00_Gp00 | A2- Bolivia 33 kV | All generators | 0.92 | cap | Mariquita - Victoria 2 115 | m:cosphi:bus1 | 0.69738 | ElmLne
2026 | 2026_DzMD_GzMN_Dp00_Gp00 | A2- Bolivia 33 kV | All generators | 0.93 | cap | Mariquita - Victoria 2 115 | m:cosphi:bus1 | 0.69927 | ElmLne
2026 | 2026_DzMD_GzMN_Dp00_Gp00 | A2- Bolivia 33 kV | All generators | 0.94 | cap | Mariquita - Victoria 2 115 | m:cosphi:bus1 | 0.70106 | ElmLne
2026 | 2026_DzMD_GzMN_Dp00_Gp00 | A2- Bolivia 33 kV | All generators | 0.95 | cap | Mariquita - Victoria 2 115 | m:cosphi:bus1 | 0.70282 | ElmLne
2026 | 2026_DzMD_GzMN_Dp00_Gp00 | A2- Bolivia 33 kV | All generators | 0.96 | cap | Mariquita - Victoria 2 115 | m:cosphi:bus1 | 0.70456 | ElmLne
2026 | 2026_DzMD_GzMN_Dp00_Gp00 | A2- Bolivia 33 kV | All generators | 0.97 | cap | Mariquita - Victoria 2 115 | m:cosphi:bus1 | 0.70635 | ElmLne
2026 | 2026_DzMD_GzMN_Dp00_Gp00 | A2- Bolivia 33 kV | All generators | 0.98 | cap | Mariquita - Victoria 2 115 | m:cosphi:bus1 | 0.70826 | ElmLne
2026 | 2026_DzMD_GzMN_Dp00_Gp00 | A2- Bolivia 33 kV | All generators | 0.99 | cap | Mariquita - Victoria 2 115 | m:cosphi:bus1 | 0.7105 | ElmLne
2026 | 2026_DzMD_GzMN_Dp00_Gp00 | A2- Bolivia 33 kV | All generators | 1 | cap | Mariquita - Victoria 2 115 | m:cosphi:bus1 | 0.7151 | ElmLne
2026 | 2026_DzMD_GzMN_Dp00_Gp00 | A2- Bolivia 33 kV | All generators | 0.9 | cap | Mariquita - Victoria 2 115 | m:cosphi:bus2 | -0.71378 | ElmLne
2026 | 2026_DzMD_GzMN_Dp00_Gp00 | A2- Bolivia 33 kV | All generators | 0.91 | cap | Mariquita - Victoria 2 115 | m:cosphi:bus2 | -0.71615 | ElmLne
2026 | 2026_DzMD_GzMN_Dp00_Gp00 | A2- Bolivia 33 kV | All generators | 0.92 | cap | Mariquita - Victoria 2 115 | m:cosphi:bus2 | -0.71832 | ElmLne
2026 | 2026_DzMD_GzMN_Dp00_Gp00 | A2- Bolivia 33 kV | All generators | 0.93 | cap | Mariquita - Victoria 2 115 | m:cosphi:bus2 | -0.72034 | ElmLne
2026 | 2026_DzMD_GzMN_Dp00_Gp00 | A2- Bolivia 33 kV | All generators | 0.94 | cap | Mariquita - Victoria 2 115 | m:cosphi:bus2 | -0.72228 | ElmLne
2026 | 2026_DzMD_GzMN_Dp00_Gp00 | A2- Bolivia 33 kV | All generators | 0.95 | cap | Mariquita - Victoria 2 115 | m:cosphi:bus2 | -0.72417 | ElmLne
2026 | 2026_DzMD_GzMN_Dp00_Gp00 | A2- Bolivia 33 kV | All generators | 0.96 | cap | Mariquita - Victoria 2 115 | m:cosphi:bus2 | -0.72605 | ElmLne
2026 | 2026_DzMD_GzMN_Dp00_Gp00 | A2- Bolivia 33 kV | All generators | 0.97 | cap | Mariquita - Victoria 2 115 | m:cosphi:bus2 | -0.72798 | ElmLne
2026 | 2026_DzMD_GzMN_Dp00_Gp00 | A2- Bolivia 33 kV | All generators | 0.98 | cap | Mariquita - Victoria 2 115 | m:cosphi:bus2 | -0.73005 | ElmLne
2026 | 2026_DzMD_GzMN_Dp00_Gp00 | A2- Bolivia 33 kV | All generators | 0.99 | cap | Mariquita - Victoria 2 115 | m:cosphi:bus2 | -0.73248 | ElmLne
2026 | 2026_DzMD_GzMN_Dp00_Gp00 | A2- Bolivia 33 kV | All generators | 1 | cap | Mariquita - Victoria 2 115 | m:cosphi:bus2 | -0.73748 | ElmLne
2026 | 2026_DzMD_GzMN_Dp00_Gp00 | A2- Bolivia 33 kV | All generators | 0.9 | cap | Dorada 115/33/13.8 kV | m:P:bushv in MW | 9.9428 | ElmTr3
2026 | 2026_DzMD_GzMN_Dp00_Gp00 | A2- Bolivia 33 kV | All generators | 0.91 | cap | Dorada 115/33/13.8 kV | m:P:bushv in MW | 9.9274 | ElmTr3
2026 | 2026_DzMD_GzMN_Dp00_Gp00 | A2- Bolivia 33 kV | All generators | 0.92 | cap | Dorada 115/33/13.8 kV | m:P:bushv in MW | 9.9134 | ElmTr3
2026 | 2026_DzMD_GzMN_Dp00_Gp00 | A2- Bolivia 33 kV | All generators | 0.93 | cap | Dorada 115/33/13.8 kV | m:P:bushv in MW | 9.9003 | ElmTr3
2026 | 2026_DzMD_GzMN_Dp00_Gp00 | A2- Bolivia 33 kV | All generators | 0.94 | cap | Dorada 115/33/13.8 kV | m:P:bushv in MW | 9.8879 | ElmTr3
2026 | 2026_DzMD_GzMN_Dp00_Gp00 | A2- Bolivia 33 kV | All generators | 0.95 | cap | Dorada 115/33/13.8 kV | m:P:bushv in MW | 9.8759 | ElmTr3
2026 | 2026_DzMD_GzMN_Dp00_Gp00 | A2- Bolivia 33 kV | All generators | 0.96 | cap | Dorada 115/33/13.8 kV | m:P:bushv in MW | 9.8639 | ElmTr3
2026 | 2026_DzMD_GzMN_Dp00_Gp00 | A2- Bolivia 33 kV | All generators | 0.97 | cap | Dorada 115/33/13.8 kV | m:P:bushv in MW | 9.8516 | ElmTr3
2026 | 2026_DzMD_GzMN_Dp00_Gp00 | A2- Bolivia 33 kV | All generators | 0.98 | cap | Dorada 115/33/13.8 kV | m:P:bushv in MW | 9.8385 | ElmTr3
2026 | 2026_DzMD_GzMN_Dp00_Gp00 | A2- Bolivia 33 kV | All generators | 0.99 | cap | Dorada 115/33/13.8 kV | m:P:bushv in MW | 9.8233 | ElmTr3
2026 | 2026_DzMD_GzMN_Dp00_Gp00 | A2- Bolivia 33 kV | All generators | 1 | cap | Dorada 115/33/13.8 kV | m:P:bushv in MW | 9.7922 | ElmTr3
2026 | 2026_DzMD_GzMN_Dp00_Gp00 | A2- Bolivia 33 kV | All generators | 0.9 | cap | Dorada 115/33/13.8 kV | m:Q:bushv in Mvar | 5.1414 | ElmTr3
2026 | 2026_DzMD_GzMN_Dp00_Gp00 | A2- Bolivia 33 kV | All generators | 0.91 | cap | Dorada 115/33/13.8 kV | m:Q:bushv in Mvar | 5.1201 | ElmTr3
2026 | 2026_DzMD_GzMN_Dp00_Gp00 | A2- Bolivia 33 kV | All generators | 0.92 | cap | Dorada 115/33/13.8 kV | m:Q:bushv in Mvar | 5.1002 | ElmTr3
2026 | 2026_DzMD_GzMN_Dp00_Gp00 | A2- Bolivia 33 kV | All generators | 0.93 | cap | Dorada 115/33/13.8 kV | m:Q:bushv in Mvar | 5.0812 | ElmTr3
2026 | 2026_DzMD_GzMN_Dp00_Gp00 | A2- Bolivia 33 kV | All generators | 0.94 | cap | Dorada 115/33/13.8 kV | m:Q:bushv in Mvar | 5.0628 | ElmTr3
2026 | 2026_DzMD_GzMN_Dp00_Gp00 | A2- Bolivia 33 kV | All generators | 0.95 | cap | Dorada 115/33/13.8 kV | m:Q:bushv in Mvar | 5.0444 | ElmTr3
2026 | 2026_DzMD_GzMN_Dp00_Gp00 | A2- Bolivia 33 kV | All generators | 0.96 | cap | Dorada 115/33/13.8 kV | m:Q:bushv in Mvar | 5.0258 | ElmTr3
2026 | 2026_DzMD_GzMN_Dp00_Gp00 | A2- Bolivia 33 kV | All generators | 0.97 | cap | Dorada 115/33/13.8 kV | m:Q:bushv in Mvar | 5.0064 | ElmTr3
2026 | 2026_DzMD_GzMN_Dp00_Gp00 | A2- Bolivia 33 kV | All generators | 0.98 | cap | Dorada 115/33/13.8 kV | m:Q:bushv in Mvar | 4.9851 | ElmTr3
2026 | 2026_DzMD_GzMN_Dp00_Gp00 | A2- Bolivia 33 kV | All generators | 0.99 | cap | Dorada 115/33/13.8 kV | m:Q:bushv in Mvar | 4.9596 | ElmTr3
2026 | 2026_DzMD_GzMN_Dp00_Gp00 | A2- Bolivia 33 kV | All generators | 1 | cap | Dorada 115/33/13.8 kV | m:Q:bushv in Mvar | 4.905 | ElmTr3
2026 | 2026_DzMD_GzMN_Dp00_Gp00 | A2- Bolivia 33 kV | All generators | 0.9 | cap | Dorada 115/33/13.8 kV | m:cosphi:bushv | 0.88827 | ElmTr3
2026 | 2026_DzMD_GzMN_Dp00_Gp00 | A2- Bolivia 33 kV | All generators | 0.91 | cap | Dorada 115/33/13.8 kV | m:cosphi:bushv | 0.88876 | ElmTr3
2026 | 2026_DzMD_GzMN_Dp00_Gp00 | A2- Bolivia 33 kV | All generators | 0.92 | cap | Dorada 115/33/13.8 kV | m:cosphi:bushv | 0.88922 | ElmTr3
2026 | 2026_DzMD_GzMN_Dp00_Gp00 | A2- Bolivia 33 kV | All generators | 0.93 | cap | Dorada 115/33/13.8 kV | m:cosphi:bushv | 0.88967 | ElmTr3
2026 | 2026_DzMD_GzMN_Dp00_Gp00 | A2- Bolivia 33 kV | All generators | 0.94 | cap | Dorada 115/33/13.8 kV | m:cosphi:bushv | 0.89011 | ElmTr3
2026 | 2026_DzMD_GzMN_Dp00_Gp00 | A2- Bolivia 33 kV | All generators | 0.95 | cap | Dorada 115/33/13.8 kV | m:cosphi:bushv | 0.89055 | ElmTr3
2026 | 2026_DzMD_GzMN_Dp00_Gp00 | A2- Bolivia 33 kV | All generators | 0.96 | cap | Dorada 115/33/13.8 kV | m:cosphi:bushv | 0.89101 | ElmTr3
2026 | 2026_DzMD_GzMN_Dp00_Gp00 | A2- Bolivia 33 kV | All generators | 0.97 | cap | Dorada 115/33/13.8 kV | m:cosphi:bushv | 0.89149 | ElmTr3
2026 | 2026_DzMD_GzMN_Dp00_Gp00 | A2- Bolivia 33 kV | All generators | 0.98 | cap | Dorada 115/33/13.8 kV | m:cosphi:bushv | 0.89203 | ElmTr3
2026 | 2026_DzMD_GzMN_Dp00_Gp00 | A2- Bolivia 33 kV | All generators | 0.99 | cap | Dorada 115/33/13.8 kV | m:cosphi:bushv | 0.89268 | ElmTr3
2026 | 2026_DzMD_GzMN_Dp00_Gp00 | A2- Bolivia 33 kV | All generators | 1 | cap | Dorada 115/33/13.8 kV | m:cosphi:bushv | 0.8941 | ElmTr3
2026 | 2026_DzMD_GzMN_Dp00_Gp00 | A2- Bolivia 33 kV | All generators | 0.9 | cap | Manzanares 115/33/13.8 kV | m:P:bushv in MW | -8.746 | ElmTr3
2026 | 2026_DzMD_GzMN_Dp00_Gp00 | A2- Bolivia 33 kV | All generators | 0.91 | cap | Manzanares 115/33/13.8 kV | m:P:bushv in MW | -8.8756 | ElmTr3
2026 | 2026_DzMD_GzMN_Dp00_Gp00 | A2- Bolivia 33 kV | All generators | 0.92 | cap | Manzanares 115/33/13.8 kV | m:P:bushv in MW | -8.9844 | ElmTr3
2026 | 2026_DzMD_GzMN_Dp00_Gp00 | A2- Bolivia 33 kV | All generators | 0.93 | cap | Manzanares 115/33/13.8 kV | m:P:bushv in MW | -9.0778 | ElmTr3
2026 | 2026_DzMD_GzMN_Dp00_Gp00 | A2- Bolivia 33 kV | All generators | 0.94 | cap | Manzanares 115/33/13.8 kV | m:P:bushv in MW | -9.1592 | ElmTr3
2026 | 2026_DzMD_GzMN_Dp00_Gp00 | A2- Bolivia 33 kV | All generators | 0.95 | cap | Manzanares 115/33/13.8 kV | m:P:bushv in MW | -9.231 | ElmTr3
2026 | 2026_DzMD_GzMN_Dp00_Gp00 | A2- Bolivia 33 kV | All generators | 0.96 | cap | Manzanares 115/33/13.8 kV | m:P:bushv in MW | -9.2948 | ElmTr3
2026 | 2026_DzMD_GzMN_Dp00_Gp00 | A2- Bolivia 33 kV | All generators | 0.97 | cap | Manzanares 115/33/13.8 kV | m:P:bushv in MW | -9.352 | ElmTr3
2026 | 2026_DzMD_GzMN_Dp00_Gp00 | A2- Bolivia 33 kV | All generators | 0.98 | cap | Manzanares 115/33/13.8 kV | m:P:bushv in MW | -9.4035 | ElmTr3
2026 | 2026_DzMD_GzMN_Dp00_Gp00 | A2- Bolivia 33 kV | All generators | 0.99 | cap | Manzanares 115/33/13.8 kV | m:P:bushv in MW | -9.4504 | ElmTr3
2026 | 2026_DzMD_GzMN_Dp00_Gp00 | A2- Bolivia 33 kV | All generators | 1 | cap | Manzanares 115/33/13.8 kV | m:P:bushv in MW | -9.4984 | ElmTr3
2026 | 2026_DzMD_GzMN_Dp00_Gp00 | A2- Bolivia 33 kV | All generators | 0.9 | cap | Manzanares 115/33/13.8 kV | m:Q:bushv in Mvar | 13.2062 | ElmTr3
2026 | 2026_DzMD_GzMN_Dp00_Gp00 | A2- Bolivia 33 kV | All generators | 0.91 | cap | Manzanares 115/33/13.8 kV | m:Q:bushv in Mvar | 12.3016 | ElmTr3
2026 | 2026_DzMD_GzMN_Dp00_Gp00 | A2- Bolivia 33 kV | All generators | 0.92 | cap | Manzanares 115/33/13.8 kV | m:Q:bushv in Mvar | 11.4637 | ElmTr3
2026 | 2026_DzMD_GzMN_Dp00_Gp00 | A2- Bolivia 33 kV | All generators | 0.93 | cap | Manzanares 115/33/13.8 kV | m:Q:bushv in Mvar | 10.6684 | ElmTr3
2026 | 2026_DzMD_GzMN_Dp00_Gp00 | A2- Bolivia 33 kV | All generators | 0.94 | cap | Manzanares 115/33/13.8 kV | m:Q:bushv in Mvar | 9.8977 | ElmTr3
2026 | 2026_DzMD_GzMN_Dp00_Gp00 | A2- Bolivia 33 kV | All generators | 0.95 | cap | Manzanares 115/33/13.8 kV | m:Q:bushv in Mvar | 9.1356 | ElmTr3
2026 | 2026_DzMD_GzMN_Dp00_Gp00 | A2- Bolivia 33 kV | All generators | 0.96 | cap | Manzanares 115/33/13.8 kV | m:Q:bushv in Mvar | 8.3649 | ElmTr3
2026 | 2026_DzMD_GzMN_Dp00_Gp00 | A2- Bolivia 33 kV | All generators | 0.97 | cap | Manzanares 115/33/13.8 kV | m:Q:bushv in Mvar | 7.5625 | ElmTr3
2026 | 2026_DzMD_GzMN_Dp00_Gp00 | A2- Bolivia 33 kV | All generators | 0.98 | cap | Manzanares 115/33/13.8 kV | m:Q:bushv in Mvar | 6.6891 | ElmTr3
2026 | 2026_DzMD_GzMN_Dp00_Gp00 | A2- Bolivia 33 kV | All generators | 0.99 | cap | Manzanares 115/33/13.8 kV | m:Q:bushv in Mvar | 5.6484 | ElmTr3
2026 | 2026_DzMD_GzMN_Dp00_Gp00 | A2- Bolivia 33 kV | All generators | 1 | cap | Manzanares 115/33/13.8 kV | m:Q:bushv in Mvar | 3.4391 | ElmTr3
2026 | 2026_DzMD_GzMN_Dp00_Gp00 | A2- Bolivia 33 kV | All generators | 0.9 | cap | Manzanares 115/33/13.8 kV | m:cosphi:bushv | -0.55216 | ElmTr3
2026 | 2026_DzMD_GzMN_Dp00_Gp00 | A2- Bolivia 33 kV | All generators | 0.91 | cap | Manzanares 115/33/13.8 kV | m:cosphi:bushv | -0.5851 | ElmTr3
2026 | 2026_DzMD_GzMN_Dp00_Gp00 | A2- Bolivia 33 kV | All generators | 0.92 | cap | Manzanares 115/33/13.8 kV | m:cosphi:bushv | -0.61685 | ElmTr3
2026 | 2026_DzMD_GzMN_Dp00_Gp00 | A2- Bolivia 33 kV | All generators | 0.93 | cap | Manzanares 115/33/13.8 kV | m:cosphi:bushv | -0.64805 | ElmTr3
2026 | 2026_DzMD_GzMN_Dp00_Gp00 | A2- Bolivia 33 kV | All generators | 0.94 | cap | Manzanares 115/33/13.8 kV | m:cosphi:bushv | -0.6792 | ElmTr3
2026 | 2026_DzMD_GzMN_Dp00_Gp00 | A2- Bolivia 33 kV | All generators | 0.95 | cap | Manzanares 115/33/13.8 kV | m:cosphi:bushv | -0.71077 | ElmTr3
2026 | 2026_DzMD_GzMN_Dp00_Gp00 | A2- Bolivia 33 kV | All generators | 0.96 | cap | Manzanares 115/33/13.8 kV | m:cosphi:bushv | -0.74331 | ElmTr3
2026 | 2026_DzMD_GzMN_Dp00_Gp00 | A2- Bolivia 33 kV | All generators | 0.97 | cap | Manzanares 115/33/13.8 kV | m:cosphi:bushv | -0.77757 | ElmTr3
2026 | 2026_DzMD_GzMN_Dp00_Gp00 | A2- Bolivia 33 kV | All generators | 0.98 | cap | Manzanares 115/33/13.8 kV | m:cosphi:bushv | -0.81487 | ElmTr3
2026 | 2026_DzMD_GzMN_Dp00_Gp00 | A2- Bolivia 33 kV | All generators | 0.99 | cap | Manzanares 115/33/13.8 kV | m:cosphi:bushv | -0.85836 | ElmTr3
2026 | 2026_DzMD_GzMN_Dp00_Gp00 | A2- Bolivia 33 kV | All generators | 1 | cap | Manzanares 115/33/13.8 kV | m:cosphi:bushv | -0.94026 | ElmTr3
2026 | 2026_DzMD_GzMN_Dp00_Gp00 | A2- Bolivia 33 kV | All generators | 0.9 | cap | Purnio 230/115 | m:P:bushv in MW | 46.6556 | ElmTr3
2026 | 2026_DzMD_GzMN_Dp00_Gp00 | A2- Bolivia 33 kV | All generators | 0.91 | cap | Purnio 230/115 | m:P:bushv in MW | 46.6258 | ElmTr3
2026 | 2026_DzMD_GzMN_Dp00_Gp00 | A2- Bolivia 33 kV | All generators | 0.92 | cap | Purnio 230/115 | m:P:bushv in MW | 46.6009 | ElmTr3
2026 | 2026_DzMD_GzMN_Dp00_Gp00 | A2- Bolivia 33 kV | All generators | 0.93 | cap | Purnio 230/115 | m:P:bushv in MW | 46.5795 | ElmTr3
2026 | 2026_DzMD_GzMN_Dp00_Gp00 | A2- Bolivia 33 kV | All generators | 0.94 | cap | Purnio 230/115 | m:P:bushv in MW | 46.5609 | ElmTr3
2026 | 2026_DzMD_GzMN_Dp00_Gp00 | A2- Bolivia 33 kV | All generators | 0.95 | cap | Purnio 230/115 | m:P:bushv in MW | 46.5446 | ElmTr3
2026 | 2026_DzMD_GzMN_Dp00_Gp00 | A2- Bolivia 33 kV | All generators | 0.96 | cap | Purnio 230/115 | m:P:bushv in MW | 46.5302 | ElmTr3
2026 | 2026_DzMD_GzMN_Dp00_Gp00 | A2- Bolivia 33 kV | All generators | 0.97 | cap | Purnio 230/115 | m:P:bushv in MW | 46.5173 | ElmTr3
2026 | 2026_DzMD_GzMN_Dp00_Gp00 | A2- Bolivia 33 kV | All generators | 0.98 | cap | Purnio 230/115 | m:P:bushv in MW | 46.5058 | ElmTr3
2026 | 2026_DzMD_GzMN_Dp00_Gp00 | A2- Bolivia 33 kV | All generators | 0.99 | cap | Purnio 230/115 | m:P:bushv in MW | 46.4955 | ElmTr3
2026 | 2026_DzMD_GzMN_Dp00_Gp00 | A2- Bolivia 33 kV | All generators | 1 | cap | Purnio 230/115 | m:P:bushv in MW | 46.4857 | ElmTr3
2026 | 2026_DzMD_GzMN_Dp00_Gp00 | A2- Bolivia 33 kV | All generators | 0.9 | cap | Purnio 230/115 | m:Q:bushv in Mvar | 4.5928 | ElmTr3
2026 | 2026_DzMD_GzMN_Dp00_Gp00 | A2- Bolivia 33 kV | All generators | 0.91 | cap | Purnio 230/115 | m:Q:bushv in Mvar | 4.386 | ElmTr3
2026 | 2026_DzMD_GzMN_Dp00_Gp00 | A2- Bolivia 33 kV | All generators | 0.92 | cap | Purnio 230/115 | m:Q:bushv in Mvar | 4.1949 | ElmTr3
2026 | 2026_DzMD_GzMN_Dp00_Gp00 | A2- Bolivia 33 kV | All generators | 0.93 | cap | Purnio 230/115 | m:Q:bushv in Mvar | 4.0141 | ElmTr3
2026 | 2026_DzMD_GzMN_Dp00_Gp00 | A2- Bolivia 33 kV | All generators | 0.94 | cap | Purnio 230/115 | m:Q:bushv in Mvar | 3.8392 | ElmTr3
2026 | 2026_DzMD_GzMN_Dp00_Gp00 | A2- Bolivia 33 kV | All generators | 0.95 | cap | Purnio 230/115 | m:Q:bushv in Mvar | 3.6667 | ElmTr3
2026 | 2026_DzMD_GzMN_Dp00_Gp00 | A2- Bolivia 33 kV | All generators | 0.96 | cap | Purnio 230/115 | m:Q:bushv in Mvar | 3.4927 | ElmTr3
2026 | 2026_DzMD_GzMN_Dp00_Gp00 | A2- Bolivia 33 kV | All generators | 0.97 | cap | Purnio 230/115 | m:Q:bushv in Mvar | 3.3119 | ElmTr3
2026 | 2026_DzMD_GzMN_Dp00_Gp00 | A2- Bolivia 33 kV | All generators | 0.98 | cap | Purnio 230/115 | m:Q:bushv in Mvar | 3.1156 | ElmTr3
2026 | 2026_DzMD_GzMN_Dp00_Gp00 | A2- Bolivia 33 kV | All generators | 0.99 | cap | Purnio 230/115 | m:Q:bushv in Mvar | 2.8825 | ElmTr3
2026 | 2026_DzMD_GzMN_Dp00_Gp00 | A2- Bolivia 33 kV | All generators | 1 | cap | Purnio 230/115 | m:Q:bushv in Mvar | 2.3897 | ElmTr3
2026 | 2026_DzMD_GzMN_Dp00_Gp00 | A2- Bolivia 33 kV | All generators | 0.9 | cap | Purnio 230/115 | m:cosphi:bushv | 0.99519 | ElmTr3
2026 | 2026_DzMD_GzMN_Dp00_Gp00 | A2- Bolivia 33 kV | All generators | 0.91 | cap | Purnio 230/115 | m:cosphi:bushv | 0.9956 | ElmTr3
2026 | 2026_DzMD_GzMN_Dp00_Gp00 | A2- Bolivia 33 kV | All generators | 0.92 | cap | Purnio 230/115 | m:cosphi:bushv | 0.99597 | ElmTr3
2026 | 2026_DzMD_GzMN_Dp00_Gp00 | A2- Bolivia 33 kV | All generators | 0.93 | cap | Purnio 230/115 | m:cosphi:bushv | 0.99631 | ElmTr3
2026 | 2026_DzMD_GzMN_Dp00_Gp00 | A2- Bolivia 33 kV | All generators | 0.94 | cap | Purnio 230/115 | m:cosphi:bushv | 0.99662 | ElmTr3
2026 | 2026_DzMD_GzMN_Dp00_Gp00 | A2- Bolivia 33 kV | All generators | 0.95 | cap | Purnio 230/115 | m:cosphi:bushv | 0.99691 | ElmTr3
2026 | 2026_DzMD_GzMN_Dp00_Gp00 | A2- Bolivia 33 kV | All generators | 0.96 | cap | Purnio 230/115 | m:cosphi:bushv | 0.9972 | ElmTr3
2026 | 2026_DzMD_GzMN_Dp00_Gp00 | A2- Bolivia 33 kV | All generators | 0.97 | cap | Purnio 230/115 | m:cosphi:bushv | 0.99748 | ElmTr3
2026 | 2026_DzMD_GzMN_Dp00_Gp00 | A2- Bolivia 33 kV | All generators | 0.98 | cap | Purnio 230/115 | m:cosphi:bushv | 0.99776 | ElmTr3
2026 | 2026_DzMD_GzMN_Dp00_Gp00 | A2- Bolivia 33 kV | All generators | 0.99 | cap | Purnio 230/115 | m:cosphi:bushv | 0.99808 | ElmTr3
2026 | 2026_DzMD_GzMN_Dp00_Gp00 | A2- Bolivia 33 kV | All generators | 1 | cap | Purnio 230/115 | m:cosphi:bushv | 0.99868 | ElmTr3
2026 | 2026_DzMD_GzMN_Dp00_Gp00 | A2- Bolivia 33 kV | All generators | 0.9 | cap | Victoria 115/33/13.8 kV | m:P:bushv in MW | 2.9203 | ElmTr3
2026 | 2026_DzMD_GzMN_Dp00_Gp00 | A2- Bolivia 33 kV | All generators | 0.91 | cap | Victoria 115/33/13.8 kV | m:P:bushv in MW | 2.8579 | ElmTr3
2026 | 2026_DzMD_GzMN_Dp00_Gp00 | A2- Bolivia 33 kV | All generators | 0.92 | cap | Victoria 115/33/13.8 kV | m:P:bushv in MW | 2.8025 | ElmTr3
2026 | 2026_DzMD_GzMN_Dp00_Gp00 | A2- Bolivia 33 kV | All generators | 0.93 | cap | Victoria 115/33/13.8 kV | m:P:bushv in MW | 2.7522 | ElmTr3
2026 | 2026_DzMD_GzMN_Dp00_Gp00 | A2- Bolivia 33 kV | All generators | 0.94 | cap | Victoria 115/33/13.8 kV | m:P:bushv in MW | 2.7053 | ElmTr3
2026 | 2026_DzMD_GzMN_Dp00_Gp00 | A2- Bolivia 33 kV | All generators | 0.95 | cap | Victoria 115/33/13.8 kV | m:P:bushv in MW | 2.661 | ElmTr3
2026 | 2026_DzMD_GzMN_Dp00_Gp00 | A2- Bolivia 33 kV | All generators | 0.96 | cap | Victoria 115/33/13.8 kV | m:P:bushv in MW | 2.618 | ElmTr3
2026 | 2026_DzMD_GzMN_Dp00_Gp00 | A2- Bolivia 33 kV | All generators | 0.97 | cap | Victoria 115/33/13.8 kV | m:P:bushv in MW | 2.5753 | ElmTr3
2026 | 2026_DzMD_GzMN_Dp00_Gp00 | A2- Bolivia 33 kV | All generators | 0.98 | cap | Victoria 115/33/13.8 kV | m:P:bushv in MW | 2.5312 | ElmTr3
2026 | 2026_DzMD_GzMN_Dp00_Gp00 | A2- Bolivia 33 kV | All generators | 0.99 | cap | Victoria 115/33/13.8 kV | m:P:bushv in MW | 2.4818 | ElmTr3
2026 | 2026_DzMD_GzMN_Dp00_Gp00 | A2- Bolivia 33 kV | All generators | 1 | cap | Victoria 115/33/13.8 kV | m:P:bushv in MW | 2.3882 | ElmTr3
2026 | 2026_DzMD_GzMN_Dp00_Gp00 | A2- Bolivia 33 kV | All generators | 0.9 | cap | Victoria 115/33/13.8 kV | m:Q:bushv in Mvar | 5.6889 | ElmTr3
2026 | 2026_DzMD_GzMN_Dp00_Gp00 | A2- Bolivia 33 kV | All generators | 0.91 | cap | Victoria 115/33/13.8 kV | m:Q:bushv in Mvar | 5.503 | ElmTr3
2026 | 2026_DzMD_GzMN_Dp00_Gp00 | A2- Bolivia 33 kV | All generators | 0.92 | cap | Victoria 115/33/13.8 kV | m:Q:bushv in Mvar | 5.3306 | ElmTr3
2026 | 2026_DzMD_GzMN_Dp00_Gp00 | A2- Bolivia 33 kV | All generators | 0.93 | cap | Victoria 115/33/13.8 kV | m:Q:bushv in Mvar | 5.1666 | ElmTr3
2026 | 2026_DzMD_GzMN_Dp00_Gp00 | A2- Bolivia 33 kV | All generators | 0.94 | cap | Victoria 115/33/13.8 kV | m:Q:bushv in Mvar | 5.0075 | ElmTr3
2026 | 2026_DzMD_GzMN_Dp00_Gp00 | A2- Bolivia 33 kV | All generators | 0.95 | cap | Victoria 115/33/13.8 kV | m:Q:bushv in Mvar | 4.8499 | ElmTr3
2026 | 2026_DzMD_GzMN_Dp00_Gp00 | A2- Bolivia 33 kV | All generators | 0.96 | cap | Victoria 115/33/13.8 kV | m:Q:bushv in Mvar | 4.6903 | ElmTr3
2026 | 2026_DzMD_GzMN_Dp00_Gp00 | A2- Bolivia 33 kV | All generators | 0.97 | cap | Victoria 115/33/13.8 kV | m:Q:bushv in Mvar | 4.5239 | ElmTr3
2026 | 2026_DzMD_GzMN_Dp00_Gp00 | A2- Bolivia 33 kV | All generators | 0.98 | cap | Victoria 115/33/13.8 kV | m:Q:bushv in Mvar | 4.3425 | ElmTr3
2026 | 2026_DzMD_GzMN_Dp00_Gp00 | A2- Bolivia 33 kV | All generators | 0.99 | cap | Victoria 115/33/13.8 kV | m:Q:bushv in Mvar | 4.126 | ElmTr3
2026 | 2026_DzMD_GzMN_Dp00_Gp00 | A2- Bolivia 33 kV | All generators | 1 | cap | Victoria 115/33/13.8 kV | m:Q:bushv in Mvar | 3.6649 | ElmTr3
2026 | 2026_DzMD_GzMN_Dp00_Gp00 | A2- Bolivia 33 kV | All generators | 0.9 | cap | Victoria 115/33/13.8 kV | m:cosphi:bushv | 0.45667 | ElmTr3
2026 | 2026_DzMD_GzMN_Dp00_Gp00 | A2- Bolivia 33 kV | All generators | 0.91 | cap | Victoria 115/33/13.8 kV | m:cosphi:bushv | 0.46088 | ElmTr3
2026 | 2026_DzMD_GzMN_Dp00_Gp00 | A2- Bolivia 33 kV | All generators | 0.92 | cap | Victoria 115/33/13.8 kV | m:cosphi:bushv | 0.46535 | ElmTr3
2026 | 2026_DzMD_GzMN_Dp00_Gp00 | A2- Bolivia 33 kV | All generators | 0.93 | cap | Victoria 115/33/13.8 kV | m:cosphi:bushv | 0.47014 | ElmTr3
2026 | 2026_DzMD_GzMN_Dp00_Gp00 | A2- Bolivia 33 kV | All generators | 0.94 | cap | Victoria 115/33/13.8 kV | m:cosphi:bushv | 0.47533 | ElmTr3
2026 | 2026_DzMD_GzMN_Dp00_Gp00 | A2- Bolivia 33 kV | All generators | 0.95 | cap | Victoria 115/33/13.8 kV | m:cosphi:bushv | 0.48102 | ElmTr3
2026 | 2026_DzMD_GzMN_Dp00_Gp00 | A2- Bolivia 33 kV | All generators | 0.96 | cap | Victoria 115/33/13.8 kV | m:cosphi:bushv | 0.48739 | ElmTr3
2026 | 2026_DzMD_GzMN_Dp00_Gp00 | A2- Bolivia 33 kV | All generators | 0.97 | cap | Victoria 115/33/13.8 kV | m:cosphi:bushv | 0.49472 | ElmTr3
2026 | 2026_DzMD_GzMN_Dp00_Gp00 | A2- Bolivia 33 kV | All generators | 0.98 | cap | Victoria 115/33/13.8 kV | m:cosphi:bushv | 0.50358 | ElmTr3
2026 | 2026_DzMD_GzMN_Dp00_Gp00 | A2- Bolivia 33 kV | All generators | 0.99 | cap | Victoria 115/33/13.8 kV | m:cosphi:bushv | 0.51544 | ElmTr3
2026 | 2026_DzMD_GzMN_Dp00_Gp00 | A2- Bolivia 33 kV | All generators | 1 | cap | Victoria 115/33/13.8 kV | m:cosphi:bushv | 0.54595 | ElmTr3
2026 | 2026_DzMD_GzMN_Dp00_Gp00 | A2- Bolivia 33 kV | All generators | 0.9 | ind | Dorada - Magdalena 115 kV | m:P:bus1 in MW | 40.5198 | ElmLne
2026 | 2026_DzMD_GzMN_Dp00_Gp00 | A2- Bolivia 33 kV | All generators | 0.91 | ind | Dorada - Magdalena 115 kV | m:P:bus1 in MW | 40.5145 | ElmLne
2026 | 2026_DzMD_GzMN_Dp00_Gp00 | A2- Bolivia 33 kV | All generators | 0.92 | ind | Dorada - Magdalena 115 kV | m:P:bus1 in MW | 40.5088 | ElmLne
2026 | 2026_DzMD_GzMN_Dp00_Gp00 | A2- Bolivia 33 kV | All generators | 0.93 | ind | Dorada - Magdalena 115 kV | m:P:bus1 in MW | 40.5027 | ElmLne
2026 | 2026_DzMD_GzMN_Dp00_Gp00 | A2- Bolivia 33 kV | All generators | 0.94 | ind | Dorada - Magdalena 115 kV | m:P:bus1 in MW | 40.4962 | ElmLne
2026 | 2026_DzMD_GzMN_Dp00_Gp00 | A2- Bolivia 33 kV | All generators | 0.95 | ind | Dorada - Magdalena 115 kV | m:P:bus1 in MW | 40.489 | ElmLne
2026 | 2026_DzMD_GzMN_Dp00_Gp00 | A2- Bolivia 33 kV | All generators | 0.96 | ind | Dorada - Magdalena 115 kV | m:P:bus1 in MW | 40.4809 | ElmLne
2026 | 2026_DzMD_GzMN_Dp00_Gp00 | A2- Bolivia 33 kV | All generators | 0.97 | ind | Dorada - Magdalena 115 kV | m:P:bus1 in MW | 40.4716 | ElmLne
2026 | 2026_DzMD_GzMN_Dp00_Gp00 | A2- Bolivia 33 kV | All generators | 0.98 | ind | Dorada - Magdalena 115 kV | m:P:bus1 in MW | 40.4604 | ElmLne
2026 | 2026_DzMD_GzMN_Dp00_Gp00 | A2- Bolivia 33 kV | All generators | 0.99 | ind | Dorada - Magdalena 115 kV | m:P:bus1 in MW | 40.4452 | ElmLne
2026 | 2026_DzMD_GzMN_Dp00_Gp00 | A2- Bolivia 33 kV | All generators | 1 | ind | Dorada - Magdalena 115 kV | m:P:bus1 in MW | 40.4048 | ElmLne
2026 | 2026_DzMD_GzMN_Dp00_Gp00 | A2- Bolivia 33 kV | All generators | 0.9 | ind | Dorada - Magdalena 115 kV | m:P:bus2 in MW | -40.4338 | ElmLne
2026 | 2026_DzMD_GzMN_Dp00_Gp00 | A2- Bolivia 33 kV | All generators | 0.91 | ind | Dorada - Magdalena 115 kV | m:P:bus2 in MW | -40.4284 | ElmLne
2026 | 2026_DzMD_GzMN_Dp00_Gp00 | A2- Bolivia 33 kV | All generators | 0.92 | ind | Dorada - Magdalena 115 kV | m:P:bus2 in MW | -40.4228 | ElmLne
2026 | 2026_DzMD_GzMN_Dp00_Gp00 | A2- Bolivia 33 kV | All generators | 0.93 | ind | Dorada - Magdalena 115 kV | m:P:bus2 in MW | -40.4167 | ElmLne
2026 | 2026_DzMD_GzMN_Dp00_Gp00 | A2- Bolivia 33 kV | All generators | 0.94 | ind | Dorada - Magdalena 115 kV | m:P:bus2 in MW | -40.4102 | ElmLne
2026 | 2026_DzMD_GzMN_Dp00_Gp00 | A2- Bolivia 33 kV | All generators | 0.95 | ind | Dorada - Magdalena 115 kV | m:P:bus2 in MW | -40.403 | ElmLne
2026 | 2026_DzMD_GzMN_Dp00_Gp00 | A2- Bolivia 33 kV | All generators | 0.96 | ind | Dorada - Magdalena 115 kV | m:P:bus2 in MW | -40.3949 | ElmLne
2026 | 2026_DzMD_GzMN_Dp00_Gp00 | A2- Bolivia 33 kV | All generators | 0.97 | ind | Dorada - Magdalena 115 kV | m:P:bus2 in MW | -40.3857 | ElmLne
2026 | 2026_DzMD_GzMN_Dp00_Gp00 | A2- Bolivia 33 kV | All generators | 0.98 | ind | Dorada - Magdalena 115 kV | m:P:bus2 in MW | -40.3744 | ElmLne
2026 | 2026_DzMD_GzMN_Dp00_Gp00 | A2- Bolivia 33 kV | All generators | 0.99 | ind | Dorada - Magdalena 115 kV | m:P:bus2 in MW | -40.3593 | ElmLne
2026 | 2026_DzMD_GzMN_Dp00_Gp00 | A2- Bolivia 33 kV | All generators | 1 | ind | Dorada - Magdalena 115 kV | m:P:bus2 in MW | -40.319 | ElmLne
2026 | 2026_DzMD_GzMN_Dp00_Gp00 | A2- Bolivia 33 kV | All generators | 0.9 | ind | Dorada - Magdalena 115 kV | m:Q:bus1 in Mvar | 2.7871 | ElmLne
2026 | 2026_DzMD_GzMN_Dp00_Gp00 | A2- Bolivia 33 kV | All generators | 0.91 | ind | Dorada - Magdalena 115 kV | m:Q:bus1 in Mvar | 2.7675 | ElmLne
2026 | 2026_DzMD_GzMN_Dp00_Gp00 | A2- Bolivia 33 kV | All generators | 0.92 | ind | Dorada - Magdalena 115 kV | m:Q:bus1 in Mvar | 2.747 | ElmLne
2026 | 2026_DzMD_GzMN_Dp00_Gp00 | A2- Bolivia 33 kV | All generators | 0.93 | ind | Dorada - Magdalena 115 kV | m:Q:bus1 in Mvar | 2.7253 | ElmLne
2026 | 2026_DzMD_GzMN_Dp00_Gp00 | A2- Bolivia 33 kV | All generators | 0.94 | ind | Dorada - Magdalena 115 kV | m:Q:bus1 in Mvar | 2.7023 | ElmLne
2026 | 2026_DzMD_GzMN_Dp00_Gp00 | A2- Bolivia 33 kV | All generators | 0.95 | ind | Dorada - Magdalena 115 kV | m:Q:bus1 in Mvar | 2.6774 | ElmLne
2026 | 2026_DzMD_GzMN_Dp00_Gp00 | A2- Bolivia 33 kV | All generators | 0.96 | ind | Dorada - Magdalena 115 kV | m:Q:bus1 in Mvar | 2.6499 | ElmLne
2026 | 2026_DzMD_GzMN_Dp00_Gp00 | A2- Bolivia 33 kV | All generators | 0.97 | ind | Dorada - Magdalena 115 kV | m:Q:bus1 in Mvar | 2.6188 | ElmLne
2026 | 2026_DzMD_GzMN_Dp00_Gp00 | A2- Bolivia 33 kV | All generators | 0.98 | ind | Dorada - Magdalena 115 kV | m:Q:bus1 in Mvar | 2.5818 | ElmLne
2026 | 2026_DzMD_GzMN_Dp00_Gp00 | A2- Bolivia 33 kV | All generators | 0.99 | ind | Dorada - Magdalena 115 kV | m:Q:bus1 in Mvar | 2.533 | ElmLne
2026 | 2026_DzMD_GzMN_Dp00_Gp00 | A2- Bolivia 33 kV | All generators | 1 | ind | Dorada - Magdalena 115 kV | m:Q:bus1 in Mvar | 2.4097 | ElmLne
2026 | 2026_DzMD_GzMN_Dp00_Gp00 | A2- Bolivia 33 kV | All generators | 0.9 | ind | Dorada - Magdalena 115 kV | m:Q:bus2 in Mvar | -2.722 | ElmLne
2026 | 2026_DzMD_GzMN_Dp00_Gp00 | A2- Bolivia 33 kV | All generators | 0.91 | ind | Dorada - Magdalena 115 kV | m:Q:bus2 in Mvar | -2.7023 | ElmLne
2026 | 2026_DzMD_GzMN_Dp00_Gp00 | A2- Bolivia 33 kV | All generators | 0.92 | ind | Dorada - Magdalena 115 kV | m:Q:bus2 in Mvar | -2.6818 | ElmLne
2026 | 2026_DzMD_GzMN_Dp00_Gp00 | A2- Bolivia 33 kV | All generators | 0.93 | ind | Dorada - Magdalena 115 kV | m:Q:bus2 in Mvar | -2.6602 | ElmLne
2026 | 2026_DzMD_GzMN_Dp00_Gp00 | A2- Bolivia 33 kV | All generators | 0.94 | ind | Dorada - Magdalena 115 kV | m:Q:bus2 in Mvar | -2.6371 | ElmLne
2026 | 2026_DzMD_GzMN_Dp00_Gp00 | A2- Bolivia 33 kV | All generators | 0.95 | ind | Dorada - Magdalena 115 kV | m:Q:bus2 in Mvar | -2.6122 | ElmLne
2026 | 2026_DzMD_GzMN_Dp00_Gp00 | A2- Bolivia 33 kV | All generators | 0.96 | ind | Dorada - Magdalena 115 kV | m:Q:bus2 in Mvar | -2.5847 | ElmLne
2026 | 2026_DzMD_GzMN_Dp00_Gp00 | A2- Bolivia 33 kV | All generators | 0.97 | ind | Dorada - Magdalena 115 kV | m:Q:bus2 in Mvar | -2.5536 | ElmLne
2026 | 2026_DzMD_GzMN_Dp00_Gp00 | A2- Bolivia 33 kV | All generators | 0.98 | ind | Dorada - Magdalena 115 kV | m:Q:bus2 in Mvar | -2.5166 | ElmLne
2026 | 2026_DzMD_GzMN_Dp00_Gp00 | A2- Bolivia 33 kV | All generators | 0.99 | ind | Dorada - Magdalena 115 kV | m:Q:bus2 in Mvar | -2.4678 | ElmLne
2026 | 2026_DzMD_GzMN_Dp00_Gp00 | A2- Bolivia 33 kV | All generators | 1 | ind | Dorada - Magdalena 115 kV | m:Q:bus2 in Mvar | -2.3445 | ElmLne
2026 | 2026_DzMD_GzMN_Dp00_Gp00 | A2- Bolivia 33 kV | All generators | 0.9 | ind | Dorada - Magdalena 115 kV | m:cosphi:bus1 | 0.99764 | ElmLne
2026 | 2026_DzMD_GzMN_Dp00_Gp00 | A2- Bolivia 33 kV | All generators | 0.91 | ind | Dorada - Magdalena 115 kV | m:cosphi:bus1 | 0.99767 | ElmLne
2026 | 2026_DzMD_GzMN_Dp00_Gp00 | A2- Bolivia 33 kV | All generators | 0.92 | ind | Dorada - Magdalena 115 kV | m:cosphi:bus1 | 0.99771 | ElmLne
2026 | 2026_DzMD_GzMN_Dp00_Gp00 | A2- Bolivia 33 kV | All generators | 0.93 | ind | Dorada - Magdalena 115 kV | m:cosphi:bus1 | 0.99774 | ElmLne
2026 | 2026_DzMD_GzMN_Dp00_Gp00 | A2- Bolivia 33 kV | All generators | 0.94 | ind | Dorada - Magdalena 115 kV | m:cosphi:bus1 | 0.99778 | ElmLne
2026 | 2026_DzMD_GzMN_Dp00_Gp00 | A2- Bolivia 33 kV | All generators | 0.95 | ind | Dorada - Magdalena 115 kV | m:cosphi:bus1 | 0.99782 | ElmLne
2026 | 2026_DzMD_GzMN_Dp00_Gp00 | A2- Bolivia 33 kV | All generators | 0.96 | ind | Dorada - Magdalena 115 kV | m:cosphi:bus1 | 0.99786 | ElmLne
2026 | 2026_DzMD_GzMN_Dp00_Gp00 | A2- Bolivia 33 kV | All generators | 0.97 | ind | Dorada - Magdalena 115 kV | m:cosphi:bus1 | 0.99791 | ElmLne
2026 | 2026_DzMD_GzMN_Dp00_Gp00 | A2- Bolivia 33 kV | All generators | 0.98 | ind | Dorada - Magdalena 115 kV | m:cosphi:bus1 | 0.99797 | ElmLne
2026 | 2026_DzMD_GzMN_Dp00_Gp00 | A2- Bolivia 33 kV | All generators | 0.99 | ind | Dorada - Magdalena 115 kV | m:cosphi:bus1 | 0.99805 | ElmLne
2026 | 2026_DzMD_GzMN_Dp00_Gp00 | A2- Bolivia 33 kV | All generators | 1 | ind | Dorada - Magdalena 115 kV | m:cosphi:bus1 | 0.99823 | ElmLne
2026 | 2026_DzMD_GzMN_Dp00_Gp00 | A2- Bolivia 33 kV | All generators | 0.9 | ind | Dorada - Magdalena 115 kV | m:cosphi:bus2 | -0.99774 | ElmLne
2026 | 2026_DzMD_GzMN_Dp00_Gp00 | A2- Bolivia 33 kV | All generators | 0.91 | ind | Dorada - Magdalena 115 kV | m:cosphi:bus2 | -0.99777 | ElmLne
2026 | 2026_DzMD_GzMN_Dp00_Gp00 | A2- Bolivia 33 kV | All generators | 0.92 | ind | Dorada - Magdalena 115 kV | m:cosphi:bus2 | -0.99781 | ElmLne
2026 | 2026_DzMD_GzMN_Dp00_Gp00 | A2- Bolivia 33 kV | All generators | 0.93 | ind | Dorada - Magdalena 115 kV | m:cosphi:bus2 | -0.99784 | ElmLne
2026 | 2026_DzMD_GzMN_Dp00_Gp00 | A2- Bolivia 33 kV | All generators | 0.94 | ind | Dorada - Magdalena 115 kV | m:cosphi:bus2 | -0.99788 | ElmLne
2026 | 2026_DzMD_GzMN_Dp00_Gp00 | A2- Bolivia 33 kV | All generators | 0.95 | ind | Dorada - Magdalena 115 kV | m:cosphi:bus2 | -0.99792 | ElmLne
2026 | 2026_DzMD_GzMN_Dp00_Gp00 | A2- Bolivia 33 kV | All generators | 0.96 | ind | Dorada - Magdalena 115 kV | m:cosphi:bus2 | -0.99796 | ElmLne
2026 | 2026_DzMD_GzMN_Dp00_Gp00 | A2- Bolivia 33 kV | All generators | 0.97 | ind | Dorada - Magdalena 115 kV | m:cosphi:bus2 | -0.99801 | ElmLne
2026 | 2026_DzMD_GzMN_Dp00_Gp00 | A2- Bolivia 33 kV | All generators | 0.98 | ind | Dorada - Magdalena 115 kV | m:cosphi:bus2 | -0.99806 | ElmLne
2026 | 2026_DzMD_GzMN_Dp00_Gp00 | A2- Bolivia 33 kV | All generators | 0.99 | ind | Dorada - Magdalena 115 kV | m:cosphi:bus2 | -0.99814 | ElmLne
2026 | 2026_DzMD_GzMN_Dp00_Gp00 | A2- Bolivia 33 kV | All generators | 1 | ind | Dorada - Magdalena 115 kV | m:cosphi:bus2 | -0.99831 | ElmLne
2026 | 2026_DzMD_GzMN_Dp00_Gp00 | A2- Bolivia 33 kV | All generators | 0.9 | ind | Mariquita - Victoria 2 115 | m:P:bus1 in MW | 8.7028 | ElmLne
2026 | 2026_DzMD_GzMN_Dp00_Gp00 | A2- Bolivia 33 kV | All generators | 0.91 | ind | Mariquita - Victoria 2 115 | m:P:bus1 in MW | 8.7105 | ElmLne
2026 | 2026_DzMD_GzMN_Dp00_Gp00 | A2- Bolivia 33 kV | All generators | 0.92 | ind | Mariquita - Victoria 2 115 | m:P:bus1 in MW | 8.7185 | ElmLne
2026 | 2026_DzMD_GzMN_Dp00_Gp00 | A2- Bolivia 33 kV | All generators | 0.93 | ind | Mariquita - Victoria 2 115 | m:P:bus1 in MW | 8.7267 | ElmLne
2026 | 2026_DzMD_GzMN_Dp00_Gp00 | A2- Bolivia 33 kV | All generators | 0.94 | ind | Mariquita - Victoria 2 115 | m:P:bus1 in MW | 8.7353 | ElmLne
2026 | 2026_DzMD_GzMN_Dp00_Gp00 | A2- Bolivia 33 kV | All generators | 0.95 | ind | Mariquita - Victoria 2 115 | m:P:bus1 in MW | 8.7444 | ElmLne
2026 | 2026_DzMD_GzMN_Dp00_Gp00 | A2- Bolivia 33 kV | All generators | 0.96 | ind | Mariquita - Victoria 2 115 | m:P:bus1 in MW | 8.7543 | ElmLne
2026 | 2026_DzMD_GzMN_Dp00_Gp00 | A2- Bolivia 33 kV | All generators | 0.97 | ind | Mariquita - Victoria 2 115 | m:P:bus1 in MW | 8.7651 | ElmLne
2026 | 2026_DzMD_GzMN_Dp00_Gp00 | A2- Bolivia 33 kV | All generators | 0.98 | ind | Mariquita - Victoria 2 115 | m:P:bus1 in MW | 8.7777 | ElmLne
2026 | 2026_DzMD_GzMN_Dp00_Gp00 | A2- Bolivia 33 kV | All generators | 0.99 | ind | Mariquita - Victoria 2 115 | m:P:bus1 in MW | 8.7937 | ElmLne
2026 | 2026_DzMD_GzMN_Dp00_Gp00 | A2- Bolivia 33 kV | All generators | 1 | ind | Mariquita - Victoria 2 115 | m:P:bus1 in MW | 8.8308 | ElmLne
2026 | 2026_DzMD_GzMN_Dp00_Gp00 | A2- Bolivia 33 kV | All generators | 0.9 | ind | Mariquita - Victoria 2 115 | m:P:bus2 in MW | -8.6736 | ElmLne
2026 | 2026_DzMD_GzMN_Dp00_Gp00 | A2- Bolivia 33 kV | All generators | 0.91 | ind | Mariquita - Victoria 2 115 | m:P:bus2 in MW | -8.6811 | ElmLne
2026 | 2026_DzMD_GzMN_Dp00_Gp00 | A2- Bolivia 33 kV | All generators | 0.92 | ind | Mariquita - Victoria 2 115 | m:P:bus2 in MW | -8.689 | ElmLne
2026 | 2026_DzMD_GzMN_Dp00_Gp00 | A2- Bolivia 33 kV | All generators | 0.93 | ind | Mariquita - Victoria 2 115 | m:P:bus2 in MW | -8.6971 | ElmLne
2026 | 2026_DzMD_GzMN_Dp00_Gp00 | A2- Bolivia 33 kV | All generators | 0.94 | ind | Mariquita - Victoria 2 115 | m:P:bus2 in MW | -8.7055 | ElmLne
2026 | 2026_DzMD_GzMN_Dp00_Gp00 | A2- Bolivia 33 kV | All generators | 0.95 | ind | Mariquita - Victoria 2 115 | m:P:bus2 in MW | -8.7145 | ElmLne
2026 | 2026_DzMD_GzMN_Dp00_Gp00 | A2- Bolivia 33 kV | All generators | 0.96 | ind | Mariquita - Victoria 2 115 | m:P:bus2 in MW | -8.7242 | ElmLne
2026 | 2026_DzMD_GzMN_Dp00_Gp00 | A2- Bolivia 33 kV | All generators | 0.97 | ind | Mariquita - Victoria 2 115 | m:P:bus2 in MW | -8.7349 | ElmLne
2026 | 2026_DzMD_GzMN_Dp00_Gp00 | A2- Bolivia 33 kV | All generators | 0.98 | ind | Mariquita - Victoria 2 115 | m:P:bus2 in MW | -8.7473 | ElmLne
2026 | 2026_DzMD_GzMN_Dp00_Gp00 | A2- Bolivia 33 kV | All generators | 0.99 | ind | Mariquita - Victoria 2 115 | m:P:bus2 in MW | -8.763 | ElmLne
2026 | 2026_DzMD_GzMN_Dp00_Gp00 | A2- Bolivia 33 kV | All generators | 1 | ind | Mariquita - Victoria 2 115 | m:P:bus2 in MW | -8.7995 | ElmLne
2026 | 2026_DzMD_GzMN_Dp00_Gp00 | A2- Bolivia 33 kV | All generators | 0.9 | ind | Mariquita - Victoria 2 115 | m:Q:bus1 in Mvar | -8.229 | ElmLne
2026 | 2026_DzMD_GzMN_Dp00_Gp00 | A2- Bolivia 33 kV | All generators | 0.91 | ind | Mariquita - Victoria 2 115 | m:Q:bus1 in Mvar | -8.2498 | ElmLne
2026 | 2026_DzMD_GzMN_Dp00_Gp00 | A2- Bolivia 33 kV | All generators | 0.92 | ind | Mariquita - Victoria 2 115 | m:Q:bus1 in Mvar | -8.2716 | ElmLne
2026 | 2026_DzMD_GzMN_Dp00_Gp00 | A2- Bolivia 33 kV | All generators | 0.93 | ind | Mariquita - Victoria 2 115 | m:Q:bus1 in Mvar | -8.2947 | ElmLne
2026 | 2026_DzMD_GzMN_Dp00_Gp00 | A2- Bolivia 33 kV | All generators | 0.94 | ind | Mariquita - Victoria 2 115 | m:Q:bus1 in Mvar | -8.3192 | ElmLne
2026 | 2026_DzMD_GzMN_Dp00_Gp00 | A2- Bolivia 33 kV | All generators | 0.95 | ind | Mariquita - Victoria 2 115 | m:Q:bus1 in Mvar | -8.3458 | ElmLne
2026 | 2026_DzMD_GzMN_Dp00_Gp00 | A2- Bolivia 33 kV | All generators | 0.96 | ind | Mariquita - Victoria 2 115 | m:Q:bus1 in Mvar | -8.3751 | ElmLne
2026 | 2026_DzMD_GzMN_Dp00_Gp00 | A2- Bolivia 33 kV | All generators | 0.97 | ind | Mariquita - Victoria 2 115 | m:Q:bus1 in Mvar | -8.4083 | ElmLne
2026 | 2026_DzMD_GzMN_Dp00_Gp00 | A2- Bolivia 33 kV | All generators | 0.98 | ind | Mariquita - Victoria 2 115 | m:Q:bus1 in Mvar | -8.4478 | ElmLne
2026 | 2026_DzMD_GzMN_Dp00_Gp00 | A2- Bolivia 33 kV | All generators | 0.99 | ind | Mariquita - Victoria 2 115 | m:Q:bus1 in Mvar | -8.5 | ElmLne
2026 | 2026_DzMD_GzMN_Dp00_Gp00 | A2- Bolivia 33 kV | All generators | 1 | ind | Mariquita - Victoria 2 115 | m:Q:bus1 in Mvar | -8.6324 | ElmLne
2026 | 2026_DzMD_GzMN_Dp00_Gp00 | A2- Bolivia 33 kV | All generators | 0.9 | ind | Mariquita - Victoria 2 115 | m:Q:bus2 in Mvar | 7.6457 | ElmLne
2026 | 2026_DzMD_GzMN_Dp00_Gp00 | A2- Bolivia 33 kV | All generators | 0.91 | ind | Mariquita - Victoria 2 115 | m:Q:bus2 in Mvar | 7.6671 | ElmLne
2026 | 2026_DzMD_GzMN_Dp00_Gp00 | A2- Bolivia 33 kV | All generators | 0.92 | ind | Mariquita - Victoria 2 115 | m:Q:bus2 in Mvar | 7.6894 | ElmLne
2026 | 2026_DzMD_GzMN_Dp00_Gp00 | A2- Bolivia 33 kV | All generators | 0.93 | ind | Mariquita - Victoria 2 115 | m:Q:bus2 in Mvar | 7.7129 | ElmLne
2026 | 2026_DzMD_GzMN_Dp00_Gp00 | A2- Bolivia 33 kV | All generators | 0.94 | ind | Mariquita - Victoria 2 115 | m:Q:bus2 in Mvar | 7.738 | ElmLne
2026 | 2026_DzMD_GzMN_Dp00_Gp00 | A2- Bolivia 33 kV | All generators | 0.95 | ind | Mariquita - Victoria 2 115 | m:Q:bus2 in Mvar | 7.7652 | ElmLne
2026 | 2026_DzMD_GzMN_Dp00_Gp00 | A2- Bolivia 33 kV | All generators | 0.96 | ind | Mariquita - Victoria 2 115 | m:Q:bus2 in Mvar | 7.7951 | ElmLne
2026 | 2026_DzMD_GzMN_Dp00_Gp00 | A2- Bolivia 33 kV | All generators | 0.97 | ind | Mariquita - Victoria 2 115 | m:Q:bus2 in Mvar | 7.8291 | ElmLne
2026 | 2026_DzMD_GzMN_Dp00_Gp00 | A2- Bolivia 33 kV | All generators | 0.98 | ind | Mariquita - Victoria 2 115 | m:Q:bus2 in Mvar | 7.8696 | ElmLne
2026 | 2026_DzMD_GzMN_Dp00_Gp00 | A2- Bolivia 33 kV | All generators | 0.99 | ind | Mariquita - Victoria 2 115 | m:Q:bus2 in Mvar | 7.923 | ElmLne
2026 | 2026_DzMD_GzMN_Dp00_Gp00 | A2- Bolivia 33 kV | All generators | 1 | ind | Mariquita - Victoria 2 115 | m:Q:bus2 in Mvar | 8.0583 | ElmLne
2026 | 2026_DzMD_GzMN_Dp00_Gp00 | A2- Bolivia 33 kV | All generators | 0.9 | ind | Mariquita - Victoria 2 115 | m:cosphi:bus1 | 0.72661 | ElmLne
2026 | 2026_DzMD_GzMN_Dp00_Gp00 | A2- Bolivia 33 kV | All generators | 0.91 | ind | Mariquita - Victoria 2 115 | m:cosphi:bus1 | 0.72605 | ElmLne
2026 | 2026_DzMD_GzMN_Dp00_Gp00 | A2- Bolivia 33 kV | All generators | 0.92 | ind | Mariquita - Victoria 2 115 | m:cosphi:bus1 | 0.72545 | ElmLne
2026 | 2026_DzMD_GzMN_Dp00_Gp00 | A2- Bolivia 33 kV | All generators | 0.93 | ind | Mariquita - Victoria 2 115 | m:cosphi:bus1 | 0.72482 | ElmLne
2026 | 2026_DzMD_GzMN_Dp00_Gp00 | A2- Bolivia 33 kV | All generators | 0.94 | ind | Mariquita - Victoria 2 115 | m:cosphi:bus1 | 0.72414 | ElmLne
2026 | 2026_DzMD_GzMN_Dp00_Gp00 | A2- Bolivia 33 kV | All generators | 0.95 | ind | Mariquita - Victoria 2 115 | m:cosphi:bus1 | 0.7234 | ElmLne
2026 | 2026_DzMD_GzMN_Dp00_Gp00 | A2- Bolivia 33 kV | All generators | 0.96 | ind | Mariquita - Victoria 2 115 | m:cosphi:bus1 | 0.72258 | ElmLne
2026 | 2026_DzMD_GzMN_Dp00_Gp00 | A2- Bolivia 33 kV | All generators | 0.97 | ind | Mariquita - Victoria 2 115 | m:cosphi:bus1 | 0.72164 | ElmLne
2026 | 2026_DzMD_GzMN_Dp00_Gp00 | A2- Bolivia 33 kV | All generators | 0.98 | ind | Mariquita - Victoria 2 115 | m:cosphi:bus1 | 0.72052 | ElmLne
2026 | 2026_DzMD_GzMN_Dp00_Gp00 | A2- Bolivia 33 kV | All generators | 0.99 | ind | Mariquita - Victoria 2 115 | m:cosphi:bus1 | 0.71901 | ElmLne
2026 | 2026_DzMD_GzMN_Dp00_Gp00 | A2- Bolivia 33 kV | All generators | 1 | ind | Mariquita - Victoria 2 115 | m:cosphi:bus1 | 0.7151 | ElmLne
2026 | 2026_DzMD_GzMN_Dp00_Gp00 | A2- Bolivia 33 kV | All generators | 0.9 | ind | Mariquita - Victoria 2 115 | m:cosphi:bus2 | -0.75016 | ElmLne
2026 | 2026_DzMD_GzMN_Dp00_Gp00 | A2- Bolivia 33 kV | All generators | 0.91 | ind | Mariquita - Victoria 2 115 | m:cosphi:bus2 | -0.74953 | ElmLne
2026 | 2026_DzMD_GzMN_Dp00_Gp00 | A2- Bolivia 33 kV | All generators | 0.92 | ind | Mariquita - Victoria 2 115 | m:cosphi:bus2 | -0.74887 | ElmLne
2026 | 2026_DzMD_GzMN_Dp00_Gp00 | A2- Bolivia 33 kV | All generators | 0.93 | ind | Mariquita - Victoria 2 115 | m:cosphi:bus2 | -0.74817 | ElmLne
2026 | 2026_DzMD_GzMN_Dp00_Gp00 | A2- Bolivia 33 kV | All generators | 0.94 | ind | Mariquita - Victoria 2 115 | m:cosphi:bus2 | -0.74742 | ElmLne
2026 | 2026_DzMD_GzMN_Dp00_Gp00 | A2- Bolivia 33 kV | All generators | 0.95 | ind | Mariquita - Victoria 2 115 | m:cosphi:bus2 | -0.7466 | ElmLne
2026 | 2026_DzMD_GzMN_Dp00_Gp00 | A2- Bolivia 33 kV | All generators | 0.96 | ind | Mariquita - Victoria 2 115 | m:cosphi:bus2 | -0.7457 | ElmLne
2026 | 2026_DzMD_GzMN_Dp00_Gp00 | A2- Bolivia 33 kV | All generators | 0.97 | ind | Mariquita - Victoria 2 115 | m:cosphi:bus2 | -0.74466 | ElmLne
2026 | 2026_DzMD_GzMN_Dp00_Gp00 | A2- Bolivia 33 kV | All generators | 0.98 | ind | Mariquita - Victoria 2 115 | m:cosphi:bus2 | -0.74342 | ElmLne
2026 | 2026_DzMD_GzMN_Dp00_Gp00 | A2- Bolivia 33 kV | All generators | 0.99 | ind | Mariquita - Victoria 2 115 | m:cosphi:bus2 | -0.74177 | ElmLne
2026 | 2026_DzMD_GzMN_Dp00_Gp00 | A2- Bolivia 33 kV | All generators | 1 | ind | Mariquita - Victoria 2 115 | m:cosphi:bus2 | -0.73748 | ElmLne
2026 | 2026_DzMD_GzMN_Dp00_Gp00 | A2- Bolivia 33 kV | All generators | 0.9 | ind | Dorada 115/33/13.8 kV | m:P:bushv in MW | 9.7156 | ElmTr3
2026 | 2026_DzMD_GzMN_Dp00_Gp00 | A2- Bolivia 33 kV | All generators | 0.91 | ind | Dorada 115/33/13.8 kV | m:P:bushv in MW | 9.7193 | ElmTr3
2026 | 2026_DzMD_GzMN_Dp00_Gp00 | A2- Bolivia 33 kV | All generators | 0.92 | ind | Dorada 115/33/13.8 kV | m:P:bushv in MW | 9.7232 | ElmTr3
2026 | 2026_DzMD_GzMN_Dp00_Gp00 | A2- Bolivia 33 kV | All generators | 0.93 | ind | Dorada 115/33/13.8 kV | m:P:bushv in MW | 9.7273 | ElmTr3
2026 | 2026_DzMD_GzMN_Dp00_Gp00 | A2- Bolivia 33 kV | All generators | 0.94 | ind | Dorada 115/33/13.8 kV | m:P:bushv in MW | 9.7318 | ElmTr3
2026 | 2026_DzMD_GzMN_Dp00_Gp00 | A2- Bolivia 33 kV | All generators | 0.95 | ind | Dorada 115/33/13.8 kV | m:P:bushv in MW | 9.7367 | ElmTr3
2026 | 2026_DzMD_GzMN_Dp00_Gp00 | A2- Bolivia 33 kV | All generators | 0.96 | ind | Dorada 115/33/13.8 kV | m:P:bushv in MW | 9.7421 | ElmTr3
2026 | 2026_DzMD_GzMN_Dp00_Gp00 | A2- Bolivia 33 kV | All generators | 0.97 | ind | Dorada 115/33/13.8 kV | m:P:bushv in MW | 9.7483 | ElmTr3
2026 | 2026_DzMD_GzMN_Dp00_Gp00 | A2- Bolivia 33 kV | All generators | 0.98 | ind | Dorada 115/33/13.8 kV | m:P:bushv in MW | 9.7558 | ElmTr3
2026 | 2026_DzMD_GzMN_Dp00_Gp00 | A2- Bolivia 33 kV | All generators | 0.99 | ind | Dorada 115/33/13.8 kV | m:P:bushv in MW | 9.7659 | ElmTr3
2026 | 2026_DzMD_GzMN_Dp00_Gp00 | A2- Bolivia 33 kV | All generators | 1 | ind | Dorada 115/33/13.8 kV | m:P:bushv in MW | 9.7922 | ElmTr3
2026 | 2026_DzMD_GzMN_Dp00_Gp00 | A2- Bolivia 33 kV | All generators | 0.9 | ind | Dorada 115/33/13.8 kV | m:Q:bushv in Mvar | 4.7527 | ElmTr3
2026 | 2026_DzMD_GzMN_Dp00_Gp00 | A2- Bolivia 33 kV | All generators | 0.91 | ind | Dorada 115/33/13.8 kV | m:Q:bushv in Mvar | 4.7608 | ElmTr3
2026 | 2026_DzMD_GzMN_Dp00_Gp00 | A2- Bolivia 33 kV | All generators | 0.92 | ind | Dorada 115/33/13.8 kV | m:Q:bushv in Mvar | 4.7692 | ElmTr3
2026 | 2026_DzMD_GzMN_Dp00_Gp00 | A2- Bolivia 33 kV | All generators | 0.93 | ind | Dorada 115/33/13.8 kV | m:Q:bushv in Mvar | 4.7781 | ElmTr3
2026 | 2026_DzMD_GzMN_Dp00_Gp00 | A2- Bolivia 33 kV | All generators | 0.94 | ind | Dorada 115/33/13.8 kV | m:Q:bushv in Mvar | 4.7875 | ElmTr3
2026 | 2026_DzMD_GzMN_Dp00_Gp00 | A2- Bolivia 33 kV | All generators | 0.95 | ind | Dorada 115/33/13.8 kV | m:Q:bushv in Mvar | 4.7977 | ElmTr3
2026 | 2026_DzMD_GzMN_Dp00_Gp00 | A2- Bolivia 33 kV | All generators | 0.96 | ind | Dorada 115/33/13.8 kV | m:Q:bushv in Mvar | 4.8088 | ElmTr3
2026 | 2026_DzMD_GzMN_Dp00_Gp00 | A2- Bolivia 33 kV | All generators | 0.97 | ind | Dorada 115/33/13.8 kV | m:Q:bushv in Mvar | 4.8214 | ElmTr3
2026 | 2026_DzMD_GzMN_Dp00_Gp00 | A2- Bolivia 33 kV | All generators | 0.98 | ind | Dorada 115/33/13.8 kV | m:Q:bushv in Mvar | 4.8364 | ElmTr3
2026 | 2026_DzMD_GzMN_Dp00_Gp00 | A2- Bolivia 33 kV | All generators | 0.99 | ind | Dorada 115/33/13.8 kV | m:Q:bushv in Mvar | 4.856 | ElmTr3
2026 | 2026_DzMD_GzMN_Dp00_Gp00 | A2- Bolivia 33 kV | All generators | 1 | ind | Dorada 115/33/13.8 kV | m:Q:bushv in Mvar | 4.905 | ElmTr3
2026 | 2026_DzMD_GzMN_Dp00_Gp00 | A2- Bolivia 33 kV | All generators | 0.9 | ind | Dorada 115/33/13.8 kV | m:cosphi:bushv | 0.89828 | ElmTr3
2026 | 2026_DzMD_GzMN_Dp00_Gp00 | A2- Bolivia 33 kV | All generators | 0.91 | ind | Dorada 115/33/13.8 kV | m:cosphi:bushv | 0.89805 | ElmTr3
2026 | 2026_DzMD_GzMN_Dp00_Gp00 | A2- Bolivia 33 kV | All generators | 0.92 | ind | Dorada 115/33/13.8 kV | m:cosphi:bushv | 0.89781 | ElmTr3
2026 | 2026_DzMD_GzMN_Dp00_Gp00 | A2- Bolivia 33 kV | All generators | 0.93 | ind | Dorada 115/33/13.8 kV | m:cosphi:bushv | 0.89756 | ElmTr3
2026 | 2026_DzMD_GzMN_Dp00_Gp00 | A2- Bolivia 33 kV | All generators | 0.94 | ind | Dorada 115/33/13.8 kV | m:cosphi:bushv | 0.8973 | ElmTr3
2026 | 2026_DzMD_GzMN_Dp00_Gp00 | A2- Bolivia 33 kV | All generators | 0.95 | ind | Dorada 115/33/13.8 kV | m:cosphi:bushv | 0.89702 | ElmTr3
2026 | 2026_DzMD_GzMN_Dp00_Gp00 | A2- Bolivia 33 kV | All generators | 0.96 | ind | Dorada 115/33/13.8 kV | m:cosphi:bushv | 0.89671 | ElmTr3
2026 | 2026_DzMD_GzMN_Dp00_Gp00 | A2- Bolivia 33 kV | All generators | 0.97 | ind | Dorada 115/33/13.8 kV | m:cosphi:bushv | 0.89636 | ElmTr3
2026 | 2026_DzMD_GzMN_Dp00_Gp00 | A2- Bolivia 33 kV | All generators | 0.98 | ind | Dorada 115/33/13.8 kV | m:cosphi:bushv | 0.89595 | ElmTr3
2026 | 2026_DzMD_GzMN_Dp00_Gp00 | A2- Bolivia 33 kV | All generators | 0.99 | ind | Dorada 115/33/13.8 kV | m:cosphi:bushv | 0.89541 | ElmTr3
2026 | 2026_DzMD_GzMN_Dp00_Gp00 | A2- Bolivia 33 kV | All generators | 1 | ind | Dorada 115/33/13.8 kV | m:cosphi:bushv | 0.8941 | ElmTr3
2026 | 2026_DzMD_GzMN_Dp00_Gp00 | A2- Bolivia 33 kV | All generators | 0.9 | ind | Manzanares 115/33/13.8 kV | m:P:bushv in MW | -9.278 | ElmTr3
2026 | 2026_DzMD_GzMN_Dp00_Gp00 | A2- Bolivia 33 kV | All generators | 0.91 | ind | Manzanares 115/33/13.8 kV | m:P:bushv in MW | -9.3021 | ElmTr3
2026 | 2026_DzMD_GzMN_Dp00_Gp00 | A2- Bolivia 33 kV | All generators | 0.92 | ind | Manzanares 115/33/13.8 kV | m:P:bushv in MW | -9.3258 | ElmTr3
2026 | 2026_DzMD_GzMN_Dp00_Gp00 | A2- Bolivia 33 kV | All generators | 0.93 | ind | Manzanares 115/33/13.8 kV | m:P:bushv in MW | -9.3492 | ElmTr3
2026 | 2026_DzMD_GzMN_Dp00_Gp00 | A2- Bolivia 33 kV | All generators | 0.94 | ind | Manzanares 115/33/13.8 kV | m:P:bushv in MW | -9.3723 | ElmTr3
2026 | 2026_DzMD_GzMN_Dp00_Gp00 | A2- Bolivia 33 kV | All generators | 0.95 | ind | Manzanares 115/33/13.8 kV | m:P:bushv in MW | -9.395 | ElmTr3
2026 | 2026_DzMD_GzMN_Dp00_Gp00 | A2- Bolivia 33 kV | All generators | 0.96 | ind | Manzanares 115/33/13.8 kV | m:P:bushv in MW | -9.4175 | ElmTr3
2026 | 2026_DzMD_GzMN_Dp00_Gp00 | A2- Bolivia 33 kV | All generators | 0.97 | ind | Manzanares 115/33/13.8 kV | m:P:bushv in MW | -9.4397 | ElmTr3
2026 | 2026_DzMD_GzMN_Dp00_Gp00 | A2- Bolivia 33 kV | All generators | 0.98 | ind | Manzanares 115/33/13.8 kV | m:P:bushv in MW | -9.4615 | ElmTr3
2026 | 2026_DzMD_GzMN_Dp00_Gp00 | A2- Bolivia 33 kV | All generators | 0.99 | ind | Manzanares 115/33/13.8 kV | m:P:bushv in MW | -9.4828 | ElmTr3
2026 | 2026_DzMD_GzMN_Dp00_Gp00 | A2- Bolivia 33 kV | All generators | 1 | ind | Manzanares 115/33/13.8 kV | m:P:bushv in MW | -9.4984 | ElmTr3
2026 | 2026_DzMD_GzMN_Dp00_Gp00 | A2- Bolivia 33 kV | All generators | 0.9 | ind | Manzanares 115/33/13.8 kV | m:Q:bushv in Mvar | -2.6004 | ElmTr3
2026 | 2026_DzMD_GzMN_Dp00_Gp00 | A2- Bolivia 33 kV | All generators | 0.91 | ind | Manzanares 115/33/13.8 kV | m:Q:bushv in Mvar | -2.2848 | ElmTr3
2026 | 2026_DzMD_GzMN_Dp00_Gp00 | A2- Bolivia 33 kV | All generators | 0.92 | ind | Manzanares 115/33/13.8 kV | m:Q:bushv in Mvar | -1.9549 | ElmTr3
2026 | 2026_DzMD_GzMN_Dp00_Gp00 | A2- Bolivia 33 kV | All generators | 0.93 | ind | Manzanares 115/33/13.8 kV | m:Q:bushv in Mvar | -1.6071 | ElmTr3
2026 | 2026_DzMD_GzMN_Dp00_Gp00 | A2- Bolivia 33 kV | All generators | 0.94 | ind | Manzanares 115/33/13.8 kV | m:Q:bushv in Mvar | -1.2367 | ElmTr3
2026 | 2026_DzMD_GzMN_Dp00_Gp00 | A2- Bolivia 33 kV | All generators | 0.95 | ind | Manzanares 115/33/13.8 kV | m:Q:bushv in Mvar | -0.83682 | ElmTr3
2026 | 2026_DzMD_GzMN_Dp00_Gp00 | A2- Bolivia 33 kV | All generators | 0.96 | ind | Manzanares 115/33/13.8 kV | m:Q:bushv in Mvar | -0.39674 | ElmTr3
2026 | 2026_DzMD_GzMN_Dp00_Gp00 | A2- Bolivia 33 kV | All generators | 0.97 | ind | Manzanares 115/33/13.8 kV | m:Q:bushv in Mvar | 0.10166 | ElmTr3
2026 | 2026_DzMD_GzMN_Dp00_Gp00 | A2- Bolivia 33 kV | All generators | 0.98 | ind | Manzanares 115/33/13.8 kV | m:Q:bushv in Mvar | 0.69404 | ElmTr3
2026 | 2026_DzMD_GzMN_Dp00_Gp00 | A2- Bolivia 33 kV | All generators | 0.99 | ind | Manzanares 115/33/13.8 kV | m:Q:bushv in Mvar | 1.4735 | ElmTr3
2026 | 2026_DzMD_GzMN_Dp00_Gp00 | A2- Bolivia 33 kV | All generators | 1 | ind | Manzanares 115/33/13.8 kV | m:Q:bushv in Mvar | 3.4391 | ElmTr3
2026 | 2026_DzMD_GzMN_Dp00_Gp00 | A2- Bolivia 33 kV | All generators | 0.9 | ind | Manzanares 115/33/13.8 kV | m:cosphi:bushv | -0.96289 | ElmTr3
2026 | 2026_DzMD_GzMN_Dp00_Gp00 | A2- Bolivia 33 kV | All generators | 0.91 | ind | Manzanares 115/33/13.8 kV | m:cosphi:bushv | -0.97113 | ElmTr3
2026 | 2026_DzMD_GzMN_Dp00_Gp00 | A2- Bolivia 33 kV | All generators | 0.92 | ind | Manzanares 115/33/13.8 kV | m:cosphi:bushv | -0.97873 | ElmTr3
2026 | 2026_DzMD_GzMN_Dp00_Gp00 | A2- Bolivia 33 kV | All generators | 0.93 | ind | Manzanares 115/33/13.8 kV | m:cosphi:bushv | -0.98555 | ElmTr3
2026 | 2026_DzMD_GzMN_Dp00_Gp00 | A2- Bolivia 33 kV | All generators | 0.94 | ind | Manzanares 115/33/13.8 kV | m:cosphi:bushv | -0.99141 | ElmTr3
2026 | 2026_DzMD_GzMN_Dp00_Gp00 | A2- Bolivia 33 kV | All generators | 0.95 | ind | Manzanares 115/33/13.8 kV | m:cosphi:bushv | -0.99606 | ElmTr3
2026 | 2026_DzMD_GzMN_Dp00_Gp00 | A2- Bolivia 33 kV | All generators | 0.96 | ind | Manzanares 115/33/13.8 kV | m:cosphi:bushv | -0.99911 | ElmTr3
2026 | 2026_DzMD_GzMN_Dp00_Gp00 | A2- Bolivia 33 kV | All generators | 0.97 | ind | Manzanares 115/33/13.8 kV | m:cosphi:bushv | -0.99994 | ElmTr3
2026 | 2026_DzMD_GzMN_Dp00_Gp00 | A2- Bolivia 33 kV | All generators | 0.98 | ind | Manzanares 115/33/13.8 kV | m:cosphi:bushv | -0.99732 | ElmTr3
2026 | 2026_DzMD_GzMN_Dp00_Gp00 | A2- Bolivia 33 kV | All generators | 0.99 | ind | Manzanares 115/33/13.8 kV | m:cosphi:bushv | -0.98814 | ElmTr3
2026 | 2026_DzMD_GzMN_Dp00_Gp00 | A2- Bolivia 33 kV | All generators | 1 | ind | Manzanares 115/33/13.8 kV | m:cosphi:bushv | -0.94026 | ElmTr3
2026 | 2026_DzMD_GzMN_Dp00_Gp00 | A2- Bolivia 33 kV | All generators | 0.9 | ind | Purnio 230/115 | m:P:bushv in MW | 46.5415 | ElmTr3
2026 | 2026_DzMD_GzMN_Dp00_Gp00 | A2- Bolivia 33 kV | All generators | 0.91 | ind | Purnio 230/115 | m:P:bushv in MW | 46.5356 | ElmTr3
2026 | 2026_DzMD_GzMN_Dp00_Gp00 | A2- Bolivia 33 kV | All generators | 0.92 | ind | Purnio 230/115 | m:P:bushv in MW | 46.5298 | ElmTr3
2026 | 2026_DzMD_GzMN_Dp00_Gp00 | A2- Bolivia 33 kV | All generators | 0.93 | ind | Purnio 230/115 | m:P:bushv in MW | 46.5241 | ElmTr3
2026 | 2026_DzMD_GzMN_Dp00_Gp00 | A2- Bolivia 33 kV | All generators | 0.94 | ind | Purnio 230/115 | m:P:bushv in MW | 46.5184 | ElmTr3
2026 | 2026_DzMD_GzMN_Dp00_Gp00 | A2- Bolivia 33 kV | All generators | 0.95 | ind | Purnio 230/115 | m:P:bushv in MW | 46.5128 | ElmTr3
2026 | 2026_DzMD_GzMN_Dp00_Gp00 | A2- Bolivia 33 kV | All generators | 0.96 | ind | Purnio 230/115 | m:P:bushv in MW | 46.5073 | ElmTr3
2026 | 2026_DzMD_GzMN_Dp00_Gp00 | A2- Bolivia 33 kV | All generators | 0.97 | ind | Purnio 230/115 | m:P:bushv in MW | 46.5017 | ElmTr3
2026 | 2026_DzMD_GzMN_Dp00_Gp00 | A2- Bolivia 33 kV | All generators | 0.98 | ind | Purnio 230/115 | m:P:bushv in MW | 46.4962 | ElmTr3
2026 | 2026_DzMD_GzMN_Dp00_Gp00 | A2- Bolivia 33 kV | All generators | 0.99 | ind | Purnio 230/115 | m:P:bushv in MW | 46.4907 | ElmTr3
2026 | 2026_DzMD_GzMN_Dp00_Gp00 | A2- Bolivia 33 kV | All generators | 1 | ind | Purnio 230/115 | m:P:bushv in MW | 46.4857 | ElmTr3
2026 | 2026_DzMD_GzMN_Dp00_Gp00 | A2- Bolivia 33 kV | All generators | 0.9 | ind | Purnio 230/115 | m:Q:bushv in Mvar | 1.0588 | ElmTr3
2026 | 2026_DzMD_GzMN_Dp00_Gp00 | A2- Bolivia 33 kV | All generators | 0.91 | ind | Purnio 230/115 | m:Q:bushv in Mvar | 1.1278 | ElmTr3
2026 | 2026_DzMD_GzMN_Dp00_Gp00 | A2- Bolivia 33 kV | All generators | 0.92 | ind | Purnio 230/115 | m:Q:bushv in Mvar | 1.2 | ElmTr3
2026 | 2026_DzMD_GzMN_Dp00_Gp00 | A2- Bolivia 33 kV | All generators | 0.93 | ind | Purnio 230/115 | m:Q:bushv in Mvar | 1.2761 | ElmTr3
2026 | 2026_DzMD_GzMN_Dp00_Gp00 | A2- Bolivia 33 kV | All generators | 0.94 | ind | Purnio 230/115 | m:Q:bushv in Mvar | 1.3573 | ElmTr3
2026 | 2026_DzMD_GzMN_Dp00_Gp00 | A2- Bolivia 33 kV | All generators | 0.95 | ind | Purnio 230/115 | m:Q:bushv in Mvar | 1.4451 | ElmTr3
2026 | 2026_DzMD_GzMN_Dp00_Gp00 | A2- Bolivia 33 kV | All generators | 0.96 | ind | Purnio 230/115 | m:Q:bushv in Mvar | 1.5418 | ElmTr3
2026 | 2026_DzMD_GzMN_Dp00_Gp00 | A2- Bolivia 33 kV | All generators | 0.97 | ind | Purnio 230/115 | m:Q:bushv in Mvar | 1.6514 | ElmTr3
2026 | 2026_DzMD_GzMN_Dp00_Gp00 | A2- Bolivia 33 kV | All generators | 0.98 | ind | Purnio 230/115 | m:Q:bushv in Mvar | 1.7819 | ElmTr3
2026 | 2026_DzMD_GzMN_Dp00_Gp00 | A2- Bolivia 33 kV | All generators | 0.99 | ind | Purnio 230/115 | m:Q:bushv in Mvar | 1.954 | ElmTr3
2026 | 2026_DzMD_GzMN_Dp00_Gp00 | A2- Bolivia 33 kV | All generators | 1 | ind | Purnio 230/115 | m:Q:bushv in Mvar | 2.3897 | ElmTr3
2026 | 2026_DzMD_GzMN_Dp00_Gp00 | A2- Bolivia 33 kV | All generators | 0.9 | ind | Purnio 230/115 | m:cosphi:bushv | 0.99974 | ElmTr3
2026 | 2026_DzMD_GzMN_Dp00_Gp00 | A2- Bolivia 33 kV | All generators | 0.91 | ind | Purnio 230/115 | m:cosphi:bushv | 0.99971 | ElmTr3
2026 | 2026_DzMD_GzMN_Dp00_Gp00 | A2- Bolivia 33 kV | All generators | 0.92 | ind | Purnio 230/115 | m:cosphi:bushv | 0.99967 | ElmTr3
2026 | 2026_DzMD_GzMN_Dp00_Gp00 | A2- Bolivia 33 kV | All generators | 0.93 | ind | Purnio 230/115 | m:cosphi:bushv | 0.99962 | ElmTr3
2026 | 2026_DzMD_GzMN_Dp00_Gp00 | A2- Bolivia 33 kV | All generators | 0.94 | ind | Purnio 230/115 | m:cosphi:bushv | 0.99957 | ElmTr3
2026 | 2026_DzMD_GzMN_Dp00_Gp00 | A2- Bolivia 33 kV | All generators | 0.95 | ind | Purnio 230/115 | m:cosphi:bushv | 0.99952 | ElmTr3
2026 | 2026_DzMD_GzMN_Dp00_Gp00 | A2- Bolivia 33 kV | All generators | 0.96 | ind | Purnio 230/115 | m:cosphi:bushv | 0.99945 | ElmTr3
2026 | 2026_DzMD_GzMN_Dp00_Gp00 | A2- Bolivia 33 kV | All generators | 0.97 | ind | Purnio 230/115 | m:cosphi:bushv | 0.99937 | ElmTr3
2026 | 2026_DzMD_GzMN_Dp00_Gp00 | A2- Bolivia 33 kV | All generators | 0.98 | ind | Purnio 230/115 | m:cosphi:bushv | 0.99927 | ElmTr3
2026 | 2026_DzMD_GzMN_Dp00_Gp00 | A2- Bolivia 33 kV | All generators | 0.99 | ind | Purnio 230/115 | m:cosphi:bushv | 0.99912 | ElmTr3
2026 | 2026_DzMD_GzMN_Dp00_Gp00 | A2- Bolivia 33 kV | All generators | 1 | ind | Purnio 230/115 | m:cosphi:bushv | 0.99868 | ElmTr3
2026 | 2026_DzMD_GzMN_Dp00_Gp00 | A2- Bolivia 33 kV | All generators | 0.9 | ind | Victoria 115/33/13.8 kV | m:P:bushv in MW | 2.2093 | ElmTr3
2026 | 2026_DzMD_GzMN_Dp00_Gp00 | A2- Bolivia 33 kV | All generators | 0.91 | ind | Victoria 115/33/13.8 kV | m:P:bushv in MW | 2.2159 | ElmTr3
2026 | 2026_DzMD_GzMN_Dp00_Gp00 | A2- Bolivia 33 kV | All generators | 0.92 | ind | Victoria 115/33/13.8 kV | m:P:bushv in MW | 2.2231 | ElmTr3
2026 | 2026_DzMD_GzMN_Dp00_Gp00 | A2- Bolivia 33 kV | All generators | 0.93 | ind | Victoria 115/33/13.8 kV | m:P:bushv in MW | 2.231 | ElmTr3
2026 | 2026_DzMD_GzMN_Dp00_Gp00 | A2- Bolivia 33 kV | All generators | 0.94 | ind | Victoria 115/33/13.8 kV | m:P:bushv in MW | 2.2399 | ElmTr3
2026 | 2026_DzMD_GzMN_Dp00_Gp00 | A2- Bolivia 33 kV | All generators | 0.95 | ind | Victoria 115/33/13.8 kV | m:P:bushv in MW | 2.25 | ElmTr3
2026 | 2026_DzMD_GzMN_Dp00_Gp00 | A2- Bolivia 33 kV | All generators | 0.96 | ind | Victoria 115/33/13.8 kV | m:P:bushv in MW | 2.2616 | ElmTr3
2026 | 2026_DzMD_GzMN_Dp00_Gp00 | A2- Bolivia 33 kV | All generators | 0.97 | ind | Victoria 115/33/13.8 kV | m:P:bushv in MW | 2.2755 | ElmTr3
2026 | 2026_DzMD_GzMN_Dp00_Gp00 | A2- Bolivia 33 kV | All generators | 0.98 | ind | Victoria 115/33/13.8 kV | m:P:bushv in MW | 2.293 | ElmTr3
2026 | 2026_DzMD_GzMN_Dp00_Gp00 | A2- Bolivia 33 kV | All generators | 0.99 | ind | Victoria 115/33/13.8 kV | m:P:bushv in MW | 2.3177 | ElmTr3
2026 | 2026_DzMD_GzMN_Dp00_Gp00 | A2- Bolivia 33 kV | All generators | 1 | ind | Victoria 115/33/13.8 kV | m:P:bushv in MW | 2.3882 | ElmTr3
2026 | 2026_DzMD_GzMN_Dp00_Gp00 | A2- Bolivia 33 kV | All generators | 0.9 | ind | Victoria 115/33/13.8 kV | m:Q:bushv in Mvar | 2.395 | ElmTr3
2026 | 2026_DzMD_GzMN_Dp00_Gp00 | A2- Bolivia 33 kV | All generators | 0.91 | ind | Victoria 115/33/13.8 kV | m:Q:bushv in Mvar | 2.4617 | ElmTr3
2026 | 2026_DzMD_GzMN_Dp00_Gp00 | A2- Bolivia 33 kV | All generators | 0.92 | ind | Victoria 115/33/13.8 kV | m:Q:bushv in Mvar | 2.5314 | ElmTr3
2026 | 2026_DzMD_GzMN_Dp00_Gp00 | A2- Bolivia 33 kV | All generators | 0.93 | ind | Victoria 115/33/13.8 kV | m:Q:bushv in Mvar | 2.6048 | ElmTr3
2026 | 2026_DzMD_GzMN_Dp00_Gp00 | A2- Bolivia 33 kV | All generators | 0.94 | ind | Victoria 115/33/13.8 kV | m:Q:bushv in Mvar | 2.6829 | ElmTr3
2026 | 2026_DzMD_GzMN_Dp00_Gp00 | A2- Bolivia 33 kV | All generators | 0.95 | ind | Victoria 115/33/13.8 kV | m:Q:bushv in Mvar | 2.7672 | ElmTr3
2026 | 2026_DzMD_GzMN_Dp00_Gp00 | A2- Bolivia 33 kV | All generators | 0.96 | ind | Victoria 115/33/13.8 kV | m:Q:bushv in Mvar | 2.8599 | ElmTr3
2026 | 2026_DzMD_GzMN_Dp00_Gp00 | A2- Bolivia 33 kV | All generators | 0.97 | ind | Victoria 115/33/13.8 kV | m:Q:bushv in Mvar | 2.9648 | ElmTr3
2026 | 2026_DzMD_GzMN_Dp00_Gp00 | A2- Bolivia 33 kV | All generators | 0.98 | ind | Victoria 115/33/13.8 kV | m:Q:bushv in Mvar | 3.0894 | ElmTr3
2026 | 2026_DzMD_GzMN_Dp00_Gp00 | A2- Bolivia 33 kV | All generators | 0.99 | ind | Victoria 115/33/13.8 kV | m:Q:bushv in Mvar | 3.2531 | ElmTr3
2026 | 2026_DzMD_GzMN_Dp00_Gp00 | A2- Bolivia 33 kV | All generators | 1 | ind | Victoria 115/33/13.8 kV | m:Q:bushv in Mvar | 3.6649 | ElmTr3
2026 | 2026_DzMD_GzMN_Dp00_Gp00 | A2- Bolivia 33 kV | All generators | 0.9 | ind | Victoria 115/33/13.8 kV | m:cosphi:bushv | 0.67804 | ElmTr3
2026 | 2026_DzMD_GzMN_Dp00_Gp00 | A2- Bolivia 33 kV | All generators | 0.91 | ind | Victoria 115/33/13.8 kV | m:cosphi:bushv | 0.66902 | ElmTr3
2026 | 2026_DzMD_GzMN_Dp00_Gp00 | A2- Bolivia 33 kV | All generators | 0.92 | ind | Victoria 115/33/13.8 kV | m:cosphi:bushv | 0.65987 | ElmTr3
2026 | 2026_DzMD_GzMN_Dp00_Gp00 | A2- Bolivia 33 kV | All generators | 0.93 | ind | Victoria 115/33/13.8 kV | m:cosphi:bushv | 0.65051 | ElmTr3
2026 | 2026_DzMD_GzMN_Dp00_Gp00 | A2- Bolivia 33 kV | All generators | 0.94 | ind | Victoria 115/33/13.8 kV | m:cosphi:bushv | 0.64088 | ElmTr3
2026 | 2026_DzMD_GzMN_Dp00_Gp00 | A2- Bolivia 33 kV | All generators | 0.95 | ind | Victoria 115/33/13.8 kV | m:cosphi:bushv | 0.63086 | ElmTr3
2026 | 2026_DzMD_GzMN_Dp00_Gp00 | A2- Bolivia 33 kV | All generators | 0.96 | ind | Victoria 115/33/13.8 kV | m:cosphi:bushv | 0.62028 | ElmTr3
2026 | 2026_DzMD_GzMN_Dp00_Gp00 | A2- Bolivia 33 kV | All generators | 0.97 | ind | Victoria 115/33/13.8 kV | m:cosphi:bushv | 0.60884 | ElmTr3
2026 | 2026_DzMD_GzMN_Dp00_Gp00 | A2- Bolivia 33 kV | All generators | 0.98 | ind | Victoria 115/33/13.8 kV | m:cosphi:bushv | 0.59599 | ElmTr3
2026 | 2026_DzMD_GzMN_Dp00_Gp00 | A2- Bolivia 33 kV | All generators | 0.99 | ind | Victoria 115/33/13.8 kV | m:cosphi:bushv | 0.58025 | ElmTr3
2026 | 2026_DzMD_GzMN_Dp00_Gp00 | A2- Bolivia 33 kV | All generators | 1 | ind | Victoria 115/33/13.8 kV | m:cosphi:bushv | 0.54595 | ElmTr3
2026 | 2026_DzMD_GzMN_Dp00_Gp00 | A3 -Florencia 33 kV | All generators | 0.9 | cap | Dorada - Magdalena 115 kV | m:P:bus1 in MW | 40.3382 | ElmLne
2026 | 2026_DzMD_GzMN_Dp00_Gp00 | A3 -Florencia 33 kV | All generators | 0.91 | cap | Dorada - Magdalena 115 kV | m:P:bus1 in MW | 40.3599 | ElmLne
2026 | 2026_DzMD_GzMN_Dp00_Gp00 | A3 -Florencia 33 kV | All generators | 0.92 | cap | Dorada - Magdalena 115 kV | m:P:bus1 in MW | 40.3805 | ElmLne
2026 | 2026_DzMD_GzMN_Dp00_Gp00 | A3 -Florencia 33 kV | All generators | 0.93 | cap | Dorada - Magdalena 115 kV | m:P:bus1 in MW | 40.4002 | ElmLne
2026 | 2026_DzMD_GzMN_Dp00_Gp00 | A3 -Florencia 33 kV | All generators | 0.94 | cap | Dorada - Magdalena 115 kV | m:P:bus1 in MW | 40.4195 | ElmLne
2026 | 2026_DzMD_GzMN_Dp00_Gp00 | A3 -Florencia 33 kV | All generators | 0.95 | cap | Dorada - Magdalena 115 kV | m:P:bus1 in MW | 40.4385 | ElmLne
2026 | 2026_DzMD_GzMN_Dp00_Gp00 | A3 -Florencia 33 kV | All generators | 0.96 | cap | Dorada - Magdalena 115 kV | m:P:bus1 in MW | 40.4576 | ElmLne
2026 | 2026_DzMD_GzMN_Dp00_Gp00 | A3 -Florencia 33 kV | All generators | 0.97 | cap | Dorada - Magdalena 115 kV | m:P:bus1 in MW | 40.4773 | ElmLne
2026 | 2026_DzMD_GzMN_Dp00_Gp00 | A3 -Florencia 33 kV | All generators | 0.98 | cap | Dorada - Magdalena 115 kV | m:P:bus1 in MW | 40.4985 | ElmLne
2026 | 2026_DzMD_GzMN_Dp00_Gp00 | A3 -Florencia 33 kV | All generators | 0.99 | cap | Dorada - Magdalena 115 kV | m:P:bus1 in MW | 40.5233 | ElmLne
2026 | 2026_DzMD_GzMN_Dp00_Gp00 | A3 -Florencia 33 kV | All generators | 1 | cap | Dorada - Magdalena 115 kV | m:P:bus1 in MW | 40.5739 | ElmLne
2026 | 2026_DzMD_GzMN_Dp00_Gp00 | A3 -Florencia 33 kV | All generators | 0.9 | cap | Dorada - Magdalena 115 kV | m:P:bus2 in MW | -40.2522 | ElmLne
2026 | 2026_DzMD_GzMN_Dp00_Gp00 | A3 -Florencia 33 kV | All generators | 0.91 | cap | Dorada - Magdalena 115 kV | m:P:bus2 in MW | -40.2739 | ElmLne
2026 | 2026_DzMD_GzMN_Dp00_Gp00 | A3 -Florencia 33 kV | All generators | 0.92 | cap | Dorada - Magdalena 115 kV | m:P:bus2 in MW | -40.2944 | ElmLne
2026 | 2026_DzMD_GzMN_Dp00_Gp00 | A3 -Florencia 33 kV | All generators | 0.93 | cap | Dorada - Magdalena 115 kV | m:P:bus2 in MW | -40.3141 | ElmLne
2026 | 2026_DzMD_GzMN_Dp00_Gp00 | A3 -Florencia 33 kV | All generators | 0.94 | cap | Dorada - Magdalena 115 kV | m:P:bus2 in MW | -40.3333 | ElmLne
2026 | 2026_DzMD_GzMN_Dp00_Gp00 | A3 -Florencia 33 kV | All generators | 0.95 | cap | Dorada - Magdalena 115 kV | m:P:bus2 in MW | -40.3523 | ElmLne
2026 | 2026_DzMD_GzMN_Dp00_Gp00 | A3 -Florencia 33 kV | All generators | 0.96 | cap | Dorada - Magdalena 115 kV | m:P:bus2 in MW | -40.3714 | ElmLne
2026 | 2026_DzMD_GzMN_Dp00_Gp00 | A3 -Florencia 33 kV | All generators | 0.97 | cap | Dorada - Magdalena 115 kV | m:P:bus2 in MW | -40.391 | ElmLne
2026 | 2026_DzMD_GzMN_Dp00_Gp00 | A3 -Florencia 33 kV | All generators | 0.98 | cap | Dorada - Magdalena 115 kV | m:P:bus2 in MW | -40.4122 | ElmLne
2026 | 2026_DzMD_GzMN_Dp00_Gp00 | A3 -Florencia 33 kV | All generators | 0.99 | cap | Dorada - Magdalena 115 kV | m:P:bus2 in MW | -40.4369 | ElmLne
2026 | 2026_DzMD_GzMN_Dp00_Gp00 | A3 -Florencia 33 kV | All generators | 1 | cap | Dorada - Magdalena 115 kV | m:P:bus2 in MW | -40.4874 | ElmLne
2026 | 2026_DzMD_GzMN_Dp00_Gp00 | A3 -Florencia 33 kV | All generators | 0.9 | cap | Dorada - Magdalena 115 kV | m:Q:bus1 in Mvar | 1.7568 | ElmLne
2026 | 2026_DzMD_GzMN_Dp00_Gp00 | A3 -Florencia 33 kV | All generators | 0.91 | cap | Dorada - Magdalena 115 kV | m:Q:bus1 in Mvar | 1.8125 | ElmLne
2026 | 2026_DzMD_GzMN_Dp00_Gp00 | A3 -Florencia 33 kV | All generators | 0.92 | cap | Dorada - Magdalena 115 kV | m:Q:bus1 in Mvar | 1.8664 | ElmLne
2026 | 2026_DzMD_GzMN_Dp00_Gp00 | A3 -Florencia 33 kV | All generators | 0.93 | cap | Dorada - Magdalena 115 kV | m:Q:bus1 in Mvar | 1.9191 | ElmLne
2026 | 2026_DzMD_GzMN_Dp00_Gp00 | A3 -Florencia 33 kV | All generators | 0.94 | cap | Dorada - Magdalena 115 kV | m:Q:bus1 in Mvar | 1.9714 | ElmLne
2026 | 2026_DzMD_GzMN_Dp00_Gp00 | A3 -Florencia 33 kV | All generators | 0.95 | cap | Dorada - Magdalena 115 kV | m:Q:bus1 in Mvar | 2.0242 | ElmLne
2026 | 2026_DzMD_GzMN_Dp00_Gp00 | A3 -Florencia 33 kV | All generators | 0.96 | cap | Dorada - Magdalena 115 kV | m:Q:bus1 in Mvar | 2.0784 | ElmLne
2026 | 2026_DzMD_GzMN_Dp00_Gp00 | A3 -Florencia 33 kV | All generators | 0.97 | cap | Dorada - Magdalena 115 kV | m:Q:bus1 in Mvar | 2.1355 | ElmLne
2026 | 2026_DzMD_GzMN_Dp00_Gp00 | A3 -Florencia 33 kV | All generators | 0.98 | cap | Dorada - Magdalena 115 kV | m:Q:bus1 in Mvar | 2.1984 | ElmLne
2026 | 2026_DzMD_GzMN_Dp00_Gp00 | A3 -Florencia 33 kV | All generators | 0.99 | cap | Dorada - Magdalena 115 kV | m:Q:bus1 in Mvar | 2.2742 | ElmLne
2026 | 2026_DzMD_GzMN_Dp00_Gp00 | A3 -Florencia 33 kV | All generators | 1 | cap | Dorada - Magdalena 115 kV | m:Q:bus1 in Mvar | 2.4371 | ElmLne
2026 | 2026_DzMD_GzMN_Dp00_Gp00 | A3 -Florencia 33 kV | All generators | 0.9 | cap | Dorada - Magdalena 115 kV | m:Q:bus2 in Mvar | -1.6885 | ElmLne
2026 | 2026_DzMD_GzMN_Dp00_Gp00 | A3 -Florencia 33 kV | All generators | 0.91 | cap | Dorada - Magdalena 115 kV | m:Q:bus2 in Mvar | -1.7442 | ElmLne
2026 | 2026_DzMD_GzMN_Dp00_Gp00 | A3 -Florencia 33 kV | All generators | 0.92 | cap | Dorada - Magdalena 115 kV | m:Q:bus2 in Mvar | -1.7979 | ElmLne
2026 | 2026_DzMD_GzMN_Dp00_Gp00 | A3 -Florencia 33 kV | All generators | 0.93 | cap | Dorada - Magdalena 115 kV | m:Q:bus2 in Mvar | -1.8506 | ElmLne
2026 | 2026_DzMD_GzMN_Dp00_Gp00 | A3 -Florencia 33 kV | All generators | 0.94 | cap | Dorada - Magdalena 115 kV | m:Q:bus2 in Mvar | -1.9029 | ElmLne
2026 | 2026_DzMD_GzMN_Dp00_Gp00 | A3 -Florencia 33 kV | All generators | 0.95 | cap | Dorada - Magdalena 115 kV | m:Q:bus2 in Mvar | -1.9556 | ElmLne
2026 | 2026_DzMD_GzMN_Dp00_Gp00 | A3 -Florencia 33 kV | All generators | 0.96 | cap | Dorada - Magdalena 115 kV | m:Q:bus2 in Mvar | -2.0098 | ElmLne
2026 | 2026_DzMD_GzMN_Dp00_Gp00 | A3 -Florencia 33 kV | All generators | 0.97 | cap | Dorada - Magdalena 115 kV | m:Q:bus2 in Mvar | -2.0669 | ElmLne
2026 | 2026_DzMD_GzMN_Dp00_Gp00 | A3 -Florencia 33 kV | All generators | 0.98 | cap | Dorada - Magdalena 115 kV | m:Q:bus2 in Mvar | -2.1298 | ElmLne
2026 | 2026_DzMD_GzMN_Dp00_Gp00 | A3 -Florencia 33 kV | All generators | 0.99 | cap | Dorada - Magdalena 115 kV | m:Q:bus2 in Mvar | -2.2056 | ElmLne
2026 | 2026_DzMD_GzMN_Dp00_Gp00 | A3 -Florencia 33 kV | All generators | 1 | cap | Dorada - Magdalena 115 kV | m:Q:bus2 in Mvar | -2.3686 | ElmLne
2026 | 2026_DzMD_GzMN_Dp00_Gp00 | A3 -Florencia 33 kV | All generators | 0.9 | cap | Dorada - Magdalena 115 kV | m:cosphi:bus1 | 0.99905 | ElmLne
2026 | 2026_DzMD_GzMN_Dp00_Gp00 | A3 -Florencia 33 kV | All generators | 0.91 | cap | Dorada - Magdalena 115 kV | m:cosphi:bus1 | 0.99899 | ElmLne
2026 | 2026_DzMD_GzMN_Dp00_Gp00 | A3 -Florencia 33 kV | All generators | 0.92 | cap | Dorada - Magdalena 115 kV | m:cosphi:bus1 | 0.99893 | ElmLne
2026 | 2026_DzMD_GzMN_Dp00_Gp00 | A3 -Florencia 33 kV | All generators | 0.93 | cap | Dorada - Magdalena 115 kV | m:cosphi:bus1 | 0.99887 | ElmLne
2026 | 2026_DzMD_GzMN_Dp00_Gp00 | A3 -Florencia 33 kV | All generators | 0.94 | cap | Dorada - Magdalena 115 kV | m:cosphi:bus1 | 0.99881 | ElmLne
2026 | 2026_DzMD_GzMN_Dp00_Gp00 | A3 -Florencia 33 kV | All generators | 0.95 | cap | Dorada - Magdalena 115 kV | m:cosphi:bus1 | 0.99875 | ElmLne
2026 | 2026_DzMD_GzMN_Dp00_Gp00 | A3 -Florencia 33 kV | All generators | 0.96 | cap | Dorada - Magdalena 115 kV | m:cosphi:bus1 | 0.99868 | ElmLne
2026 | 2026_DzMD_GzMN_Dp00_Gp00 | A3 -Florencia 33 kV | All generators | 0.97 | cap | Dorada - Magdalena 115 kV | m:cosphi:bus1 | 0.99861 | ElmLne
2026 | 2026_DzMD_GzMN_Dp00_Gp00 | A3 -Florencia 33 kV | All generators | 0.98 | cap | Dorada - Magdalena 115 kV | m:cosphi:bus1 | 0.99853 | ElmLne
2026 | 2026_DzMD_GzMN_Dp00_Gp00 | A3 -Florencia 33 kV | All generators | 0.99 | cap | Dorada - Magdalena 115 kV | m:cosphi:bus1 | 0.99843 | ElmLne
2026 | 2026_DzMD_GzMN_Dp00_Gp00 | A3 -Florencia 33 kV | All generators | 1 | cap | Dorada - Magdalena 115 kV | m:cosphi:bus1 | 0.9982 | ElmLne
2026 | 2026_DzMD_GzMN_Dp00_Gp00 | A3 -Florencia 33 kV | All generators | 0.9 | cap | Dorada - Magdalena 115 kV | m:cosphi:bus2 | -0.99912 | ElmLne
2026 | 2026_DzMD_GzMN_Dp00_Gp00 | A3 -Florencia 33 kV | All generators | 0.91 | cap | Dorada - Magdalena 115 kV | m:cosphi:bus2 | -0.99906 | ElmLne
2026 | 2026_DzMD_GzMN_Dp00_Gp00 | A3 -Florencia 33 kV | All generators | 0.92 | cap | Dorada - Magdalena 115 kV | m:cosphi:bus2 | -0.99901 | ElmLne
2026 | 2026_DzMD_GzMN_Dp00_Gp00 | A3 -Florencia 33 kV | All generators | 0.93 | cap | Dorada - Magdalena 115 kV | m:cosphi:bus2 | -0.99895 | ElmLne
2026 | 2026_DzMD_GzMN_Dp00_Gp00 | A3 -Florencia 33 kV | All generators | 0.94 | cap | Dorada - Magdalena 115 kV | m:cosphi:bus2 | -0.99889 | ElmLne
2026 | 2026_DzMD_GzMN_Dp00_Gp00 | A3 -Florencia 33 kV | All generators | 0.95 | cap | Dorada - Magdalena 115 kV | m:cosphi:bus2 | -0.99883 | ElmLne
2026 | 2026_DzMD_GzMN_Dp00_Gp00 | A3 -Florencia 33 kV | All generators | 0.96 | cap | Dorada - Magdalena 115 kV | m:cosphi:bus2 | -0.99876 | ElmLne
2026 | 2026_DzMD_GzMN_Dp00_Gp00 | A3 -Florencia 33 kV | All generators | 0.97 | cap | Dorada - Magdalena 115 kV | m:cosphi:bus2 | -0.99869 | ElmLne
2026 | 2026_DzMD_GzMN_Dp00_Gp00 | A3 -Florencia 33 kV | All generators | 0.98 | cap | Dorada - Magdalena 115 kV | m:cosphi:bus2 | -0.99861 | ElmLne
2026 | 2026_DzMD_GzMN_Dp00_Gp00 | A3 -Florencia 33 kV | All generators | 0.99 | cap | Dorada - Magdalena 115 kV | m:cosphi:bus2 | -0.99852 | ElmLne
2026 | 2026_DzMD_GzMN_Dp00_Gp00 | A3 -Florencia 33 kV | All generators | 1 | cap | Dorada - Magdalena 115 kV | m:cosphi:bus2 | -0.99829 | ElmLne
2026 | 2026_DzMD_GzMN_Dp00_Gp00 | A3 -Florencia 33 kV | All generators | 0.9 | cap | Mariquita - Victoria 2 115 | m:P:bus1 in MW | 8.2338 | ElmLne
2026 | 2026_DzMD_GzMN_Dp00_Gp00 | A3 -Florencia 33 kV | All generators | 0.91 | cap | Mariquita - Victoria 2 115 | m:P:bus1 in MW | 8.2309 | ElmLne
2026 | 2026_DzMD_GzMN_Dp00_Gp00 | A3 -Florencia 33 kV | All generators | 0.92 | cap | Mariquita - Victoria 2 115 | m:P:bus1 in MW | 8.2279 | ElmLne
2026 | 2026_DzMD_GzMN_Dp00_Gp00 | A3 -Florencia 33 kV | All generators | 0.93 | cap | Mariquita - Victoria 2 115 | m:P:bus1 in MW | 8.2249 | ElmLne
2026 | 2026_DzMD_GzMN_Dp00_Gp00 | A3 -Florencia 33 kV | All generators | 0.94 | cap | Mariquita - Victoria 2 115 | m:P:bus1 in MW | 8.2218 | ElmLne
2026 | 2026_DzMD_GzMN_Dp00_Gp00 | A3 -Florencia 33 kV | All generators | 0.95 | cap | Mariquita - Victoria 2 115 | m:P:bus1 in MW | 8.2185 | ElmLne
2026 | 2026_DzMD_GzMN_Dp00_Gp00 | A3 -Florencia 33 kV | All generators | 0.96 | cap | Mariquita - Victoria 2 115 | m:P:bus1 in MW | 8.2149 | ElmLne
2026 | 2026_DzMD_GzMN_Dp00_Gp00 | A3 -Florencia 33 kV | All generators | 0.97 | cap | Mariquita - Victoria 2 115 | m:P:bus1 in MW | 8.2111 | ElmLne
2026 | 2026_DzMD_GzMN_Dp00_Gp00 | A3 -Florencia 33 kV | All generators | 0.98 | cap | Mariquita - Victoria 2 115 | m:P:bus1 in MW | 8.2066 | ElmLne
2026 | 2026_DzMD_GzMN_Dp00_Gp00 | A3 -Florencia 33 kV | All generators | 0.99 | cap | Mariquita - Victoria 2 115 | m:P:bus1 in MW | 8.201 | ElmLne
2026 | 2026_DzMD_GzMN_Dp00_Gp00 | A3 -Florencia 33 kV | All generators | 1 | cap | Mariquita - Victoria 2 115 | m:P:bus1 in MW | 8.188 | ElmLne
2026 | 2026_DzMD_GzMN_Dp00_Gp00 | A3 -Florencia 33 kV | All generators | 0.9 | cap | Mariquita - Victoria 2 115 | m:P:bus2 in MW | -8.2042 | ElmLne
2026 | 2026_DzMD_GzMN_Dp00_Gp00 | A3 -Florencia 33 kV | All generators | 0.91 | cap | Mariquita - Victoria 2 115 | m:P:bus2 in MW | -8.2013 | ElmLne
2026 | 2026_DzMD_GzMN_Dp00_Gp00 | A3 -Florencia 33 kV | All generators | 0.92 | cap | Mariquita - Victoria 2 115 | m:P:bus2 in MW | -8.1984 | ElmLne
2026 | 2026_DzMD_GzMN_Dp00_Gp00 | A3 -Florencia 33 kV | All generators | 0.93 | cap | Mariquita - Victoria 2 115 | m:P:bus2 in MW | -8.1955 | ElmLne
2026 | 2026_DzMD_GzMN_Dp00_Gp00 | A3 -Florencia 33 kV | All generators | 0.94 | cap | Mariquita - Victoria 2 115 | m:P:bus2 in MW | -8.1924 | ElmLne
2026 | 2026_DzMD_GzMN_Dp00_Gp00 | A3 -Florencia 33 kV | All generators | 0.95 | cap | Mariquita - Victoria 2 115 | m:P:bus2 in MW | -8.1892 | ElmLne
2026 | 2026_DzMD_GzMN_Dp00_Gp00 | A3 -Florencia 33 kV | All generators | 0.96 | cap | Mariquita - Victoria 2 115 | m:P:bus2 in MW | -8.1857 | ElmLne
2026 | 2026_DzMD_GzMN_Dp00_Gp00 | A3 -Florencia 33 kV | All generators | 0.97 | cap | Mariquita - Victoria 2 115 | m:P:bus2 in MW | -8.1819 | ElmLne
2026 | 2026_DzMD_GzMN_Dp00_Gp00 | A3 -Florencia 33 kV | All generators | 0.98 | cap | Mariquita - Victoria 2 115 | m:P:bus2 in MW | -8.1775 | ElmLne
2026 | 2026_DzMD_GzMN_Dp00_Gp00 | A3 -Florencia 33 kV | All generators | 0.99 | cap | Mariquita - Victoria 2 115 | m:P:bus2 in MW | -8.172 | ElmLne
2026 | 2026_DzMD_GzMN_Dp00_Gp00 | A3 -Florencia 33 kV | All generators | 1 | cap | Mariquita - Victoria 2 115 | m:P:bus2 in MW | -8.1592 | ElmLne
2026 | 2026_DzMD_GzMN_Dp00_Gp00 | A3 -Florencia 33 kV | All generators | 0.9 | cap | Mariquita - Victoria 2 115 | m:Q:bus1 in Mvar | -8.6731 | ElmLne
2026 | 2026_DzMD_GzMN_Dp00_Gp00 | A3 -Florencia 33 kV | All generators | 0.91 | cap | Mariquita - Victoria 2 115 | m:Q:bus1 in Mvar | -8.6649 | ElmLne
2026 | 2026_DzMD_GzMN_Dp00_Gp00 | A3 -Florencia 33 kV | All generators | 0.92 | cap | Mariquita - Victoria 2 115 | m:Q:bus1 in Mvar | -8.6569 | ElmLne
2026 | 2026_DzMD_GzMN_Dp00_Gp00 | A3 -Florencia 33 kV | All generators | 0.93 | cap | Mariquita - Victoria 2 115 | m:Q:bus1 in Mvar | -8.6491 | ElmLne
2026 | 2026_DzMD_GzMN_Dp00_Gp00 | A3 -Florencia 33 kV | All generators | 0.94 | cap | Mariquita - Victoria 2 115 | m:Q:bus1 in Mvar | -8.6414 | ElmLne
2026 | 2026_DzMD_GzMN_Dp00_Gp00 | A3 -Florencia 33 kV | All generators | 0.95 | cap | Mariquita - Victoria 2 115 | m:Q:bus1 in Mvar | -8.6336 | ElmLne
2026 | 2026_DzMD_GzMN_Dp00_Gp00 | A3 -Florencia 33 kV | All generators | 0.96 | cap | Mariquita - Victoria 2 115 | m:Q:bus1 in Mvar | -8.6256 | ElmLne
2026 | 2026_DzMD_GzMN_Dp00_Gp00 | A3 -Florencia 33 kV | All generators | 0.97 | cap | Mariquita - Victoria 2 115 | m:Q:bus1 in Mvar | -8.6172 | ElmLne
2026 | 2026_DzMD_GzMN_Dp00_Gp00 | A3 -Florencia 33 kV | All generators | 0.98 | cap | Mariquita - Victoria 2 115 | m:Q:bus1 in Mvar | -8.608 | ElmLne
2026 | 2026_DzMD_GzMN_Dp00_Gp00 | A3 -Florencia 33 kV | All generators | 0.99 | cap | Mariquita - Victoria 2 115 | m:Q:bus1 in Mvar | -8.5969 | ElmLne
2026 | 2026_DzMD_GzMN_Dp00_Gp00 | A3 -Florencia 33 kV | All generators | 1 | cap | Mariquita - Victoria 2 115 | m:Q:bus1 in Mvar | -8.5731 | ElmLne
2026 | 2026_DzMD_GzMN_Dp00_Gp00 | A3 -Florencia 33 kV | All generators | 0.9 | cap | Mariquita - Victoria 2 115 | m:Q:bus2 in Mvar | 8.1008 | ElmLne
2026 | 2026_DzMD_GzMN_Dp00_Gp00 | A3 -Florencia 33 kV | All generators | 0.91 | cap | Mariquita - Victoria 2 115 | m:Q:bus2 in Mvar | 8.0919 | ElmLne
2026 | 2026_DzMD_GzMN_Dp00_Gp00 | A3 -Florencia 33 kV | All generators | 0.92 | cap | Mariquita - Victoria 2 115 | m:Q:bus2 in Mvar | 8.0833 | ElmLne
2026 | 2026_DzMD_GzMN_Dp00_Gp00 | A3 -Florencia 33 kV | All generators | 0.93 | cap | Mariquita - Victoria 2 115 | m:Q:bus2 in Mvar | 8.0748 | ElmLne
2026 | 2026_DzMD_GzMN_Dp00_Gp00 | A3 -Florencia 33 kV | All generators | 0.94 | cap | Mariquita - Victoria 2 115 | m:Q:bus2 in Mvar | 8.0665 | ElmLne
2026 | 2026_DzMD_GzMN_Dp00_Gp00 | A3 -Florencia 33 kV | All generators | 0.95 | cap | Mariquita - Victoria 2 115 | m:Q:bus2 in Mvar | 8.0581 | ElmLne
2026 | 2026_DzMD_GzMN_Dp00_Gp00 | A3 -Florencia 33 kV | All generators | 0.96 | cap | Mariquita - Victoria 2 115 | m:Q:bus2 in Mvar | 8.0495 | ElmLne
2026 | 2026_DzMD_GzMN_Dp00_Gp00 | A3 -Florencia 33 kV | All generators | 0.97 | cap | Mariquita - Victoria 2 115 | m:Q:bus2 in Mvar | 8.0404 | ElmLne
2026 | 2026_DzMD_GzMN_Dp00_Gp00 | A3 -Florencia 33 kV | All generators | 0.98 | cap | Mariquita - Victoria 2 115 | m:Q:bus2 in Mvar | 8.0304 | ElmLne
2026 | 2026_DzMD_GzMN_Dp00_Gp00 | A3 -Florencia 33 kV | All generators | 0.99 | cap | Mariquita - Victoria 2 115 | m:Q:bus2 in Mvar | 8.0184 | ElmLne
2026 | 2026_DzMD_GzMN_Dp00_Gp00 | A3 -Florencia 33 kV | All generators | 1 | cap | Mariquita - Victoria 2 115 | m:Q:bus2 in Mvar | 7.9927 | ElmLne
2026 | 2026_DzMD_GzMN_Dp00_Gp00 | A3 -Florencia 33 kV | All generators | 0.9 | cap | Mariquita - Victoria 2 115 | m:cosphi:bus1 | 0.6885 | ElmLne
2026 | 2026_DzMD_GzMN_Dp00_Gp00 | A3 -Florencia 33 kV | All generators | 0.91 | cap | Mariquita - Victoria 2 115 | m:cosphi:bus1 | 0.68872 | ElmLne
2026 | 2026_DzMD_GzMN_Dp00_Gp00 | A3 -Florencia 33 kV | All generators | 0.92 | cap | Mariquita - Victoria 2 115 | m:cosphi:bus1 | 0.68892 | ElmLne
2026 | 2026_DzMD_GzMN_Dp00_Gp00 | A3 -Florencia 33 kV | All generators | 0.93 | cap | Mariquita - Victoria 2 115 | m:cosphi:bus1 | 0.68911 | ElmLne
2026 | 2026_DzMD_GzMN_Dp00_Gp00 | A3 -Florencia 33 kV | All generators | 0.94 | cap | Mariquita - Victoria 2 115 | m:cosphi:bus1 | 0.6893 | ElmLne
2026 | 2026_DzMD_GzMN_Dp00_Gp00 | A3 -Florencia 33 kV | All generators | 0.95 | cap | Mariquita - Victoria 2 115 | m:cosphi:bus1 | 0.68948 | ElmLne
2026 | 2026_DzMD_GzMN_Dp00_Gp00 | A3 -Florencia 33 kV | All generators | 0.96 | cap | Mariquita - Victoria 2 115 | m:cosphi:bus1 | 0.68966 | ElmLne
2026 | 2026_DzMD_GzMN_Dp00_Gp00 | A3 -Florencia 33 kV | All generators | 0.97 | cap | Mariquita - Victoria 2 115 | m:cosphi:bus1 | 0.68984 | ElmLne
2026 | 2026_DzMD_GzMN_Dp00_Gp00 | A3 -Florencia 33 kV | All generators | 0.98 | cap | Mariquita - Victoria 2 115 | m:cosphi:bus1 | 0.69003 | ElmLne
2026 | 2026_DzMD_GzMN_Dp00_Gp00 | A3 -Florencia 33 kV | All generators | 0.99 | cap | Mariquita - Victoria 2 115 | m:cosphi:bus1 | 0.69025 | ElmLne
2026 | 2026_DzMD_GzMN_Dp00_Gp00 | A3 -Florencia 33 kV | All generators | 1 | cap | Mariquita - Victoria 2 115 | m:cosphi:bus1 | 0.69068 | ElmLne
2026 | 2026_DzMD_GzMN_Dp00_Gp00 | A3 -Florencia 33 kV | All generators | 0.9 | cap | Mariquita - Victoria 2 115 | m:cosphi:bus2 | -0.71158 | ElmLne
2026 | 2026_DzMD_GzMN_Dp00_Gp00 | A3 -Florencia 33 kV | All generators | 0.91 | cap | Mariquita - Victoria 2 115 | m:cosphi:bus2 | -0.71184 | ElmLne
2026 | 2026_DzMD_GzMN_Dp00_Gp00 | A3 -Florencia 33 kV | All generators | 0.92 | cap | Mariquita - Victoria 2 115 | m:cosphi:bus2 | -0.71209 | ElmLne
2026 | 2026_DzMD_GzMN_Dp00_Gp00 | A3 -Florencia 33 kV | All generators | 0.93 | cap | Mariquita - Victoria 2 115 | m:cosphi:bus2 | -0.71233 | ElmLne
2026 | 2026_DzMD_GzMN_Dp00_Gp00 | A3 -Florencia 33 kV | All generators | 0.94 | cap | Mariquita - Victoria 2 115 | m:cosphi:bus2 | -0.71256 | ElmLne
2026 | 2026_DzMD_GzMN_Dp00_Gp00 | A3 -Florencia 33 kV | All generators | 0.95 | cap | Mariquita - Victoria 2 115 | m:cosphi:bus2 | -0.71279 | ElmLne
2026 | 2026_DzMD_GzMN_Dp00_Gp00 | A3 -Florencia 33 kV | All generators | 0.96 | cap | Mariquita - Victoria 2 115 | m:cosphi:bus2 | -0.71301 | ElmLne
2026 | 2026_DzMD_GzMN_Dp00_Gp00 | A3 -Florencia 33 kV | All generators | 0.97 | cap | Mariquita - Victoria 2 115 | m:cosphi:bus2 | -0.71325 | ElmLne
2026 | 2026_DzMD_GzMN_Dp00_Gp00 | A3 -Florencia 33 kV | All generators | 0.98 | cap | Mariquita - Victoria 2 115 | m:cosphi:bus2 | -0.71349 | ElmLne
2026 | 2026_DzMD_GzMN_Dp00_Gp00 | A3 -Florencia 33 kV | All generators | 0.99 | cap | Mariquita - Victoria 2 115 | m:cosphi:bus2 | -0.71378 | ElmLne
2026 | 2026_DzMD_GzMN_Dp00_Gp00 | A3 -Florencia 33 kV | All generators | 1 | cap | Mariquita - Victoria 2 115 | m:cosphi:bus2 | -0.71436 | ElmLne
2026 | 2026_DzMD_GzMN_Dp00_Gp00 | A3 -Florencia 33 kV | All generators | 0.9 | cap | Dorada 115/33/13.8 kV | m:P:bushv in MW | 7.891 | ElmTr3
2026 | 2026_DzMD_GzMN_Dp00_Gp00 | A3 -Florencia 33 kV | All generators | 0.91 | cap | Dorada 115/33/13.8 kV | m:P:bushv in MW | 7.8825 | ElmTr3
2026 | 2026_DzMD_GzMN_Dp00_Gp00 | A3 -Florencia 33 kV | All generators | 0.92 | cap | Dorada 115/33/13.8 kV | m:P:bushv in MW | 7.8756 | ElmTr3
2026 | 2026_DzMD_GzMN_Dp00_Gp00 | A3 -Florencia 33 kV | All generators | 0.93 | cap | Dorada 115/33/13.8 kV | m:P:bushv in MW | 7.87 | ElmTr3
2026 | 2026_DzMD_GzMN_Dp00_Gp00 | A3 -Florencia 33 kV | All generators | 0.94 | cap | Dorada 115/33/13.8 kV | m:P:bushv in MW | 7.8657 | ElmTr3
2026 | 2026_DzMD_GzMN_Dp00_Gp00 | A3 -Florencia 33 kV | All generators | 0.95 | cap | Dorada 115/33/13.8 kV | m:P:bushv in MW | 7.8626 | ElmTr3
2026 | 2026_DzMD_GzMN_Dp00_Gp00 | A3 -Florencia 33 kV | All generators | 0.96 | cap | Dorada 115/33/13.8 kV | m:P:bushv in MW | 7.8607 | ElmTr3
2026 | 2026_DzMD_GzMN_Dp00_Gp00 | A3 -Florencia 33 kV | All generators | 0.97 | cap | Dorada 115/33/13.8 kV | m:P:bushv in MW | 7.8601 | ElmTr3
2026 | 2026_DzMD_GzMN_Dp00_Gp00 | A3 -Florencia 33 kV | All generators | 0.98 | cap | Dorada 115/33/13.8 kV | m:P:bushv in MW | 7.8611 | ElmTr3
2026 | 2026_DzMD_GzMN_Dp00_Gp00 | A3 -Florencia 33 kV | All generators | 0.99 | cap | Dorada 115/33/13.8 kV | m:P:bushv in MW | 7.8646 | ElmTr3
2026 | 2026_DzMD_GzMN_Dp00_Gp00 | A3 -Florencia 33 kV | All generators | 1 | cap | Dorada 115/33/13.8 kV | m:P:bushv in MW | 7.8806 | ElmTr3
2026 | 2026_DzMD_GzMN_Dp00_Gp00 | A3 -Florencia 33 kV | All generators | 0.9 | cap | Dorada 115/33/13.8 kV | m:Q:bushv in Mvar | 6.783 | ElmTr3
2026 | 2026_DzMD_GzMN_Dp00_Gp00 | A3 -Florencia 33 kV | All generators | 0.91 | cap | Dorada 115/33/13.8 kV | m:Q:bushv in Mvar | 6.6369 | ElmTr3
2026 | 2026_DzMD_GzMN_Dp00_Gp00 | A3 -Florencia 33 kV | All generators | 0.92 | cap | Dorada 115/33/13.8 kV | m:Q:bushv in Mvar | 6.4956 | ElmTr3
2026 | 2026_DzMD_GzMN_Dp00_Gp00 | A3 -Florencia 33 kV | All generators | 0.93 | cap | Dorada 115/33/13.8 kV | m:Q:bushv in Mvar | 6.3574 | ElmTr3
2026 | 2026_DzMD_GzMN_Dp00_Gp00 | A3 -Florencia 33 kV | All generators | 0.94 | cap | Dorada 115/33/13.8 kV | m:Q:bushv in Mvar | 6.2202 | ElmTr3
2026 | 2026_DzMD_GzMN_Dp00_Gp00 | A3 -Florencia 33 kV | All generators | 0.95 | cap | Dorada 115/33/13.8 kV | m:Q:bushv in Mvar | 6.082 | ElmTr3
2026 | 2026_DzMD_GzMN_Dp00_Gp00 | A3 -Florencia 33 kV | All generators | 0.96 | cap | Dorada 115/33/13.8 kV | m:Q:bushv in Mvar | 5.94 | ElmTr3
2026 | 2026_DzMD_GzMN_Dp00_Gp00 | A3 -Florencia 33 kV | All generators | 0.97 | cap | Dorada 115/33/13.8 kV | m:Q:bushv in Mvar | 5.7904 | ElmTr3
2026 | 2026_DzMD_GzMN_Dp00_Gp00 | A3 -Florencia 33 kV | All generators | 0.98 | cap | Dorada 115/33/13.8 kV | m:Q:bushv in Mvar | 5.6257 | ElmTr3
2026 | 2026_DzMD_GzMN_Dp00_Gp00 | A3 -Florencia 33 kV | All generators | 0.99 | cap | Dorada 115/33/13.8 kV | m:Q:bushv in Mvar | 5.4274 | ElmTr3
2026 | 2026_DzMD_GzMN_Dp00_Gp00 | A3 -Florencia 33 kV | All generators | 1 | cap | Dorada 115/33/13.8 kV | m:Q:bushv in Mvar | 5.0012 | ElmTr3
2026 | 2026_DzMD_GzMN_Dp00_Gp00 | A3 -Florencia 33 kV | All generators | 0.9 | cap | Dorada 115/33/13.8 kV | m:cosphi:bushv | 0.75834 | ElmTr3
2026 | 2026_DzMD_GzMN_Dp00_Gp00 | A3 -Florencia 33 kV | All generators | 0.91 | cap | Dorada 115/33/13.8 kV | m:cosphi:bushv | 0.76496 | ElmTr3
2026 | 2026_DzMD_GzMN_Dp00_Gp00 | A3 -Florencia 33 kV | All generators | 0.92 | cap | Dorada 115/33/13.8 kV | m:cosphi:bushv | 0.77146 | ElmTr3
2026 | 2026_DzMD_GzMN_Dp00_Gp00 | A3 -Florencia 33 kV | All generators | 0.93 | cap | Dorada 115/33/13.8 kV | m:cosphi:bushv | 0.7779 | ElmTr3
2026 | 2026_DzMD_GzMN_Dp00_Gp00 | A3 -Florencia 33 kV | All generators | 0.94 | cap | Dorada 115/33/13.8 kV | m:cosphi:bushv | 0.78438 | ElmTr3
2026 | 2026_DzMD_GzMN_Dp00_Gp00 | A3 -Florencia 33 kV | All generators | 0.95 | cap | Dorada 115/33/13.8 kV | m:cosphi:bushv | 0.79098 | ElmTr3
2026 | 2026_DzMD_GzMN_Dp00_Gp00 | A3 -Florencia 33 kV | All generators | 0.96 | cap | Dorada 115/33/13.8 kV | m:cosphi:bushv | 0.79783 | ElmTr3
2026 | 2026_DzMD_GzMN_Dp00_Gp00 | A3 -Florencia 33 kV | All generators | 0.97 | cap | Dorada 115/33/13.8 kV | m:cosphi:bushv | 0.80512 | ElmTr3
2026 | 2026_DzMD_GzMN_Dp00_Gp00 | A3 -Florencia 33 kV | All generators | 0.98 | cap | Dorada 115/33/13.8 kV | m:cosphi:bushv | 0.81321 | ElmTr3
2026 | 2026_DzMD_GzMN_Dp00_Gp00 | A3 -Florencia 33 kV | All generators | 0.99 | cap | Dorada 115/33/13.8 kV | m:cosphi:bushv | 0.82304 | ElmTr3
2026 | 2026_DzMD_GzMN_Dp00_Gp00 | A3 -Florencia 33 kV | All generators | 1 | cap | Dorada 115/33/13.8 kV | m:cosphi:bushv | 0.84433 | ElmTr3
2026 | 2026_DzMD_GzMN_Dp00_Gp00 | A3 -Florencia 33 kV | All generators | 0.9 | cap | Manzanares 115/33/13.8 kV | m:P:bushv in MW | -4.3044 | ElmTr3
2026 | 2026_DzMD_GzMN_Dp00_Gp00 | A3 -Florencia 33 kV | All generators | 0.91 | cap | Manzanares 115/33/13.8 kV | m:P:bushv in MW | -4.3939 | ElmTr3
2026 | 2026_DzMD_GzMN_Dp00_Gp00 | A3 -Florencia 33 kV | All generators | 0.92 | cap | Manzanares 115/33/13.8 kV | m:P:bushv in MW | -4.4766 | ElmTr3
2026 | 2026_DzMD_GzMN_Dp00_Gp00 | A3 -Florencia 33 kV | All generators | 0.93 | cap | Manzanares 115/33/13.8 kV | m:P:bushv in MW | -4.5539 | ElmTr3
2026 | 2026_DzMD_GzMN_Dp00_Gp00 | A3 -Florencia 33 kV | All generators | 0.94 | cap | Manzanares 115/33/13.8 kV | m:P:bushv in MW | -4.627 | ElmTr3
2026 | 2026_DzMD_GzMN_Dp00_Gp00 | A3 -Florencia 33 kV | All generators | 0.95 | cap | Manzanares 115/33/13.8 kV | m:P:bushv in MW | -4.6971 | ElmTr3
2026 | 2026_DzMD_GzMN_Dp00_Gp00 | A3 -Florencia 33 kV | All generators | 0.96 | cap | Manzanares 115/33/13.8 kV | m:P:bushv in MW | -4.7654 | ElmTr3
2026 | 2026_DzMD_GzMN_Dp00_Gp00 | A3 -Florencia 33 kV | All generators | 0.97 | cap | Manzanares 115/33/13.8 kV | m:P:bushv in MW | -4.8332 | ElmTr3
2026 | 2026_DzMD_GzMN_Dp00_Gp00 | A3 -Florencia 33 kV | All generators | 0.98 | cap | Manzanares 115/33/13.8 kV | m:P:bushv in MW | -4.903 | ElmTr3
2026 | 2026_DzMD_GzMN_Dp00_Gp00 | A3 -Florencia 33 kV | All generators | 0.99 | cap | Manzanares 115/33/13.8 kV | m:P:bushv in MW | -4.9802 | ElmTr3
2026 | 2026_DzMD_GzMN_Dp00_Gp00 | A3 -Florencia 33 kV | All generators | 1 | cap | Manzanares 115/33/13.8 kV | m:P:bushv in MW | -5.121 | ElmTr3
2026 | 2026_DzMD_GzMN_Dp00_Gp00 | A3 -Florencia 33 kV | All generators | 0.9 | cap | Manzanares 115/33/13.8 kV | m:Q:bushv in Mvar | 7.9285 | ElmTr3
2026 | 2026_DzMD_GzMN_Dp00_Gp00 | A3 -Florencia 33 kV | All generators | 0.91 | cap | Manzanares 115/33/13.8 kV | m:Q:bushv in Mvar | 7.5038 | ElmTr3
2026 | 2026_DzMD_GzMN_Dp00_Gp00 | A3 -Florencia 33 kV | All generators | 0.92 | cap | Manzanares 115/33/13.8 kV | m:Q:bushv in Mvar | 7.0923 | ElmTr3
2026 | 2026_DzMD_GzMN_Dp00_Gp00 | A3 -Florencia 33 kV | All generators | 0.93 | cap | Manzanares 115/33/13.8 kV | m:Q:bushv in Mvar | 6.6884 | ElmTr3
2026 | 2026_DzMD_GzMN_Dp00_Gp00 | A3 -Florencia 33 kV | All generators | 0.94 | cap | Manzanares 115/33/13.8 kV | m:Q:bushv in Mvar | 6.2866 | ElmTr3
2026 | 2026_DzMD_GzMN_Dp00_Gp00 | A3 -Florencia 33 kV | All generators | 0.95 | cap | Manzanares 115/33/13.8 kV | m:Q:bushv in Mvar | 5.8809 | ElmTr3
2026 | 2026_DzMD_GzMN_Dp00_Gp00 | A3 -Florencia 33 kV | All generators | 0.96 | cap | Manzanares 115/33/13.8 kV | m:Q:bushv in Mvar | 5.4632 | ElmTr3
2026 | 2026_DzMD_GzMN_Dp00_Gp00 | A3 -Florencia 33 kV | All generators | 0.97 | cap | Manzanares 115/33/13.8 kV | m:Q:bushv in Mvar | 5.0216 | ElmTr3
2026 | 2026_DzMD_GzMN_Dp00_Gp00 | A3 -Florencia 33 kV | All generators | 0.98 | cap | Manzanares 115/33/13.8 kV | m:Q:bushv in Mvar | 4.5341 | ElmTr3
2026 | 2026_DzMD_GzMN_Dp00_Gp00 | A3 -Florencia 33 kV | All generators | 0.99 | cap | Manzanares 115/33/13.8 kV | m:Q:bushv in Mvar | 3.9456 | ElmTr3
2026 | 2026_DzMD_GzMN_Dp00_Gp00 | A3 -Florencia 33 kV | All generators | 1 | cap | Manzanares 115/33/13.8 kV | m:Q:bushv in Mvar | 2.6735 | ElmTr3
2026 | 2026_DzMD_GzMN_Dp00_Gp00 | A3 -Florencia 33 kV | All generators | 0.9 | cap | Manzanares 115/33/13.8 kV | m:cosphi:bushv | -0.47712 | ElmTr3
2026 | 2026_DzMD_GzMN_Dp00_Gp00 | A3 -Florencia 33 kV | All generators | 0.91 | cap | Manzanares 115/33/13.8 kV | m:cosphi:bushv | -0.5053 | ElmTr3
2026 | 2026_DzMD_GzMN_Dp00_Gp00 | A3 -Florencia 33 kV | All generators | 0.92 | cap | Manzanares 115/33/13.8 kV | m:cosphi:bushv | -0.53376 | ElmTr3
2026 | 2026_DzMD_GzMN_Dp00_Gp00 | A3 -Florencia 33 kV | All generators | 0.93 | cap | Manzanares 115/33/13.8 kV | m:cosphi:bushv | -0.5628 | ElmTr3
2026 | 2026_DzMD_GzMN_Dp00_Gp00 | A3 -Florencia 33 kV | All generators | 0.94 | cap | Manzanares 115/33/13.8 kV | m:cosphi:bushv | -0.59276 | ElmTr3
2026 | 2026_DzMD_GzMN_Dp00_Gp00 | A3 -Florencia 33 kV | All generators | 0.95 | cap | Manzanares 115/33/13.8 kV | m:cosphi:bushv | -0.62408 | ElmTr3
2026 | 2026_DzMD_GzMN_Dp00_Gp00 | A3 -Florencia 33 kV | All generators | 0.96 | cap | Manzanares 115/33/13.8 kV | m:cosphi:bushv | -0.65734 | ElmTr3
2026 | 2026_DzMD_GzMN_Dp00_Gp00 | A3 -Florencia 33 kV | All generators | 0.97 | cap | Manzanares 115/33/13.8 kV | m:cosphi:bushv | -0.69347 | ElmTr3
2026 | 2026_DzMD_GzMN_Dp00_Gp00 | A3 -Florencia 33 kV | All generators | 0.98 | cap | Manzanares 115/33/13.8 kV | m:cosphi:bushv | -0.73419 | ElmTr3
2026 | 2026_DzMD_GzMN_Dp00_Gp00 | A3 -Florencia 33 kV | All generators | 0.99 | cap | Manzanares 115/33/13.8 kV | m:cosphi:bushv | -0.78383 | ElmTr3
2026 | 2026_DzMD_GzMN_Dp00_Gp00 | A3 -Florencia 33 kV | All generators | 1 | cap | Manzanares 115/33/13.8 kV | m:cosphi:bushv | -0.88647 | ElmTr3
2026 | 2026_DzMD_GzMN_Dp00_Gp00 | A3 -Florencia 33 kV | All generators | 0.9 | cap | Purnio 230/115 | m:P:bushv in MW | 46.0691 | ElmTr3
2026 | 2026_DzMD_GzMN_Dp00_Gp00 | A3 -Florencia 33 kV | All generators | 0.91 | cap | Purnio 230/115 | m:P:bushv in MW | 46.0528 | ElmTr3
2026 | 2026_DzMD_GzMN_Dp00_Gp00 | A3 -Florencia 33 kV | All generators | 0.92 | cap | Purnio 230/115 | m:P:bushv in MW | 46.0388 | ElmTr3
2026 | 2026_DzMD_GzMN_Dp00_Gp00 | A3 -Florencia 33 kV | All generators | 0.93 | cap | Purnio 230/115 | m:P:bushv in MW | 46.0269 | ElmTr3
2026 | 2026_DzMD_GzMN_Dp00_Gp00 | A3 -Florencia 33 kV | All generators | 0.94 | cap | Purnio 230/115 | m:P:bushv in MW | 46.0167 | ElmTr3
2026 | 2026_DzMD_GzMN_Dp00_Gp00 | A3 -Florencia 33 kV | All generators | 0.95 | cap | Purnio 230/115 | m:P:bushv in MW | 46.0081 | ElmTr3
2026 | 2026_DzMD_GzMN_Dp00_Gp00 | A3 -Florencia 33 kV | All generators | 0.96 | cap | Purnio 230/115 | m:P:bushv in MW | 46.001 | ElmTr3
2026 | 2026_DzMD_GzMN_Dp00_Gp00 | A3 -Florencia 33 kV | All generators | 0.97 | cap | Purnio 230/115 | m:P:bushv in MW | 45.9955 | ElmTr3
2026 | 2026_DzMD_GzMN_Dp00_Gp00 | A3 -Florencia 33 kV | All generators | 0.98 | cap | Purnio 230/115 | m:P:bushv in MW | 45.9916 | ElmTr3
2026 | 2026_DzMD_GzMN_Dp00_Gp00 | A3 -Florencia 33 kV | All generators | 0.99 | cap | Purnio 230/115 | m:P:bushv in MW | 45.9902 | ElmTr3
2026 | 2026_DzMD_GzMN_Dp00_Gp00 | A3 -Florencia 33 kV | All generators | 1 | cap | Purnio 230/115 | m:P:bushv in MW | 45.9989 | ElmTr3
2026 | 2026_DzMD_GzMN_Dp00_Gp00 | A3 -Florencia 33 kV | All generators | 0.9 | cap | Purnio 230/115 | m:Q:bushv in Mvar | 4.6758 | ElmTr3
2026 | 2026_DzMD_GzMN_Dp00_Gp00 | A3 -Florencia 33 kV | All generators | 0.91 | cap | Purnio 230/115 | m:Q:bushv in Mvar | 4.4804 | ElmTr3
2026 | 2026_DzMD_GzMN_Dp00_Gp00 | A3 -Florencia 33 kV | All generators | 0.92 | cap | Purnio 230/115 | m:Q:bushv in Mvar | 4.2916 | ElmTr3
2026 | 2026_DzMD_GzMN_Dp00_Gp00 | A3 -Florencia 33 kV | All generators | 0.93 | cap | Purnio 230/115 | m:Q:bushv in Mvar | 4.1068 | ElmTr3
2026 | 2026_DzMD_GzMN_Dp00_Gp00 | A3 -Florencia 33 kV | All generators | 0.94 | cap | Purnio 230/115 | m:Q:bushv in Mvar | 3.9235 | ElmTr3
2026 | 2026_DzMD_GzMN_Dp00_Gp00 | A3 -Florencia 33 kV | All generators | 0.95 | cap | Purnio 230/115 | m:Q:bushv in Mvar | 3.7389 | ElmTr3
2026 | 2026_DzMD_GzMN_Dp00_Gp00 | A3 -Florencia 33 kV | All generators | 0.96 | cap | Purnio 230/115 | m:Q:bushv in Mvar | 3.5494 | ElmTr3
2026 | 2026_DzMD_GzMN_Dp00_Gp00 | A3 -Florencia 33 kV | All generators | 0.97 | cap | Purnio 230/115 | m:Q:bushv in Mvar | 3.3496 | ElmTr3
2026 | 2026_DzMD_GzMN_Dp00_Gp00 | A3 -Florencia 33 kV | All generators | 0.98 | cap | Purnio 230/115 | m:Q:bushv in Mvar | 3.1298 | ElmTr3
2026 | 2026_DzMD_GzMN_Dp00_Gp00 | A3 -Florencia 33 kV | All generators | 0.99 | cap | Purnio 230/115 | m:Q:bushv in Mvar | 2.8653 | ElmTr3
2026 | 2026_DzMD_GzMN_Dp00_Gp00 | A3 -Florencia 33 kV | All generators | 1 | cap | Purnio 230/115 | m:Q:bushv in Mvar | 2.2973 | ElmTr3
2026 | 2026_DzMD_GzMN_Dp00_Gp00 | A3 -Florencia 33 kV | All generators | 0.9 | cap | Purnio 230/115 | m:cosphi:bushv | 0.99489 | ElmTr3
2026 | 2026_DzMD_GzMN_Dp00_Gp00 | A3 -Florencia 33 kV | All generators | 0.91 | cap | Purnio 230/115 | m:cosphi:bushv | 0.9953 | ElmTr3
2026 | 2026_DzMD_GzMN_Dp00_Gp00 | A3 -Florencia 33 kV | All generators | 0.92 | cap | Purnio 230/115 | m:cosphi:bushv | 0.99568 | ElmTr3
2026 | 2026_DzMD_GzMN_Dp00_Gp00 | A3 -Florencia 33 kV | All generators | 0.93 | cap | Purnio 230/115 | m:cosphi:bushv | 0.99604 | ElmTr3
2026 | 2026_DzMD_GzMN_Dp00_Gp00 | A3 -Florencia 33 kV | All generators | 0.94 | cap | Purnio 230/115 | m:cosphi:bushv | 0.99639 | ElmTr3
2026 | 2026_DzMD_GzMN_Dp00_Gp00 | A3 -Florencia 33 kV | All generators | 0.95 | cap | Purnio 230/115 | m:cosphi:bushv | 0.99671 | ElmTr3
2026 | 2026_DzMD_GzMN_Dp00_Gp00 | A3 -Florencia 33 kV | All generators | 0.96 | cap | Purnio 230/115 | m:cosphi:bushv | 0.99704 | ElmTr3
2026 | 2026_DzMD_GzMN_Dp00_Gp00 | A3 -Florencia 33 kV | All generators | 0.97 | cap | Purnio 230/115 | m:cosphi:bushv | 0.99736 | ElmTr3
2026 | 2026_DzMD_GzMN_Dp00_Gp00 | A3 -Florencia 33 kV | All generators | 0.98 | cap | Purnio 230/115 | m:cosphi:bushv | 0.99769 | ElmTr3
2026 | 2026_DzMD_GzMN_Dp00_Gp00 | A3 -Florencia 33 kV | All generators | 0.99 | cap | Purnio 230/115 | m:cosphi:bushv | 0.99806 | ElmTr3
2026 | 2026_DzMD_GzMN_Dp00_Gp00 | A3 -Florencia 33 kV | All generators | 1 | cap | Purnio 230/115 | m:cosphi:bushv | 0.99875 | ElmTr3
2026 | 2026_DzMD_GzMN_Dp00_Gp00 | A3 -Florencia 33 kV | All generators | 0.9 | cap | Victoria 115/33/13.8 kV | m:P:bushv in MW | 0.94452 | ElmTr3
2026 | 2026_DzMD_GzMN_Dp00_Gp00 | A3 -Florencia 33 kV | All generators | 0.91 | cap | Victoria 115/33/13.8 kV | m:P:bushv in MW | 0.91881 | ElmTr3
2026 | 2026_DzMD_GzMN_Dp00_Gp00 | A3 -Florencia 33 kV | All generators | 0.92 | cap | Victoria 115/33/13.8 kV | m:P:bushv in MW | 0.89624 | ElmTr3
2026 | 2026_DzMD_GzMN_Dp00_Gp00 | A3 -Florencia 33 kV | All generators | 0.93 | cap | Victoria 115/33/13.8 kV | m:P:bushv in MW | 0.87631 | ElmTr3
2026 | 2026_DzMD_GzMN_Dp00_Gp00 | A3 -Florencia 33 kV | All generators | 0.94 | cap | Victoria 115/33/13.8 kV | m:P:bushv in MW | 0.85865 | ElmTr3
2026 | 2026_DzMD_GzMN_Dp00_Gp00 | A3 -Florencia 33 kV | All generators | 0.95 | cap | Victoria 115/33/13.8 kV | m:P:bushv in MW | 0.84299 | ElmTr3
2026 | 2026_DzMD_GzMN_Dp00_Gp00 | A3 -Florencia 33 kV | All generators | 0.96 | cap | Victoria 115/33/13.8 kV | m:P:bushv in MW | 0.82913 | ElmTr3
2026 | 2026_DzMD_GzMN_Dp00_Gp00 | A3 -Florencia 33 kV | All generators | 0.97 | cap | Victoria 115/33/13.8 kV | m:P:bushv in MW | 0.81697 | ElmTr3
2026 | 2026_DzMD_GzMN_Dp00_Gp00 | A3 -Florencia 33 kV | All generators | 0.98 | cap | Victoria 115/33/13.8 kV | m:P:bushv in MW | 0.80648 | ElmTr3
2026 | 2026_DzMD_GzMN_Dp00_Gp00 | A3 -Florencia 33 kV | All generators | 0.99 | cap | Victoria 115/33/13.8 kV | m:P:bushv in MW | 0.7979 | ElmTr3
2026 | 2026_DzMD_GzMN_Dp00_Gp00 | A3 -Florencia 33 kV | All generators | 1 | cap | Victoria 115/33/13.8 kV | m:P:bushv in MW | 0.79442 | ElmTr3
2026 | 2026_DzMD_GzMN_Dp00_Gp00 | A3 -Florencia 33 kV | All generators | 0.9 | cap | Victoria 115/33/13.8 kV | m:Q:bushv in Mvar | 6.5603 | ElmTr3
2026 | 2026_DzMD_GzMN_Dp00_Gp00 | A3 -Florencia 33 kV | All generators | 0.91 | cap | Victoria 115/33/13.8 kV | m:Q:bushv in Mvar | 6.3129 | ElmTr3
2026 | 2026_DzMD_GzMN_Dp00_Gp00 | A3 -Florencia 33 kV | All generators | 0.92 | cap | Victoria 115/33/13.8 kV | m:Q:bushv in Mvar | 6.0734 | ElmTr3
2026 | 2026_DzMD_GzMN_Dp00_Gp00 | A3 -Florencia 33 kV | All generators | 0.93 | cap | Victoria 115/33/13.8 kV | m:Q:bushv in Mvar | 5.8386 | ElmTr3
2026 | 2026_DzMD_GzMN_Dp00_Gp00 | A3 -Florencia 33 kV | All generators | 0.94 | cap | Victoria 115/33/13.8 kV | m:Q:bushv in Mvar | 5.6053 | ElmTr3
2026 | 2026_DzMD_GzMN_Dp00_Gp00 | A3 -Florencia 33 kV | All generators | 0.95 | cap | Victoria 115/33/13.8 kV | m:Q:bushv in Mvar | 5.3699 | ElmTr3
2026 | 2026_DzMD_GzMN_Dp00_Gp00 | A3 -Florencia 33 kV | All generators | 0.96 | cap | Victoria 115/33/13.8 kV | m:Q:bushv in Mvar | 5.1278 | ElmTr3
2026 | 2026_DzMD_GzMN_Dp00_Gp00 | A3 -Florencia 33 kV | All generators | 0.97 | cap | Victoria 115/33/13.8 kV | m:Q:bushv in Mvar | 4.8721 | ElmTr3
2026 | 2026_DzMD_GzMN_Dp00_Gp00 | A3 -Florencia 33 kV | All generators | 0.98 | cap | Victoria 115/33/13.8 kV | m:Q:bushv in Mvar | 4.5902 | ElmTr3
2026 | 2026_DzMD_GzMN_Dp00_Gp00 | A3 -Florencia 33 kV | All generators | 0.99 | cap | Victoria 115/33/13.8 kV | m:Q:bushv in Mvar | 4.2502 | ElmTr3
2026 | 2026_DzMD_GzMN_Dp00_Gp00 | A3 -Florencia 33 kV | All generators | 1 | cap | Victoria 115/33/13.8 kV | m:Q:bushv in Mvar | 3.517 | ElmTr3
2026 | 2026_DzMD_GzMN_Dp00_Gp00 | A3 -Florencia 33 kV | All generators | 0.9 | cap | Victoria 115/33/13.8 kV | m:cosphi:bushv | 0.14251 | ElmTr3
2026 | 2026_DzMD_GzMN_Dp00_Gp00 | A3 -Florencia 33 kV | All generators | 0.91 | cap | Victoria 115/33/13.8 kV | m:cosphi:bushv | 0.14403 | ElmTr3
2026 | 2026_DzMD_GzMN_Dp00_Gp00 | A3 -Florencia 33 kV | All generators | 0.92 | cap | Victoria 115/33/13.8 kV | m:cosphi:bushv | 0.14599 | ElmTr3
2026 | 2026_DzMD_GzMN_Dp00_Gp00 | A3 -Florencia 33 kV | All generators | 0.93 | cap | Victoria 115/33/13.8 kV | m:cosphi:bushv | 0.14843 | ElmTr3
2026 | 2026_DzMD_GzMN_Dp00_Gp00 | A3 -Florencia 33 kV | All generators | 0.94 | cap | Victoria 115/33/13.8 kV | m:cosphi:bushv | 0.15142 | ElmTr3
2026 | 2026_DzMD_GzMN_Dp00_Gp00 | A3 -Florencia 33 kV | All generators | 0.95 | cap | Victoria 115/33/13.8 kV | m:cosphi:bushv | 0.15509 | ElmTr3
2026 | 2026_DzMD_GzMN_Dp00_Gp00 | A3 -Florencia 33 kV | All generators | 0.96 | cap | Victoria 115/33/13.8 kV | m:cosphi:bushv | 0.15962 | ElmTr3
2026 | 2026_DzMD_GzMN_Dp00_Gp00 | A3 -Florencia 33 kV | All generators | 0.97 | cap | Victoria 115/33/13.8 kV | m:cosphi:bushv | 0.16537 | ElmTr3
2026 | 2026_DzMD_GzMN_Dp00_Gp00 | A3 -Florencia 33 kV | All generators | 0.98 | cap | Victoria 115/33/13.8 kV | m:cosphi:bushv | 0.17305 | ElmTr3
2026 | 2026_DzMD_GzMN_Dp00_Gp00 | A3 -Florencia 33 kV | All generators | 0.99 | cap | Victoria 115/33/13.8 kV | m:cosphi:bushv | 0.18451 | ElmTr3
2026 | 2026_DzMD_GzMN_Dp00_Gp00 | A3 -Florencia 33 kV | All generators | 1 | cap | Victoria 115/33/13.8 kV | m:cosphi:bushv | 0.22033 | ElmTr3
2026 | 2026_DzMD_GzMN_Dp00_Gp00 | A3 -Florencia 33 kV | All generators | 0.9 | ind | Dorada - Magdalena 115 kV | m:P:bus1 in MW | 40.6953 | ElmLne
2026 | 2026_DzMD_GzMN_Dp00_Gp00 | A3 -Florencia 33 kV | All generators | 0.91 | ind | Dorada - Magdalena 115 kV | m:P:bus1 in MW | 40.6896 | ElmLne
2026 | 2026_DzMD_GzMN_Dp00_Gp00 | A3 -Florencia 33 kV | All generators | 0.92 | ind | Dorada - Magdalena 115 kV | m:P:bus1 in MW | 40.6836 | ElmLne
2026 | 2026_DzMD_GzMN_Dp00_Gp00 | A3 -Florencia 33 kV | All generators | 0.93 | ind | Dorada - Magdalena 115 kV | m:P:bus1 in MW | 40.6772 | ElmLne
2026 | 2026_DzMD_GzMN_Dp00_Gp00 | A3 -Florencia 33 kV | All generators | 0.94 | ind | Dorada - Magdalena 115 kV | m:P:bus1 in MW | 40.6703 | ElmLne
2026 | 2026_DzMD_GzMN_Dp00_Gp00 | A3 -Florencia 33 kV | All generators | 0.95 | ind | Dorada - Magdalena 115 kV | m:P:bus1 in MW | 40.6626 | ElmLne
2026 | 2026_DzMD_GzMN_Dp00_Gp00 | A3 -Florencia 33 kV | All generators | 0.96 | ind | Dorada - Magdalena 115 kV | m:P:bus1 in MW | 40.6541 | ElmLne
2026 | 2026_DzMD_GzMN_Dp00_Gp00 | A3 -Florencia 33 kV | All generators | 0.97 | ind | Dorada - Magdalena 115 kV | m:P:bus1 in MW | 40.6443 | ElmLne
2026 | 2026_DzMD_GzMN_Dp00_Gp00 | A3 -Florencia 33 kV | All generators | 0.98 | ind | Dorada - Magdalena 115 kV | m:P:bus1 in MW | 40.6324 | ElmLne
2026 | 2026_DzMD_GzMN_Dp00_Gp00 | A3 -Florencia 33 kV | All generators | 0.99 | ind | Dorada - Magdalena 115 kV | m:P:bus1 in MW | 40.6163 | ElmLne
2026 | 2026_DzMD_GzMN_Dp00_Gp00 | A3 -Florencia 33 kV | All generators | 1 | ind | Dorada - Magdalena 115 kV | m:P:bus1 in MW | 40.5739 | ElmLne
2026 | 2026_DzMD_GzMN_Dp00_Gp00 | A3 -Florencia 33 kV | All generators | 0.9 | ind | Dorada - Magdalena 115 kV | m:P:bus2 in MW | -40.6085 | ElmLne
2026 | 2026_DzMD_GzMN_Dp00_Gp00 | A3 -Florencia 33 kV | All generators | 0.91 | ind | Dorada - Magdalena 115 kV | m:P:bus2 in MW | -40.6029 | ElmLne
2026 | 2026_DzMD_GzMN_Dp00_Gp00 | A3 -Florencia 33 kV | All generators | 0.92 | ind | Dorada - Magdalena 115 kV | m:P:bus2 in MW | -40.5969 | ElmLne
2026 | 2026_DzMD_GzMN_Dp00_Gp00 | A3 -Florencia 33 kV | All generators | 0.93 | ind | Dorada - Magdalena 115 kV | m:P:bus2 in MW | -40.5905 | ElmLne
2026 | 2026_DzMD_GzMN_Dp00_Gp00 | A3 -Florencia 33 kV | All generators | 0.94 | ind | Dorada - Magdalena 115 kV | m:P:bus2 in MW | -40.5836 | ElmLne
2026 | 2026_DzMD_GzMN_Dp00_Gp00 | A3 -Florencia 33 kV | All generators | 0.95 | ind | Dorada - Magdalena 115 kV | m:P:bus2 in MW | -40.576 | ElmLne
2026 | 2026_DzMD_GzMN_Dp00_Gp00 | A3 -Florencia 33 kV | All generators | 0.96 | ind | Dorada - Magdalena 115 kV | m:P:bus2 in MW | -40.5675 | ElmLne
2026 | 2026_DzMD_GzMN_Dp00_Gp00 | A3 -Florencia 33 kV | All generators | 0.97 | ind | Dorada - Magdalena 115 kV | m:P:bus2 in MW | -40.5577 | ElmLne
2026 | 2026_DzMD_GzMN_Dp00_Gp00 | A3 -Florencia 33 kV | All generators | 0.98 | ind | Dorada - Magdalena 115 kV | m:P:bus2 in MW | -40.5458 | ElmLne
2026 | 2026_DzMD_GzMN_Dp00_Gp00 | A3 -Florencia 33 kV | All generators | 0.99 | ind | Dorada - Magdalena 115 kV | m:P:bus2 in MW | -40.5297 | ElmLne
2026 | 2026_DzMD_GzMN_Dp00_Gp00 | A3 -Florencia 33 kV | All generators | 1 | ind | Dorada - Magdalena 115 kV | m:P:bus2 in MW | -40.4874 | ElmLne
2026 | 2026_DzMD_GzMN_Dp00_Gp00 | A3 -Florencia 33 kV | All generators | 0.9 | ind | Dorada - Magdalena 115 kV | m:Q:bus1 in Mvar | 2.8902 | ElmLne
2026 | 2026_DzMD_GzMN_Dp00_Gp00 | A3 -Florencia 33 kV | All generators | 0.91 | ind | Dorada - Magdalena 115 kV | m:Q:bus1 in Mvar | 2.8663 | ElmLne
2026 | 2026_DzMD_GzMN_Dp00_Gp00 | A3 -Florencia 33 kV | All generators | 0.92 | ind | Dorada - Magdalena 115 kV | m:Q:bus1 in Mvar | 2.8415 | ElmLne
2026 | 2026_DzMD_GzMN_Dp00_Gp00 | A3 -Florencia 33 kV | All generators | 0.93 | ind | Dorada - Magdalena 115 kV | m:Q:bus1 in Mvar | 2.8152 | ElmLne
2026 | 2026_DzMD_GzMN_Dp00_Gp00 | A3 -Florencia 33 kV | All generators | 0.94 | ind | Dorada - Magdalena 115 kV | m:Q:bus1 in Mvar | 2.7873 | ElmLne
2026 | 2026_DzMD_GzMN_Dp00_Gp00 | A3 -Florencia 33 kV | All generators | 0.95 | ind | Dorada - Magdalena 115 kV | m:Q:bus1 in Mvar | 2.7572 | ElmLne
2026 | 2026_DzMD_GzMN_Dp00_Gp00 | A3 -Florencia 33 kV | All generators | 0.96 | ind | Dorada - Magdalena 115 kV | m:Q:bus1 in Mvar | 2.7241 | ElmLne
2026 | 2026_DzMD_GzMN_Dp00_Gp00 | A3 -Florencia 33 kV | All generators | 0.97 | ind | Dorada - Magdalena 115 kV | m:Q:bus1 in Mvar | 2.6866 | ElmLne
2026 | 2026_DzMD_GzMN_Dp00_Gp00 | A3 -Florencia 33 kV | All generators | 0.98 | ind | Dorada - Magdalena 115 kV | m:Q:bus1 in Mvar | 2.6421 | ElmLne
2026 | 2026_DzMD_GzMN_Dp00_Gp00 | A3 -Florencia 33 kV | All generators | 0.99 | ind | Dorada - Magdalena 115 kV | m:Q:bus1 in Mvar | 2.5837 | ElmLne
2026 | 2026_DzMD_GzMN_Dp00_Gp00 | A3 -Florencia 33 kV | All generators | 1 | ind | Dorada - Magdalena 115 kV | m:Q:bus1 in Mvar | 2.4371 | ElmLne
2026 | 2026_DzMD_GzMN_Dp00_Gp00 | A3 -Florencia 33 kV | All generators | 0.9 | ind | Dorada - Magdalena 115 kV | m:Q:bus2 in Mvar | -2.822 | ElmLne
2026 | 2026_DzMD_GzMN_Dp00_Gp00 | A3 -Florencia 33 kV | All generators | 0.91 | ind | Dorada - Magdalena 115 kV | m:Q:bus2 in Mvar | -2.7982 | ElmLne
2026 | 2026_DzMD_GzMN_Dp00_Gp00 | A3 -Florencia 33 kV | All generators | 0.92 | ind | Dorada - Magdalena 115 kV | m:Q:bus2 in Mvar | -2.7733 | ElmLne
2026 | 2026_DzMD_GzMN_Dp00_Gp00 | A3 -Florencia 33 kV | All generators | 0.93 | ind | Dorada - Magdalena 115 kV | m:Q:bus2 in Mvar | -2.747 | ElmLne
2026 | 2026_DzMD_GzMN_Dp00_Gp00 | A3 -Florencia 33 kV | All generators | 0.94 | ind | Dorada - Magdalena 115 kV | m:Q:bus2 in Mvar | -2.7191 | ElmLne
2026 | 2026_DzMD_GzMN_Dp00_Gp00 | A3 -Florencia 33 kV | All generators | 0.95 | ind | Dorada - Magdalena 115 kV | m:Q:bus2 in Mvar | -2.6889 | ElmLne
2026 | 2026_DzMD_GzMN_Dp00_Gp00 | A3 -Florencia 33 kV | All generators | 0.96 | ind | Dorada - Magdalena 115 kV | m:Q:bus2 in Mvar | -2.6558 | ElmLne
2026 | 2026_DzMD_GzMN_Dp00_Gp00 | A3 -Florencia 33 kV | All generators | 0.97 | ind | Dorada - Magdalena 115 kV | m:Q:bus2 in Mvar | -2.6183 | ElmLne
2026 | 2026_DzMD_GzMN_Dp00_Gp00 | A3 -Florencia 33 kV | All generators | 0.98 | ind | Dorada - Magdalena 115 kV | m:Q:bus2 in Mvar | -2.5737 | ElmLne
2026 | 2026_DzMD_GzMN_Dp00_Gp00 | A3 -Florencia 33 kV | All generators | 0.99 | ind | Dorada - Magdalena 115 kV | m:Q:bus2 in Mvar | -2.5153 | ElmLne
2026 | 2026_DzMD_GzMN_Dp00_Gp00 | A3 -Florencia 33 kV | All generators | 1 | ind | Dorada - Magdalena 115 kV | m:Q:bus2 in Mvar | -2.3686 | ElmLne
2026 | 2026_DzMD_GzMN_Dp00_Gp00 | A3 -Florencia 33 kV | All generators | 0.9 | ind | Dorada - Magdalena 115 kV | m:cosphi:bus1 | 0.99749 | ElmLne
2026 | 2026_DzMD_GzMN_Dp00_Gp00 | A3 -Florencia 33 kV | All generators | 0.91 | ind | Dorada - Magdalena 115 kV | m:cosphi:bus1 | 0.99753 | ElmLne
2026 | 2026_DzMD_GzMN_Dp00_Gp00 | A3 -Florencia 33 kV | All generators | 0.92 | ind | Dorada - Magdalena 115 kV | m:cosphi:bus1 | 0.99757 | ElmLne
2026 | 2026_DzMD_GzMN_Dp00_Gp00 | A3 -Florencia 33 kV | All generators | 0.93 | ind | Dorada - Magdalena 115 kV | m:cosphi:bus1 | 0.99761 | ElmLne
2026 | 2026_DzMD_GzMN_Dp00_Gp00 | A3 -Florencia 33 kV | All generators | 0.94 | ind | Dorada - Magdalena 115 kV | m:cosphi:bus1 | 0.99766 | ElmLne
2026 | 2026_DzMD_GzMN_Dp00_Gp00 | A3 -Florencia 33 kV | All generators | 0.95 | ind | Dorada - Magdalena 115 kV | m:cosphi:bus1 | 0.99771 | ElmLne
2026 | 2026_DzMD_GzMN_Dp00_Gp00 | A3 -Florencia 33 kV | All generators | 0.96 | ind | Dorada - Magdalena 115 kV | m:cosphi:bus1 | 0.99776 | ElmLne
2026 | 2026_DzMD_GzMN_Dp00_Gp00 | A3 -Florencia 33 kV | All generators | 0.97 | ind | Dorada - Magdalena 115 kV | m:cosphi:bus1 | 0.99782 | ElmLne
2026 | 2026_DzMD_GzMN_Dp00_Gp00 | A3 -Florencia 33 kV | All generators | 0.98 | ind | Dorada - Magdalena 115 kV | m:cosphi:bus1 | 0.99789 | ElmLne
2026 | 2026_DzMD_GzMN_Dp00_Gp00 | A3 -Florencia 33 kV | All generators | 0.99 | ind | Dorada - Magdalena 115 kV | m:cosphi:bus1 | 0.99798 | ElmLne
2026 | 2026_DzMD_GzMN_Dp00_Gp00 | A3 -Florencia 33 kV | All generators | 1 | ind | Dorada - Magdalena 115 kV | m:cosphi:bus1 | 0.9982 | ElmLne
2026 | 2026_DzMD_GzMN_Dp00_Gp00 | A3 -Florencia 33 kV | All generators | 0.9 | ind | Dorada - Magdalena 115 kV | m:cosphi:bus2 | -0.99759 | ElmLne
2026 | 2026_DzMD_GzMN_Dp00_Gp00 | A3 -Florencia 33 kV | All generators | 0.91 | ind | Dorada - Magdalena 115 kV | m:cosphi:bus2 | -0.99763 | ElmLne
2026 | 2026_DzMD_GzMN_Dp00_Gp00 | A3 -Florencia 33 kV | All generators | 0.92 | ind | Dorada - Magdalena 115 kV | m:cosphi:bus2 | -0.99767 | ElmLne
2026 | 2026_DzMD_GzMN_Dp00_Gp00 | A3 -Florencia 33 kV | All generators | 0.93 | ind | Dorada - Magdalena 115 kV | m:cosphi:bus2 | -0.99772 | ElmLne
2026 | 2026_DzMD_GzMN_Dp00_Gp00 | A3 -Florencia 33 kV | All generators | 0.94 | ind | Dorada - Magdalena 115 kV | m:cosphi:bus2 | -0.99776 | ElmLne
2026 | 2026_DzMD_GzMN_Dp00_Gp00 | A3 -Florencia 33 kV | All generators | 0.95 | ind | Dorada - Magdalena 115 kV | m:cosphi:bus2 | -0.99781 | ElmLne
2026 | 2026_DzMD_GzMN_Dp00_Gp00 | A3 -Florencia 33 kV | All generators | 0.96 | ind | Dorada - Magdalena 115 kV | m:cosphi:bus2 | -0.99786 | ElmLne
2026 | 2026_DzMD_GzMN_Dp00_Gp00 | A3 -Florencia 33 kV | All generators | 0.97 | ind | Dorada - Magdalena 115 kV | m:cosphi:bus2 | -0.99792 | ElmLne
2026 | 2026_DzMD_GzMN_Dp00_Gp00 | A3 -Florencia 33 kV | All generators | 0.98 | ind | Dorada - Magdalena 115 kV | m:cosphi:bus2 | -0.99799 | ElmLne
2026 | 2026_DzMD_GzMN_Dp00_Gp00 | A3 -Florencia 33 kV | All generators | 0.99 | ind | Dorada - Magdalena 115 kV | m:cosphi:bus2 | -0.99808 | ElmLne
2026 | 2026_DzMD_GzMN_Dp00_Gp00 | A3 -Florencia 33 kV | All generators | 1 | ind | Dorada - Magdalena 115 kV | m:cosphi:bus2 | -0.99829 | ElmLne
2026 | 2026_DzMD_GzMN_Dp00_Gp00 | A3 -Florencia 33 kV | All generators | 0.9 | ind | Mariquita - Victoria 2 115 | m:P:bus1 in MW | 8.1449 | ElmLne
2026 | 2026_DzMD_GzMN_Dp00_Gp00 | A3 -Florencia 33 kV | All generators | 0.91 | ind | Mariquita - Victoria 2 115 | m:P:bus1 in MW | 8.1474 | ElmLne
2026 | 2026_DzMD_GzMN_Dp00_Gp00 | A3 -Florencia 33 kV | All generators | 0.92 | ind | Mariquita - Victoria 2 115 | m:P:bus1 in MW | 8.15 | ElmLne
2026 | 2026_DzMD_GzMN_Dp00_Gp00 | A3 -Florencia 33 kV | All generators | 0.93 | ind | Mariquita - Victoria 2 115 | m:P:bus1 in MW | 8.1527 | ElmLne
2026 | 2026_DzMD_GzMN_Dp00_Gp00 | A3 -Florencia 33 kV | All generators | 0.94 | ind | Mariquita - Victoria 2 115 | m:P:bus1 in MW | 8.1555 | ElmLne
2026 | 2026_DzMD_GzMN_Dp00_Gp00 | A3 -Florencia 33 kV | All generators | 0.95 | ind | Mariquita - Victoria 2 115 | m:P:bus1 in MW | 8.1586 | ElmLne
2026 | 2026_DzMD_GzMN_Dp00_Gp00 | A3 -Florencia 33 kV | All generators | 0.96 | ind | Mariquita - Victoria 2 115 | m:P:bus1 in MW | 8.1618 | ElmLne
2026 | 2026_DzMD_GzMN_Dp00_Gp00 | A3 -Florencia 33 kV | All generators | 0.97 | ind | Mariquita - Victoria 2 115 | m:P:bus1 in MW | 8.1655 | ElmLne
2026 | 2026_DzMD_GzMN_Dp00_Gp00 | A3 -Florencia 33 kV | All generators | 0.98 | ind | Mariquita - Victoria 2 115 | m:P:bus1 in MW | 8.1697 | ElmLne
2026 | 2026_DzMD_GzMN_Dp00_Gp00 | A3 -Florencia 33 kV | All generators | 0.99 | ind | Mariquita - Victoria 2 115 | m:P:bus1 in MW | 8.1751 | ElmLne
2026 | 2026_DzMD_GzMN_Dp00_Gp00 | A3 -Florencia 33 kV | All generators | 1 | ind | Mariquita - Victoria 2 115 | m:P:bus1 in MW | 8.188 | ElmLne
2026 | 2026_DzMD_GzMN_Dp00_Gp00 | A3 -Florencia 33 kV | All generators | 0.9 | ind | Mariquita - Victoria 2 115 | m:P:bus2 in MW | -8.1166 | ElmLne
2026 | 2026_DzMD_GzMN_Dp00_Gp00 | A3 -Florencia 33 kV | All generators | 0.91 | ind | Mariquita - Victoria 2 115 | m:P:bus2 in MW | -8.1191 | ElmLne
2026 | 2026_DzMD_GzMN_Dp00_Gp00 | A3 -Florencia 33 kV | All generators | 0.92 | ind | Mariquita - Victoria 2 115 | m:P:bus2 in MW | -8.1217 | ElmLne
2026 | 2026_DzMD_GzMN_Dp00_Gp00 | A3 -Florencia 33 kV | All generators | 0.93 | ind | Mariquita - Victoria 2 115 | m:P:bus2 in MW | -8.1244 | ElmLne
2026 | 2026_DzMD_GzMN_Dp00_Gp00 | A3 -Florencia 33 kV | All generators | 0.94 | ind | Mariquita - Victoria 2 115 | m:P:bus2 in MW | -8.1272 | ElmLne
2026 | 2026_DzMD_GzMN_Dp00_Gp00 | A3 -Florencia 33 kV | All generators | 0.95 | ind | Mariquita - Victoria 2 115 | m:P:bus2 in MW | -8.1302 | ElmLne
2026 | 2026_DzMD_GzMN_Dp00_Gp00 | A3 -Florencia 33 kV | All generators | 0.96 | ind | Mariquita - Victoria 2 115 | m:P:bus2 in MW | -8.1334 | ElmLne
2026 | 2026_DzMD_GzMN_Dp00_Gp00 | A3 -Florencia 33 kV | All generators | 0.97 | ind | Mariquita - Victoria 2 115 | m:P:bus2 in MW | -8.137 | ElmLne
2026 | 2026_DzMD_GzMN_Dp00_Gp00 | A3 -Florencia 33 kV | All generators | 0.98 | ind | Mariquita - Victoria 2 115 | m:P:bus2 in MW | -8.1412 | ElmLne
2026 | 2026_DzMD_GzMN_Dp00_Gp00 | A3 -Florencia 33 kV | All generators | 0.99 | ind | Mariquita - Victoria 2 115 | m:P:bus2 in MW | -8.1465 | ElmLne
2026 | 2026_DzMD_GzMN_Dp00_Gp00 | A3 -Florencia 33 kV | All generators | 1 | ind | Mariquita - Victoria 2 115 | m:P:bus2 in MW | -8.1592 | ElmLne
2026 | 2026_DzMD_GzMN_Dp00_Gp00 | A3 -Florencia 33 kV | All generators | 0.9 | ind | Mariquita - Victoria 2 115 | m:Q:bus1 in Mvar | -8.5075 | ElmLne
2026 | 2026_DzMD_GzMN_Dp00_Gp00 | A3 -Florencia 33 kV | All generators | 0.91 | ind | Mariquita - Victoria 2 115 | m:Q:bus1 in Mvar | -8.511 | ElmLne
2026 | 2026_DzMD_GzMN_Dp00_Gp00 | A3 -Florencia 33 kV | All generators | 0.92 | ind | Mariquita - Victoria 2 115 | m:Q:bus1 in Mvar | -8.5145 | ElmLne
2026 | 2026_DzMD_GzMN_Dp00_Gp00 | A3 -Florencia 33 kV | All generators | 0.93 | ind | Mariquita - Victoria 2 115 | m:Q:bus1 in Mvar | -8.5183 | ElmLne
2026 | 2026_DzMD_GzMN_Dp00_Gp00 | A3 -Florencia 33 kV | All generators | 0.94 | ind | Mariquita - Victoria 2 115 | m:Q:bus1 in Mvar | -8.5223 | ElmLne
2026 | 2026_DzMD_GzMN_Dp00_Gp00 | A3 -Florencia 33 kV | All generators | 0.95 | ind | Mariquita - Victoria 2 115 | m:Q:bus1 in Mvar | -8.5267 | ElmLne
2026 | 2026_DzMD_GzMN_Dp00_Gp00 | A3 -Florencia 33 kV | All generators | 0.96 | ind | Mariquita - Victoria 2 115 | m:Q:bus1 in Mvar | -8.5315 | ElmLne
2026 | 2026_DzMD_GzMN_Dp00_Gp00 | A3 -Florencia 33 kV | All generators | 0.97 | ind | Mariquita - Victoria 2 115 | m:Q:bus1 in Mvar | -8.5369 | ElmLne
2026 | 2026_DzMD_GzMN_Dp00_Gp00 | A3 -Florencia 33 kV | All generators | 0.98 | ind | Mariquita - Victoria 2 115 | m:Q:bus1 in Mvar | -8.5433 | ElmLne
2026 | 2026_DzMD_GzMN_Dp00_Gp00 | A3 -Florencia 33 kV | All generators | 0.99 | ind | Mariquita - Victoria 2 115 | m:Q:bus1 in Mvar | -8.5518 | ElmLne
2026 | 2026_DzMD_GzMN_Dp00_Gp00 | A3 -Florencia 33 kV | All generators | 1 | ind | Mariquita - Victoria 2 115 | m:Q:bus1 in Mvar | -8.5731 | ElmLne
2026 | 2026_DzMD_GzMN_Dp00_Gp00 | A3 -Florencia 33 kV | All generators | 0.9 | ind | Mariquita - Victoria 2 115 | m:Q:bus2 in Mvar | 7.9218 | ElmLne
2026 | 2026_DzMD_GzMN_Dp00_Gp00 | A3 -Florencia 33 kV | All generators | 0.91 | ind | Mariquita - Victoria 2 115 | m:Q:bus2 in Mvar | 7.9255 | ElmLne
2026 | 2026_DzMD_GzMN_Dp00_Gp00 | A3 -Florencia 33 kV | All generators | 0.92 | ind | Mariquita - Victoria 2 115 | m:Q:bus2 in Mvar | 7.9294 | ElmLne
2026 | 2026_DzMD_GzMN_Dp00_Gp00 | A3 -Florencia 33 kV | All generators | 0.93 | ind | Mariquita - Victoria 2 115 | m:Q:bus2 in Mvar | 7.9335 | ElmLne
2026 | 2026_DzMD_GzMN_Dp00_Gp00 | A3 -Florencia 33 kV | All generators | 0.94 | ind | Mariquita - Victoria 2 115 | m:Q:bus2 in Mvar | 7.9378 | ElmLne
2026 | 2026_DzMD_GzMN_Dp00_Gp00 | A3 -Florencia 33 kV | All generators | 0.95 | ind | Mariquita - Victoria 2 115 | m:Q:bus2 in Mvar | 7.9425 | ElmLne
2026 | 2026_DzMD_GzMN_Dp00_Gp00 | A3 -Florencia 33 kV | All generators | 0.96 | ind | Mariquita - Victoria 2 115 | m:Q:bus2 in Mvar | 7.9477 | ElmLne
2026 | 2026_DzMD_GzMN_Dp00_Gp00 | A3 -Florencia 33 kV | All generators | 0.97 | ind | Mariquita - Victoria 2 115 | m:Q:bus2 in Mvar | 7.9535 | ElmLne
2026 | 2026_DzMD_GzMN_Dp00_Gp00 | A3 -Florencia 33 kV | All generators | 0.98 | ind | Mariquita - Victoria 2 115 | m:Q:bus2 in Mvar | 7.9605 | ElmLne
2026 | 2026_DzMD_GzMN_Dp00_Gp00 | A3 -Florencia 33 kV | All generators | 0.99 | ind | Mariquita - Victoria 2 115 | m:Q:bus2 in Mvar | 7.9697 | ElmLne
2026 | 2026_DzMD_GzMN_Dp00_Gp00 | A3 -Florencia 33 kV | All generators | 1 | ind | Mariquita - Victoria 2 115 | m:Q:bus2 in Mvar | 7.9927 | ElmLne
2026 | 2026_DzMD_GzMN_Dp00_Gp00 | A3 -Florencia 33 kV | All generators | 0.9 | ind | Mariquita - Victoria 2 115 | m:cosphi:bus1 | 0.69154 | ElmLne
2026 | 2026_DzMD_GzMN_Dp00_Gp00 | A3 -Florencia 33 kV | All generators | 0.91 | ind | Mariquita - Victoria 2 115 | m:cosphi:bus1 | 0.69151 | ElmLne
2026 | 2026_DzMD_GzMN_Dp00_Gp00 | A3 -Florencia 33 kV | All generators | 0.92 | ind | Mariquita - Victoria 2 115 | m:cosphi:bus1 | 0.69147 | ElmLne
2026 | 2026_DzMD_GzMN_Dp00_Gp00 | A3 -Florencia 33 kV | All generators | 0.93 | ind | Mariquita - Victoria 2 115 | m:cosphi:bus1 | 0.69143 | ElmLne
2026 | 2026_DzMD_GzMN_Dp00_Gp00 | A3 -Florencia 33 kV | All generators | 0.94 | ind | Mariquita - Victoria 2 115 | m:cosphi:bus1 | 0.69139 | ElmLne
2026 | 2026_DzMD_GzMN_Dp00_Gp00 | A3 -Florencia 33 kV | All generators | 0.95 | ind | Mariquita - Victoria 2 115 | m:cosphi:bus1 | 0.69134 | ElmLne
2026 | 2026_DzMD_GzMN_Dp00_Gp00 | A3 -Florencia 33 kV | All generators | 0.96 | ind | Mariquita - Victoria 2 115 | m:cosphi:bus1 | 0.69128 | ElmLne
2026 | 2026_DzMD_GzMN_Dp00_Gp00 | A3 -Florencia 33 kV | All generators | 0.97 | ind | Mariquita - Victoria 2 115 | m:cosphi:bus1 | 0.69121 | ElmLne
2026 | 2026_DzMD_GzMN_Dp00_Gp00 | A3 -Florencia 33 kV | All generators | 0.98 | ind | Mariquita - Victoria 2 115 | m:cosphi:bus1 | 0.69113 | ElmLne
2026 | 2026_DzMD_GzMN_Dp00_Gp00 | A3 -Florencia 33 kV | All generators | 0.99 | ind | Mariquita - Victoria 2 115 | m:cosphi:bus1 | 0.69101 | ElmLne
2026 | 2026_DzMD_GzMN_Dp00_Gp00 | A3 -Florencia 33 kV | All generators | 1 | ind | Mariquita - Victoria 2 115 | m:cosphi:bus1 | 0.69068 | ElmLne
2026 | 2026_DzMD_GzMN_Dp00_Gp00 | A3 -Florencia 33 kV | All generators | 0.9 | ind | Mariquita - Victoria 2 115 | m:cosphi:bus2 | -0.71564 | ElmLne
2026 | 2026_DzMD_GzMN_Dp00_Gp00 | A3 -Florencia 33 kV | All generators | 0.91 | ind | Mariquita - Victoria 2 115 | m:cosphi:bus2 | -0.71559 | ElmLne
2026 | 2026_DzMD_GzMN_Dp00_Gp00 | A3 -Florencia 33 kV | All generators | 0.92 | ind | Mariquita - Victoria 2 115 | m:cosphi:bus2 | -0.71553 | ElmLne
2026 | 2026_DzMD_GzMN_Dp00_Gp00 | A3 -Florencia 33 kV | All generators | 0.93 | ind | Mariquita - Victoria 2 115 | m:cosphi:bus2 | -0.71546 | ElmLne
2026 | 2026_DzMD_GzMN_Dp00_Gp00 | A3 -Florencia 33 kV | All generators | 0.94 | ind | Mariquita - Victoria 2 115 | m:cosphi:bus2 | -0.71539 | ElmLne
2026 | 2026_DzMD_GzMN_Dp00_Gp00 | A3 -Florencia 33 kV | All generators | 0.95 | ind | Mariquita - Victoria 2 115 | m:cosphi:bus2 | -0.71531 | ElmLne
2026 | 2026_DzMD_GzMN_Dp00_Gp00 | A3 -Florencia 33 kV | All generators | 0.96 | ind | Mariquita - Victoria 2 115 | m:cosphi:bus2 | -0.71522 | ElmLne
2026 | 2026_DzMD_GzMN_Dp00_Gp00 | A3 -Florencia 33 kV | All generators | 0.97 | ind | Mariquita - Victoria 2 115 | m:cosphi:bus2 | -0.71512 | ElmLne
2026 | 2026_DzMD_GzMN_Dp00_Gp00 | A3 -Florencia 33 kV | All generators | 0.98 | ind | Mariquita - Victoria 2 115 | m:cosphi:bus2 | -0.71499 | ElmLne
2026 | 2026_DzMD_GzMN_Dp00_Gp00 | A3 -Florencia 33 kV | All generators | 0.99 | ind | Mariquita - Victoria 2 115 | m:cosphi:bus2 | -0.71482 | ElmLne
2026 | 2026_DzMD_GzMN_Dp00_Gp00 | A3 -Florencia 33 kV | All generators | 1 | ind | Mariquita - Victoria 2 115 | m:cosphi:bus2 | -0.71436 | ElmLne
2026 | 2026_DzMD_GzMN_Dp00_Gp00 | A3 -Florencia 33 kV | All generators | 0.9 | ind | Dorada 115/33/13.8 kV | m:P:bushv in MW | 7.9871 | ElmTr3
2026 | 2026_DzMD_GzMN_Dp00_Gp00 | A3 -Florencia 33 kV | All generators | 0.91 | ind | Dorada 115/33/13.8 kV | m:P:bushv in MW | 7.9792 | ElmTr3
2026 | 2026_DzMD_GzMN_Dp00_Gp00 | A3 -Florencia 33 kV | All generators | 0.92 | ind | Dorada 115/33/13.8 kV | m:P:bushv in MW | 7.9713 | ElmTr3
2026 | 2026_DzMD_GzMN_Dp00_Gp00 | A3 -Florencia 33 kV | All generators | 0.93 | ind | Dorada 115/33/13.8 kV | m:P:bushv in MW | 7.9632 | ElmTr3
2026 | 2026_DzMD_GzMN_Dp00_Gp00 | A3 -Florencia 33 kV | All generators | 0.94 | ind | Dorada 115/33/13.8 kV | m:P:bushv in MW | 7.9549 | ElmTr3
2026 | 2026_DzMD_GzMN_Dp00_Gp00 | A3 -Florencia 33 kV | All generators | 0.95 | ind | Dorada 115/33/13.8 kV | m:P:bushv in MW | 7.9464 | ElmTr3
2026 | 2026_DzMD_GzMN_Dp00_Gp00 | A3 -Florencia 33 kV | All generators | 0.96 | ind | Dorada 115/33/13.8 kV | m:P:bushv in MW | 7.9375 | ElmTr3
2026 | 2026_DzMD_GzMN_Dp00_Gp00 | A3 -Florencia 33 kV | All generators | 0.97 | ind | Dorada 115/33/13.8 kV | m:P:bushv in MW | 7.928 | ElmTr3
2026 | 2026_DzMD_GzMN_Dp00_Gp00 | A3 -Florencia 33 kV | All generators | 0.98 | ind | Dorada 115/33/13.8 kV | m:P:bushv in MW | 7.9175 | ElmTr3
2026 | 2026_DzMD_GzMN_Dp00_Gp00 | A3 -Florencia 33 kV | All generators | 0.99 | ind | Dorada 115/33/13.8 kV | m:P:bushv in MW | 7.9051 | ElmTr3
2026 | 2026_DzMD_GzMN_Dp00_Gp00 | A3 -Florencia 33 kV | All generators | 1 | ind | Dorada 115/33/13.8 kV | m:P:bushv in MW | 7.8806 | ElmTr3
2026 | 2026_DzMD_GzMN_Dp00_Gp00 | A3 -Florencia 33 kV | All generators | 0.9 | ind | Dorada 115/33/13.8 kV | m:Q:bushv in Mvar | 3.8185 | ElmTr3
2026 | 2026_DzMD_GzMN_Dp00_Gp00 | A3 -Florencia 33 kV | All generators | 0.91 | ind | Dorada 115/33/13.8 kV | m:Q:bushv in Mvar | 3.8806 | ElmTr3
2026 | 2026_DzMD_GzMN_Dp00_Gp00 | A3 -Florencia 33 kV | All generators | 0.92 | ind | Dorada 115/33/13.8 kV | m:Q:bushv in Mvar | 3.9455 | ElmTr3
2026 | 2026_DzMD_GzMN_Dp00_Gp00 | A3 -Florencia 33 kV | All generators | 0.93 | ind | Dorada 115/33/13.8 kV | m:Q:bushv in Mvar | 4.0139 | ElmTr3
2026 | 2026_DzMD_GzMN_Dp00_Gp00 | A3 -Florencia 33 kV | All generators | 0.94 | ind | Dorada 115/33/13.8 kV | m:Q:bushv in Mvar | 4.0867 | ElmTr3
2026 | 2026_DzMD_GzMN_Dp00_Gp00 | A3 -Florencia 33 kV | All generators | 0.95 | ind | Dorada 115/33/13.8 kV | m:Q:bushv in Mvar | 4.1652 | ElmTr3
2026 | 2026_DzMD_GzMN_Dp00_Gp00 | A3 -Florencia 33 kV | All generators | 0.96 | ind | Dorada 115/33/13.8 kV | m:Q:bushv in Mvar | 4.2517 | ElmTr3
2026 | 2026_DzMD_GzMN_Dp00_Gp00 | A3 -Florencia 33 kV | All generators | 0.97 | ind | Dorada 115/33/13.8 kV | m:Q:bushv in Mvar | 4.3495 | ElmTr3
2026 | 2026_DzMD_GzMN_Dp00_Gp00 | A3 -Florencia 33 kV | All generators | 0.98 | ind | Dorada 115/33/13.8 kV | m:Q:bushv in Mvar | 4.4656 | ElmTr3
2026 | 2026_DzMD_GzMN_Dp00_Gp00 | A3 -Florencia 33 kV | All generators | 0.99 | ind | Dorada 115/33/13.8 kV | m:Q:bushv in Mvar | 4.6182 | ElmTr3
2026 | 2026_DzMD_GzMN_Dp00_Gp00 | A3 -Florencia 33 kV | All generators | 1 | ind | Dorada 115/33/13.8 kV | m:Q:bushv in Mvar | 5.0012 | ElmTr3
2026 | 2026_DzMD_GzMN_Dp00_Gp00 | A3 -Florencia 33 kV | All generators | 0.9 | ind | Dorada 115/33/13.8 kV | m:cosphi:bushv | 0.9022 | ElmTr3
2026 | 2026_DzMD_GzMN_Dp00_Gp00 | A3 -Florencia 33 kV | All generators | 0.91 | ind | Dorada 115/33/13.8 kV | m:cosphi:bushv | 0.89929 | ElmTr3
2026 | 2026_DzMD_GzMN_Dp00_Gp00 | A3 -Florencia 33 kV | All generators | 0.92 | ind | Dorada 115/33/13.8 kV | m:cosphi:bushv | 0.89623 | ElmTr3
2026 | 2026_DzMD_GzMN_Dp00_Gp00 | A3 -Florencia 33 kV | All generators | 0.93 | ind | Dorada 115/33/13.8 kV | m:cosphi:bushv | 0.89298 | ElmTr3
2026 | 2026_DzMD_GzMN_Dp00_Gp00 | A3 -Florencia 33 kV | All generators | 0.94 | ind | Dorada 115/33/13.8 kV | m:cosphi:bushv | 0.88949 | ElmTr3
2026 | 2026_DzMD_GzMN_Dp00_Gp00 | A3 -Florencia 33 kV | All generators | 0.95 | ind | Dorada 115/33/13.8 kV | m:cosphi:bushv | 0.8857 | ElmTr3
2026 | 2026_DzMD_GzMN_Dp00_Gp00 | A3 -Florencia 33 kV | All generators | 0.96 | ind | Dorada 115/33/13.8 kV | m:cosphi:bushv | 0.88151 | ElmTr3
2026 | 2026_DzMD_GzMN_Dp00_Gp00 | A3 -Florencia 33 kV | All generators | 0.97 | ind | Dorada 115/33/13.8 kV | m:cosphi:bushv | 0.87673 | ElmTr3
2026 | 2026_DzMD_GzMN_Dp00_Gp00 | A3 -Florencia 33 kV | All generators | 0.98 | ind | Dorada 115/33/13.8 kV | m:cosphi:bushv | 0.87101 | ElmTr3
2026 | 2026_DzMD_GzMN_Dp00_Gp00 | A3 -Florencia 33 kV | All generators | 0.99 | ind | Dorada 115/33/13.8 kV | m:cosphi:bushv | 0.86345 | ElmTr3
2026 | 2026_DzMD_GzMN_Dp00_Gp00 | A3 -Florencia 33 kV | All generators | 1 | ind | Dorada 115/33/13.8 kV | m:cosphi:bushv | 0.84433 | ElmTr3
2026 | 2026_DzMD_GzMN_Dp00_Gp00 | A3 -Florencia 33 kV | All generators | 0.9 | ind | Manzanares 115/33/13.8 kV | m:P:bushv in MW | -5.3301 | ElmTr3
2026 | 2026_DzMD_GzMN_Dp00_Gp00 | A3 -Florencia 33 kV | All generators | 0.91 | ind | Manzanares 115/33/13.8 kV | m:P:bushv in MW | -5.3258 | ElmTr3
2026 | 2026_DzMD_GzMN_Dp00_Gp00 | A3 -Florencia 33 kV | All generators | 0.92 | ind | Manzanares 115/33/13.8 kV | m:P:bushv in MW | -5.3206 | ElmTr3
2026 | 2026_DzMD_GzMN_Dp00_Gp00 | A3 -Florencia 33 kV | All generators | 0.93 | ind | Manzanares 115/33/13.8 kV | m:P:bushv in MW | -5.3141 | ElmTr3
2026 | 2026_DzMD_GzMN_Dp00_Gp00 | A3 -Florencia 33 kV | All generators | 0.94 | ind | Manzanares 115/33/13.8 kV | m:P:bushv in MW | -5.3063 | ElmTr3
2026 | 2026_DzMD_GzMN_Dp00_Gp00 | A3 -Florencia 33 kV | All generators | 0.95 | ind | Manzanares 115/33/13.8 kV | m:P:bushv in MW | -5.2967 | ElmTr3
2026 | 2026_DzMD_GzMN_Dp00_Gp00 | A3 -Florencia 33 kV | All generators | 0.96 | ind | Manzanares 115/33/13.8 kV | m:P:bushv in MW | -5.2848 | ElmTr3
2026 | 2026_DzMD_GzMN_Dp00_Gp00 | A3 -Florencia 33 kV | All generators | 0.97 | ind | Manzanares 115/33/13.8 kV | m:P:bushv in MW | -5.2695 | ElmTr3
2026 | 2026_DzMD_GzMN_Dp00_Gp00 | A3 -Florencia 33 kV | All generators | 0.98 | ind | Manzanares 115/33/13.8 kV | m:P:bushv in MW | -5.249 | ElmTr3
2026 | 2026_DzMD_GzMN_Dp00_Gp00 | A3 -Florencia 33 kV | All generators | 0.99 | ind | Manzanares 115/33/13.8 kV | m:P:bushv in MW | -5.2182 | ElmTr3
2026 | 2026_DzMD_GzMN_Dp00_Gp00 | A3 -Florencia 33 kV | All generators | 1 | ind | Manzanares 115/33/13.8 kV | m:P:bushv in MW | -5.121 | ElmTr3
2026 | 2026_DzMD_GzMN_Dp00_Gp00 | A3 -Florencia 33 kV | All generators | 0.9 | ind | Manzanares 115/33/13.8 kV | m:Q:bushv in Mvar | -0.90763 | ElmTr3
2026 | 2026_DzMD_GzMN_Dp00_Gp00 | A3 -Florencia 33 kV | All generators | 0.91 | ind | Manzanares 115/33/13.8 kV | m:Q:bushv in Mvar | -0.71778 | ElmTr3
2026 | 2026_DzMD_GzMN_Dp00_Gp00 | A3 -Florencia 33 kV | All generators | 0.92 | ind | Manzanares 115/33/13.8 kV | m:Q:bushv in Mvar | -0.51956 | ElmTr3
2026 | 2026_DzMD_GzMN_Dp00_Gp00 | A3 -Florencia 33 kV | All generators | 0.93 | ind | Manzanares 115/33/13.8 kV | m:Q:bushv in Mvar | -0.31093 | ElmTr3
2026 | 2026_DzMD_GzMN_Dp00_Gp00 | A3 -Florencia 33 kV | All generators | 0.94 | ind | Manzanares 115/33/13.8 kV | m:Q:bushv in Mvar | -0.089105 | ElmTr3
2026 | 2026_DzMD_GzMN_Dp00_Gp00 | A3 -Florencia 33 kV | All generators | 0.95 | ind | Manzanares 115/33/13.8 kV | m:Q:bushv in Mvar | 0.14998 | ElmTr3
2026 | 2026_DzMD_GzMN_Dp00_Gp00 | A3 -Florencia 33 kV | All generators | 0.96 | ind | Manzanares 115/33/13.8 kV | m:Q:bushv in Mvar | 0.41257 | ElmTr3
2026 | 2026_DzMD_GzMN_Dp00_Gp00 | A3 -Florencia 33 kV | All generators | 0.97 | ind | Manzanares 115/33/13.8 kV | m:Q:bushv in Mvar | 0.70926 | ElmTr3
2026 | 2026_DzMD_GzMN_Dp00_Gp00 | A3 -Florencia 33 kV | All generators | 0.98 | ind | Manzanares 115/33/13.8 kV | m:Q:bushv in Mvar | 1.0609 | ElmTr3
2026 | 2026_DzMD_GzMN_Dp00_Gp00 | A3 -Florencia 33 kV | All generators | 0.99 | ind | Manzanares 115/33/13.8 kV | m:Q:bushv in Mvar | 1.5217 | ElmTr3
2026 | 2026_DzMD_GzMN_Dp00_Gp00 | A3 -Florencia 33 kV | All generators | 1 | ind | Manzanares 115/33/13.8 kV | m:Q:bushv in Mvar | 2.6735 | ElmTr3
2026 | 2026_DzMD_GzMN_Dp00_Gp00 | A3 -Florencia 33 kV | All generators | 0.9 | ind | Manzanares 115/33/13.8 kV | m:cosphi:bushv | -0.98581 | ElmTr3
2026 | 2026_DzMD_GzMN_Dp00_Gp00 | A3 -Florencia 33 kV | All generators | 0.91 | ind | Manzanares 115/33/13.8 kV | m:cosphi:bushv | -0.99104 | ElmTr3
2026 | 2026_DzMD_GzMN_Dp00_Gp00 | A3 -Florencia 33 kV | All generators | 0.92 | ind | Manzanares 115/33/13.8 kV | m:cosphi:bushv | -0.99527 | ElmTr3
2026 | 2026_DzMD_GzMN_Dp00_Gp00 | A3 -Florencia 33 kV | All generators | 0.93 | ind | Manzanares 115/33/13.8 kV | m:cosphi:bushv | -0.99829 | ElmTr3
2026 | 2026_DzMD_GzMN_Dp00_Gp00 | A3 -Florencia 33 kV | All generators | 0.94 | ind | Manzanares 115/33/13.8 kV | m:cosphi:bushv | -0.99986 | ElmTr3
2026 | 2026_DzMD_GzMN_Dp00_Gp00 | A3 -Florencia 33 kV | All generators | 0.95 | ind | Manzanares 115/33/13.8 kV | m:cosphi:bushv | -0.9996 | ElmTr3
2026 | 2026_DzMD_GzMN_Dp00_Gp00 | A3 -Florencia 33 kV | All generators | 0.96 | ind | Manzanares 115/33/13.8 kV | m:cosphi:bushv | -0.99697 | ElmTr3
2026 | 2026_DzMD_GzMN_Dp00_Gp00 | A3 -Florencia 33 kV | All generators | 0.97 | ind | Manzanares 115/33/13.8 kV | m:cosphi:bushv | -0.99106 | ElmTr3
2026 | 2026_DzMD_GzMN_Dp00_Gp00 | A3 -Florencia 33 kV | All generators | 0.98 | ind | Manzanares 115/33/13.8 kV | m:cosphi:bushv | -0.98018 | ElmTr3
2026 | 2026_DzMD_GzMN_Dp00_Gp00 | A3 -Florencia 33 kV | All generators | 0.99 | ind | Manzanares 115/33/13.8 kV | m:cosphi:bushv | -0.96001 | ElmTr3
2026 | 2026_DzMD_GzMN_Dp00_Gp00 | A3 -Florencia 33 kV | All generators | 1 | ind | Manzanares 115/33/13.8 kV | m:cosphi:bushv | -0.88647 | ElmTr3
2026 | 2026_DzMD_GzMN_Dp00_Gp00 | A3 -Florencia 33 kV | All generators | 0.9 | ind | Purnio 230/115 | m:P:bushv in MW | 46.1081 | ElmTr3
2026 | 2026_DzMD_GzMN_Dp00_Gp00 | A3 -Florencia 33 kV | All generators | 0.91 | ind | Purnio 230/115 | m:P:bushv in MW | 46.0992 | ElmTr3
2026 | 2026_DzMD_GzMN_Dp00_Gp00 | A3 -Florencia 33 kV | All generators | 0.92 | ind | Purnio 230/115 | m:P:bushv in MW | 46.0903 | ElmTr3
2026 | 2026_DzMD_GzMN_Dp00_Gp00 | A3 -Florencia 33 kV | All generators | 0.93 | ind | Purnio 230/115 | m:P:bushv in MW | 46.0813 | ElmTr3
2026 | 2026_DzMD_GzMN_Dp00_Gp00 | A3 -Florencia 33 kV | All generators | 0.94 | ind | Purnio 230/115 | m:P:bushv in MW | 46.0723 | ElmTr3
2026 | 2026_DzMD_GzMN_Dp00_Gp00 | A3 -Florencia 33 kV | All generators | 0.95 | ind | Purnio 230/115 | m:P:bushv in MW | 46.063 | ElmTr3
2026 | 2026_DzMD_GzMN_Dp00_Gp00 | A3 -Florencia 33 kV | All generators | 0.96 | ind | Purnio 230/115 | m:P:bushv in MW | 46.0535 | ElmTr3
2026 | 2026_DzMD_GzMN_Dp00_Gp00 | A3 -Florencia 33 kV | All generators | 0.97 | ind | Purnio 230/115 | m:P:bushv in MW | 46.0435 | ElmTr3
2026 | 2026_DzMD_GzMN_Dp00_Gp00 | A3 -Florencia 33 kV | All generators | 0.98 | ind | Purnio 230/115 | m:P:bushv in MW | 46.0328 | ElmTr3
2026 | 2026_DzMD_GzMN_Dp00_Gp00 | A3 -Florencia 33 kV | All generators | 0.99 | ind | Purnio 230/115 | m:P:bushv in MW | 46.0205 | ElmTr3
2026 | 2026_DzMD_GzMN_Dp00_Gp00 | A3 -Florencia 33 kV | All generators | 1 | ind | Purnio 230/115 | m:P:bushv in MW | 45.9989 | ElmTr3
2026 | 2026_DzMD_GzMN_Dp00_Gp00 | A3 -Florencia 33 kV | All generators | 0.9 | ind | Purnio 230/115 | m:Q:bushv in Mvar | 0.72316 | ElmTr3
2026 | 2026_DzMD_GzMN_Dp00_Gp00 | A3 -Florencia 33 kV | All generators | 0.91 | ind | Purnio 230/115 | m:Q:bushv in Mvar | 0.8057 | ElmTr3
2026 | 2026_DzMD_GzMN_Dp00_Gp00 | A3 -Florencia 33 kV | All generators | 0.92 | ind | Purnio 230/115 | m:Q:bushv in Mvar | 0.89198 | ElmTr3
2026 | 2026_DzMD_GzMN_Dp00_Gp00 | A3 -Florencia 33 kV | All generators | 0.93 | ind | Purnio 230/115 | m:Q:bushv in Mvar | 0.98291 | ElmTr3
2026 | 2026_DzMD_GzMN_Dp00_Gp00 | A3 -Florencia 33 kV | All generators | 0.94 | ind | Purnio 230/115 | m:Q:bushv in Mvar | 1.0797 | ElmTr3
2026 | 2026_DzMD_GzMN_Dp00_Gp00 | A3 -Florencia 33 kV | All generators | 0.95 | ind | Purnio 230/115 | m:Q:bushv in Mvar | 1.1842 | ElmTr3
2026 | 2026_DzMD_GzMN_Dp00_Gp00 | A3 -Florencia 33 kV | All generators | 0.96 | ind | Purnio 230/115 | m:Q:bushv in Mvar | 1.2992 | ElmTr3
2026 | 2026_DzMD_GzMN_Dp00_Gp00 | A3 -Florencia 33 kV | All generators | 0.97 | ind | Purnio 230/115 | m:Q:bushv in Mvar | 1.4293 | ElmTr3
2026 | 2026_DzMD_GzMN_Dp00_Gp00 | A3 -Florencia 33 kV | All generators | 0.98 | ind | Purnio 230/115 | m:Q:bushv in Mvar | 1.5839 | ElmTr3
2026 | 2026_DzMD_GzMN_Dp00_Gp00 | A3 -Florencia 33 kV | All generators | 0.99 | ind | Purnio 230/115 | m:Q:bushv in Mvar | 1.787 | ElmTr3
2026 | 2026_DzMD_GzMN_Dp00_Gp00 | A3 -Florencia 33 kV | All generators | 1 | ind | Purnio 230/115 | m:Q:bushv in Mvar | 2.2973 | ElmTr3
2026 | 2026_DzMD_GzMN_Dp00_Gp00 | A3 -Florencia 33 kV | All generators | 0.9 | ind | Purnio 230/115 | m:cosphi:bushv | 0.99988 | ElmTr3
2026 | 2026_DzMD_GzMN_Dp00_Gp00 | A3 -Florencia 33 kV | All generators | 0.91 | ind | Purnio 230/115 | m:cosphi:bushv | 0.99985 | ElmTr3
2026 | 2026_DzMD_GzMN_Dp00_Gp00 | A3 -Florencia 33 kV | All generators | 0.92 | ind | Purnio 230/115 | m:cosphi:bushv | 0.99981 | ElmTr3
2026 | 2026_DzMD_GzMN_Dp00_Gp00 | A3 -Florencia 33 kV | All generators | 0.93 | ind | Purnio 230/115 | m:cosphi:bushv | 0.99977 | ElmTr3
2026 | 2026_DzMD_GzMN_Dp00_Gp00 | A3 -Florencia 33 kV | All generators | 0.94 | ind | Purnio 230/115 | m:cosphi:bushv | 0.99972 | ElmTr3
2026 | 2026_DzMD_GzMN_Dp00_Gp00 | A3 -Florencia 33 kV | All generators | 0.95 | ind | Purnio 230/115 | m:cosphi:bushv | 0.99967 | ElmTr3
2026 | 2026_DzMD_GzMN_Dp00_Gp00 | A3 -Florencia 33 kV | All generators | 0.96 | ind | Purnio 230/115 | m:cosphi:bushv | 0.9996 | ElmTr3
2026 | 2026_DzMD_GzMN_Dp00_Gp00 | A3 -Florencia 33 kV | All generators | 0.97 | ind | Purnio 230/115 | m:cosphi:bushv | 0.99952 | ElmTr3
2026 | 2026_DzMD_GzMN_Dp00_Gp00 | A3 -Florencia 33 kV | All generators | 0.98 | ind | Purnio 230/115 | m:cosphi:bushv | 0.99941 | ElmTr3
2026 | 2026_DzMD_GzMN_Dp00_Gp00 | A3 -Florencia 33 kV | All generators | 0.99 | ind | Purnio 230/115 | m:cosphi:bushv | 0.99925 | ElmTr3
2026 | 2026_DzMD_GzMN_Dp00_Gp00 | A3 -Florencia 33 kV | All generators | 1 | ind | Purnio 230/115 | m:cosphi:bushv | 0.99875 | ElmTr3
2026 | 2026_DzMD_GzMN_Dp00_Gp00 | A3 -Florencia 33 kV | All generators | 0.9 | ind | Victoria 115/33/13.8 kV | m:P:bushv in MW | 0.89288 | ElmTr3
2026 | 2026_DzMD_GzMN_Dp00_Gp00 | A3 -Florencia 33 kV | All generators | 0.91 | ind | Victoria 115/33/13.8 kV | m:P:bushv in MW | 0.88371 | ElmTr3
2026 | 2026_DzMD_GzMN_Dp00_Gp00 | A3 -Florencia 33 kV | All generators | 0.92 | ind | Victoria 115/33/13.8 kV | m:P:bushv in MW | 0.87461 | ElmTr3
2026 | 2026_DzMD_GzMN_Dp00_Gp00 | A3 -Florencia 33 kV | All generators | 0.93 | ind | Victoria 115/33/13.8 kV | m:P:bushv in MW | 0.86555 | ElmTr3
2026 | 2026_DzMD_GzMN_Dp00_Gp00 | A3 -Florencia 33 kV | All generators | 0.94 | ind | Victoria 115/33/13.8 kV | m:P:bushv in MW | 0.85649 | ElmTr3
2026 | 2026_DzMD_GzMN_Dp00_Gp00 | A3 -Florencia 33 kV | All generators | 0.95 | ind | Victoria 115/33/13.8 kV | m:P:bushv in MW | 0.84741 | ElmTr3
2026 | 2026_DzMD_GzMN_Dp00_Gp00 | A3 -Florencia 33 kV | All generators | 0.96 | ind | Victoria 115/33/13.8 kV | m:P:bushv in MW | 0.83823 | ElmTr3
2026 | 2026_DzMD_GzMN_Dp00_Gp00 | A3 -Florencia 33 kV | All generators | 0.97 | ind | Victoria 115/33/13.8 kV | m:P:bushv in MW | 0.82888 | ElmTr3
2026 | 2026_DzMD_GzMN_Dp00_Gp00 | A3 -Florencia 33 kV | All generators | 0.98 | ind | Victoria 115/33/13.8 kV | m:P:bushv in MW | 0.8192 | ElmTr3
2026 | 2026_DzMD_GzMN_Dp00_Gp00 | A3 -Florencia 33 kV | All generators | 0.99 | ind | Victoria 115/33/13.8 kV | m:P:bushv in MW | 0.80882 | ElmTr3
2026 | 2026_DzMD_GzMN_Dp00_Gp00 | A3 -Florencia 33 kV | All generators | 1 | ind | Victoria 115/33/13.8 kV | m:P:bushv in MW | 0.79442 | ElmTr3
2026 | 2026_DzMD_GzMN_Dp00_Gp00 | A3 -Florencia 33 kV | All generators | 0.9 | ind | Victoria 115/33/13.8 kV | m:Q:bushv in Mvar | 1.4644 | ElmTr3
2026 | 2026_DzMD_GzMN_Dp00_Gp00 | A3 -Florencia 33 kV | All generators | 0.91 | ind | Victoria 115/33/13.8 kV | m:Q:bushv in Mvar | 1.5728 | ElmTr3
2026 | 2026_DzMD_GzMN_Dp00_Gp00 | A3 -Florencia 33 kV | All generators | 0.92 | ind | Victoria 115/33/13.8 kV | m:Q:bushv in Mvar | 1.686 | ElmTr3
2026 | 2026_DzMD_GzMN_Dp00_Gp00 | A3 -Florencia 33 kV | All generators | 0.93 | ind | Victoria 115/33/13.8 kV | m:Q:bushv in Mvar | 1.8053 | ElmTr3
2026 | 2026_DzMD_GzMN_Dp00_Gp00 | A3 -Florencia 33 kV | All generators | 0.94 | ind | Victoria 115/33/13.8 kV | m:Q:bushv in Mvar | 1.9321 | ElmTr3
2026 | 2026_DzMD_GzMN_Dp00_Gp00 | A3 -Florencia 33 kV | All generators | 0.95 | ind | Victoria 115/33/13.8 kV | m:Q:bushv in Mvar | 2.0689 | ElmTr3
2026 | 2026_DzMD_GzMN_Dp00_Gp00 | A3 -Florencia 33 kV | All generators | 0.96 | ind | Victoria 115/33/13.8 kV | m:Q:bushv in Mvar | 2.2192 | ElmTr3
2026 | 2026_DzMD_GzMN_Dp00_Gp00 | A3 -Florencia 33 kV | All generators | 0.97 | ind | Victoria 115/33/13.8 kV | m:Q:bushv in Mvar | 2.3891 | ElmTr3
2026 | 2026_DzMD_GzMN_Dp00_Gp00 | A3 -Florencia 33 kV | All generators | 0.98 | ind | Victoria 115/33/13.8 kV | m:Q:bushv in Mvar | 2.5906 | ElmTr3
2026 | 2026_DzMD_GzMN_Dp00_Gp00 | A3 -Florencia 33 kV | All generators | 0.99 | ind | Victoria 115/33/13.8 kV | m:Q:bushv in Mvar | 2.855 | ElmTr3
2026 | 2026_DzMD_GzMN_Dp00_Gp00 | A3 -Florencia 33 kV | All generators | 1 | ind | Victoria 115/33/13.8 kV | m:Q:bushv in Mvar | 3.517 | ElmTr3
2026 | 2026_DzMD_GzMN_Dp00_Gp00 | A3 -Florencia 33 kV | All generators | 0.9 | ind | Victoria 115/33/13.8 kV | m:cosphi:bushv | 0.52058 | ElmTr3
2026 | 2026_DzMD_GzMN_Dp00_Gp00 | A3 -Florencia 33 kV | All generators | 0.91 | ind | Victoria 115/33/13.8 kV | m:cosphi:bushv | 0.48984 | ElmTr3
2026 | 2026_DzMD_GzMN_Dp00_Gp00 | A3 -Florencia 33 kV | All generators | 0.92 | ind | Victoria 115/33/13.8 kV | m:cosphi:bushv | 0.46047 | ElmTr3
2026 | 2026_DzMD_GzMN_Dp00_Gp00 | A3 -Florencia 33 kV | All generators | 0.93 | ind | Victoria 115/33/13.8 kV | m:cosphi:bushv | 0.43233 | ElmTr3
2026 | 2026_DzMD_GzMN_Dp00_Gp00 | A3 -Florencia 33 kV | All generators | 0.94 | ind | Victoria 115/33/13.8 kV | m:cosphi:bushv | 0.40526 | ElmTr3
2026 | 2026_DzMD_GzMN_Dp00_Gp00 | A3 -Florencia 33 kV | All generators | 0.95 | ind | Victoria 115/33/13.8 kV | m:cosphi:bushv | 0.37903 | ElmTr3
2026 | 2026_DzMD_GzMN_Dp00_Gp00 | A3 -Florencia 33 kV | All generators | 0.96 | ind | Victoria 115/33/13.8 kV | m:cosphi:bushv | 0.35335 | ElmTr3
2026 | 2026_DzMD_GzMN_Dp00_Gp00 | A3 -Florencia 33 kV | All generators | 0.97 | ind | Victoria 115/33/13.8 kV | m:cosphi:bushv | 0.32777 | ElmTr3
2026 | 2026_DzMD_GzMN_Dp00_Gp00 | A3 -Florencia 33 kV | All generators | 0.98 | ind | Victoria 115/33/13.8 kV | m:cosphi:bushv | 0.3015 | ElmTr3
2026 | 2026_DzMD_GzMN_Dp00_Gp00 | A3 -Florencia 33 kV | All generators | 0.99 | ind | Victoria 115/33/13.8 kV | m:cosphi:bushv | 0.27257 | ElmTr3
2026 | 2026_DzMD_GzMN_Dp00_Gp00 | A3 -Florencia 33 kV | All generators | 1 | ind | Victoria 115/33/13.8 kV | m:cosphi:bushv | 0.22033 | ElmTr3
2026 | 2026_DzMD_GzMN_Dp00_Gp00 | Caso Base | All generators | 0.9 | cap | Dorada - Magdalena 115 kV | m:P:bus1 in MW | 39.9427 | ElmLne
2026 | 2026_DzMD_GzMN_Dp00_Gp00 | Caso Base | All generators | 0.91 | cap | Dorada - Magdalena 115 kV | m:P:bus1 in MW | 39.9427 | ElmLne
2026 | 2026_DzMD_GzMN_Dp00_Gp00 | Caso Base | All generators | 0.92 | cap | Dorada - Magdalena 115 kV | m:P:bus1 in MW | 39.9427 | ElmLne
2026 | 2026_DzMD_GzMN_Dp00_Gp00 | Caso Base | All generators | 0.93 | cap | Dorada - Magdalena 115 kV | m:P:bus1 in MW | 39.9427 | ElmLne
2026 | 2026_DzMD_GzMN_Dp00_Gp00 | Caso Base | All generators | 0.94 | cap | Dorada - Magdalena 115 kV | m:P:bus1 in MW | 39.9427 | ElmLne
2026 | 2026_DzMD_GzMN_Dp00_Gp00 | Caso Base | All generators | 0.95 | cap | Dorada - Magdalena 115 kV | m:P:bus1 in MW | 39.9427 | ElmLne
2026 | 2026_DzMD_GzMN_Dp00_Gp00 | Caso Base | All generators | 0.96 | cap | Dorada - Magdalena 115 kV | m:P:bus1 in MW | 39.9427 | ElmLne
2026 | 2026_DzMD_GzMN_Dp00_Gp00 | Caso Base | All generators | 0.97 | cap | Dorada - Magdalena 115 kV | m:P:bus1 in MW | 39.9427 | ElmLne
2026 | 2026_DzMD_GzMN_Dp00_Gp00 | Caso Base | All generators | 0.98 | cap | Dorada - Magdalena 115 kV | m:P:bus1 in MW | 39.9427 | ElmLne
2026 | 2026_DzMD_GzMN_Dp00_Gp00 | Caso Base | All generators | 0.99 | cap | Dorada - Magdalena 115 kV | m:P:bus1 in MW | 39.9427 | ElmLne
2026 | 2026_DzMD_GzMN_Dp00_Gp00 | Caso Base | All generators | 1 | cap | Dorada - Magdalena 115 kV | m:P:bus1 in MW | 39.9427 | ElmLne
2026 | 2026_DzMD_GzMN_Dp00_Gp00 | Caso Base | All generators | 0.9 | cap | Dorada - Magdalena 115 kV | m:P:bus2 in MW | -39.8589 | ElmLne
2026 | 2026_DzMD_GzMN_Dp00_Gp00 | Caso Base | All generators | 0.91 | cap | Dorada - Magdalena 115 kV | m:P:bus2 in MW | -39.8589 | ElmLne
2026 | 2026_DzMD_GzMN_Dp00_Gp00 | Caso Base | All generators | 0.92 | cap | Dorada - Magdalena 115 kV | m:P:bus2 in MW | -39.8589 | ElmLne
2026 | 2026_DzMD_GzMN_Dp00_Gp00 | Caso Base | All generators | 0.93 | cap | Dorada - Magdalena 115 kV | m:P:bus2 in MW | -39.8589 | ElmLne
2026 | 2026_DzMD_GzMN_Dp00_Gp00 | Caso Base | All generators | 0.94 | cap | Dorada - Magdalena 115 kV | m:P:bus2 in MW | -39.8589 | ElmLne
2026 | 2026_DzMD_GzMN_Dp00_Gp00 | Caso Base | All generators | 0.95 | cap | Dorada - Magdalena 115 kV | m:P:bus2 in MW | -39.8589 | ElmLne
2026 | 2026_DzMD_GzMN_Dp00_Gp00 | Caso Base | All generators | 0.96 | cap | Dorada - Magdalena 115 kV | m:P:bus2 in MW | -39.8589 | ElmLne
2026 | 2026_DzMD_GzMN_Dp00_Gp00 | Caso Base | All generators | 0.97 | cap | Dorada - Magdalena 115 kV | m:P:bus2 in MW | -39.8589 | ElmLne
2026 | 2026_DzMD_GzMN_Dp00_Gp00 | Caso Base | All generators | 0.98 | cap | Dorada - Magdalena 115 kV | m:P:bus2 in MW | -39.8589 | ElmLne
2026 | 2026_DzMD_GzMN_Dp00_Gp00 | Caso Base | All generators | 0.99 | cap | Dorada - Magdalena 115 kV | m:P:bus2 in MW | -39.8589 | ElmLne
2026 | 2026_DzMD_GzMN_Dp00_Gp00 | Caso Base | All generators | 1 | cap | Dorada - Magdalena 115 kV | m:P:bus2 in MW | -39.8589 | ElmLne
2026 | 2026_DzMD_GzMN_Dp00_Gp00 | Caso Base | All generators | 0.9 | cap | Dorada - Magdalena 115 kV | m:Q:bus1 in Mvar | 2.5627 | ElmLne
2026 | 2026_DzMD_GzMN_Dp00_Gp00 | Caso Base | All generators | 0.91 | cap | Dorada - Magdalena 115 kV | m:Q:bus1 in Mvar | 2.5627 | ElmLne
2026 | 2026_DzMD_GzMN_Dp00_Gp00 | Caso Base | All generators | 0.92 | cap | Dorada - Magdalena 115 kV | m:Q:bus1 in Mvar | 2.5627 | ElmLne
2026 | 2026_DzMD_GzMN_Dp00_Gp00 | Caso Base | All generators | 0.93 | cap | Dorada - Magdalena 115 kV | m:Q:bus1 in Mvar | 2.5627 | ElmLne
2026 | 2026_DzMD_GzMN_Dp00_Gp00 | Caso Base | All generators | 0.94 | cap | Dorada - Magdalena 115 kV | m:Q:bus1 in Mvar | 2.5627 | ElmLne
2026 | 2026_DzMD_GzMN_Dp00_Gp00 | Caso Base | All generators | 0.95 | cap | Dorada - Magdalena 115 kV | m:Q:bus1 in Mvar | 2.5627 | ElmLne
2026 | 2026_DzMD_GzMN_Dp00_Gp00 | Caso Base | All generators | 0.96 | cap | Dorada - Magdalena 115 kV | m:Q:bus1 in Mvar | 2.5627 | ElmLne
2026 | 2026_DzMD_GzMN_Dp00_Gp00 | Caso Base | All generators | 0.97 | cap | Dorada - Magdalena 115 kV | m:Q:bus1 in Mvar | 2.5627 | ElmLne
2026 | 2026_DzMD_GzMN_Dp00_Gp00 | Caso Base | All generators | 0.98 | cap | Dorada - Magdalena 115 kV | m:Q:bus1 in Mvar | 2.5627 | ElmLne
2026 | 2026_DzMD_GzMN_Dp00_Gp00 | Caso Base | All generators | 0.99 | cap | Dorada - Magdalena 115 kV | m:Q:bus1 in Mvar | 2.5627 | ElmLne
2026 | 2026_DzMD_GzMN_Dp00_Gp00 | Caso Base | All generators | 1 | cap | Dorada - Magdalena 115 kV | m:Q:bus1 in Mvar | 2.5627 | ElmLne
2026 | 2026_DzMD_GzMN_Dp00_Gp00 | Caso Base | All generators | 0.9 | cap | Dorada - Magdalena 115 kV | m:Q:bus2 in Mvar | -2.5079 | ElmLne
2026 | 2026_DzMD_GzMN_Dp00_Gp00 | Caso Base | All generators | 0.91 | cap | Dorada - Magdalena 115 kV | m:Q:bus2 in Mvar | -2.5079 | ElmLne
2026 | 2026_DzMD_GzMN_Dp00_Gp00 | Caso Base | All generators | 0.92 | cap | Dorada - Magdalena 115 kV | m:Q:bus2 in Mvar | -2.5079 | ElmLne
2026 | 2026_DzMD_GzMN_Dp00_Gp00 | Caso Base | All generators | 0.93 | cap | Dorada - Magdalena 115 kV | m:Q:bus2 in Mvar | -2.5079 | ElmLne
2026 | 2026_DzMD_GzMN_Dp00_Gp00 | Caso Base | All generators | 0.94 | cap | Dorada - Magdalena 115 kV | m:Q:bus2 in Mvar | -2.5079 | ElmLne
2026 | 2026_DzMD_GzMN_Dp00_Gp00 | Caso Base | All generators | 0.95 | cap | Dorada - Magdalena 115 kV | m:Q:bus2 in Mvar | -2.5079 | ElmLne
2026 | 2026_DzMD_GzMN_Dp00_Gp00 | Caso Base | All generators | 0.96 | cap | Dorada - Magdalena 115 kV | m:Q:bus2 in Mvar | -2.5079 | ElmLne
2026 | 2026_DzMD_GzMN_Dp00_Gp00 | Caso Base | All generators | 0.97 | cap | Dorada - Magdalena 115 kV | m:Q:bus2 in Mvar | -2.5079 | ElmLne
2026 | 2026_DzMD_GzMN_Dp00_Gp00 | Caso Base | All generators | 0.98 | cap | Dorada - Magdalena 115 kV | m:Q:bus2 in Mvar | -2.5079 | ElmLne
2026 | 2026_DzMD_GzMN_Dp00_Gp00 | Caso Base | All generators | 0.99 | cap | Dorada - Magdalena 115 kV | m:Q:bus2 in Mvar | -2.5079 | ElmLne
2026 | 2026_DzMD_GzMN_Dp00_Gp00 | Caso Base | All generators | 1 | cap | Dorada - Magdalena 115 kV | m:Q:bus2 in Mvar | -2.5079 | ElmLne
2026 | 2026_DzMD_GzMN_Dp00_Gp00 | Caso Base | All generators | 0.9 | cap | Dorada - Magdalena 115 kV | m:cosphi:bus1 | 0.99795 | ElmLne
2026 | 2026_DzMD_GzMN_Dp00_Gp00 | Caso Base | All generators | 0.91 | cap | Dorada - Magdalena 115 kV | m:cosphi:bus1 | 0.99795 | ElmLne
2026 | 2026_DzMD_GzMN_Dp00_Gp00 | Caso Base | All generators | 0.92 | cap | Dorada - Magdalena 115 kV | m:cosphi:bus1 | 0.99795 | ElmLne
2026 | 2026_DzMD_GzMN_Dp00_Gp00 | Caso Base | All generators | 0.93 | cap | Dorada - Magdalena 115 kV | m:cosphi:bus1 | 0.99795 | ElmLne
2026 | 2026_DzMD_GzMN_Dp00_Gp00 | Caso Base | All generators | 0.94 | cap | Dorada - Magdalena 115 kV | m:cosphi:bus1 | 0.99795 | ElmLne
2026 | 2026_DzMD_GzMN_Dp00_Gp00 | Caso Base | All generators | 0.95 | cap | Dorada - Magdalena 115 kV | m:cosphi:bus1 | 0.99795 | ElmLne
2026 | 2026_DzMD_GzMN_Dp00_Gp00 | Caso Base | All generators | 0.96 | cap | Dorada - Magdalena 115 kV | m:cosphi:bus1 | 0.99795 | ElmLne
2026 | 2026_DzMD_GzMN_Dp00_Gp00 | Caso Base | All generators | 0.97 | cap | Dorada - Magdalena 115 kV | m:cosphi:bus1 | 0.99795 | ElmLne
2026 | 2026_DzMD_GzMN_Dp00_Gp00 | Caso Base | All generators | 0.98 | cap | Dorada - Magdalena 115 kV | m:cosphi:bus1 | 0.99795 | ElmLne
2026 | 2026_DzMD_GzMN_Dp00_Gp00 | Caso Base | All generators | 0.99 | cap | Dorada - Magdalena 115 kV | m:cosphi:bus1 | 0.99795 | ElmLne
2026 | 2026_DzMD_GzMN_Dp00_Gp00 | Caso Base | All generators | 1 | cap | Dorada - Magdalena 115 kV | m:cosphi:bus1 | 0.99795 | ElmLne
2026 | 2026_DzMD_GzMN_Dp00_Gp00 | Caso Base | All generators | 0.9 | cap | Dorada - Magdalena 115 kV | m:cosphi:bus2 | -0.99803 | ElmLne
2026 | 2026_DzMD_GzMN_Dp00_Gp00 | Caso Base | All generators | 0.91 | cap | Dorada - Magdalena 115 kV | m:cosphi:bus2 | -0.99803 | ElmLne
2026 | 2026_DzMD_GzMN_Dp00_Gp00 | Caso Base | All generators | 0.92 | cap | Dorada - Magdalena 115 kV | m:cosphi:bus2 | -0.99803 | ElmLne
2026 | 2026_DzMD_GzMN_Dp00_Gp00 | Caso Base | All generators | 0.93 | cap | Dorada - Magdalena 115 kV | m:cosphi:bus2 | -0.99803 | ElmLne
2026 | 2026_DzMD_GzMN_Dp00_Gp00 | Caso Base | All generators | 0.94 | cap | Dorada - Magdalena 115 kV | m:cosphi:bus2 | -0.99803 | ElmLne
2026 | 2026_DzMD_GzMN_Dp00_Gp00 | Caso Base | All generators | 0.95 | cap | Dorada - Magdalena 115 kV | m:cosphi:bus2 | -0.99803 | ElmLne
2026 | 2026_DzMD_GzMN_Dp00_Gp00 | Caso Base | All generators | 0.96 | cap | Dorada - Magdalena 115 kV | m:cosphi:bus2 | -0.99803 | ElmLne
2026 | 2026_DzMD_GzMN_Dp00_Gp00 | Caso Base | All generators | 0.97 | cap | Dorada - Magdalena 115 kV | m:cosphi:bus2 | -0.99803 | ElmLne
2026 | 2026_DzMD_GzMN_Dp00_Gp00 | Caso Base | All generators | 0.98 | cap | Dorada - Magdalena 115 kV | m:cosphi:bus2 | -0.99803 | ElmLne
2026 | 2026_DzMD_GzMN_Dp00_Gp00 | Caso Base | All generators | 0.99 | cap | Dorada - Magdalena 115 kV | m:cosphi:bus2 | -0.99803 | ElmLne
2026 | 2026_DzMD_GzMN_Dp00_Gp00 | Caso Base | All generators | 1 | cap | Dorada - Magdalena 115 kV | m:cosphi:bus2 | -0.99803 | ElmLne
2026 | 2026_DzMD_GzMN_Dp00_Gp00 | Caso Base | All generators | 0.9 | cap | Mariquita - Victoria 2 115 | m:P:bus1 in MW | 7.9038 | ElmLne
2026 | 2026_DzMD_GzMN_Dp00_Gp00 | Caso Base | All generators | 0.91 | cap | Mariquita - Victoria 2 115 | m:P:bus1 in MW | 7.9038 | ElmLne
2026 | 2026_DzMD_GzMN_Dp00_Gp00 | Caso Base | All generators | 0.92 | cap | Mariquita - Victoria 2 115 | m:P:bus1 in MW | 7.9038 | ElmLne
2026 | 2026_DzMD_GzMN_Dp00_Gp00 | Caso Base | All generators | 0.93 | cap | Mariquita - Victoria 2 115 | m:P:bus1 in MW | 7.9038 | ElmLne
2026 | 2026_DzMD_GzMN_Dp00_Gp00 | Caso Base | All generators | 0.94 | cap | Mariquita - Victoria 2 115 | m:P:bus1 in MW | 7.9038 | ElmLne
2026 | 2026_DzMD_GzMN_Dp00_Gp00 | Caso Base | All generators | 0.95 | cap | Mariquita - Victoria 2 115 | m:P:bus1 in MW | 7.9038 | ElmLne
2026 | 2026_DzMD_GzMN_Dp00_Gp00 | Caso Base | All generators | 0.96 | cap | Mariquita - Victoria 2 115 | m:P:bus1 in MW | 7.9038 | ElmLne
2026 | 2026_DzMD_GzMN_Dp00_Gp00 | Caso Base | All generators | 0.97 | cap | Mariquita - Victoria 2 115 | m:P:bus1 in MW | 7.9038 | ElmLne
2026 | 2026_DzMD_GzMN_Dp00_Gp00 | Caso Base | All generators | 0.98 | cap | Mariquita - Victoria 2 115 | m:P:bus1 in MW | 7.9038 | ElmLne
2026 | 2026_DzMD_GzMN_Dp00_Gp00 | Caso Base | All generators | 0.99 | cap | Mariquita - Victoria 2 115 | m:P:bus1 in MW | 7.9038 | ElmLne
2026 | 2026_DzMD_GzMN_Dp00_Gp00 | Caso Base | All generators | 1 | cap | Mariquita - Victoria 2 115 | m:P:bus1 in MW | 7.9038 | ElmLne
2026 | 2026_DzMD_GzMN_Dp00_Gp00 | Caso Base | All generators | 0.9 | cap | Mariquita - Victoria 2 115 | m:P:bus2 in MW | -7.8759 | ElmLne
2026 | 2026_DzMD_GzMN_Dp00_Gp00 | Caso Base | All generators | 0.91 | cap | Mariquita - Victoria 2 115 | m:P:bus2 in MW | -7.8759 | ElmLne
2026 | 2026_DzMD_GzMN_Dp00_Gp00 | Caso Base | All generators | 0.92 | cap | Mariquita - Victoria 2 115 | m:P:bus2 in MW | -7.8759 | ElmLne
2026 | 2026_DzMD_GzMN_Dp00_Gp00 | Caso Base | All generators | 0.93 | cap | Mariquita - Victoria 2 115 | m:P:bus2 in MW | -7.8759 | ElmLne
2026 | 2026_DzMD_GzMN_Dp00_Gp00 | Caso Base | All generators | 0.94 | cap | Mariquita - Victoria 2 115 | m:P:bus2 in MW | -7.8759 | ElmLne
2026 | 2026_DzMD_GzMN_Dp00_Gp00 | Caso Base | All generators | 0.95 | cap | Mariquita - Victoria 2 115 | m:P:bus2 in MW | -7.8759 | ElmLne
2026 | 2026_DzMD_GzMN_Dp00_Gp00 | Caso Base | All generators | 0.96 | cap | Mariquita - Victoria 2 115 | m:P:bus2 in MW | -7.8759 | ElmLne
2026 | 2026_DzMD_GzMN_Dp00_Gp00 | Caso Base | All generators | 0.97 | cap | Mariquita - Victoria 2 115 | m:P:bus2 in MW | -7.8759 | ElmLne
2026 | 2026_DzMD_GzMN_Dp00_Gp00 | Caso Base | All generators | 0.98 | cap | Mariquita - Victoria 2 115 | m:P:bus2 in MW | -7.8759 | ElmLne
2026 | 2026_DzMD_GzMN_Dp00_Gp00 | Caso Base | All generators | 0.99 | cap | Mariquita - Victoria 2 115 | m:P:bus2 in MW | -7.8759 | ElmLne
2026 | 2026_DzMD_GzMN_Dp00_Gp00 | Caso Base | All generators | 1 | cap | Mariquita - Victoria 2 115 | m:P:bus2 in MW | -7.8759 | ElmLne
2026 | 2026_DzMD_GzMN_Dp00_Gp00 | Caso Base | All generators | 0.9 | cap | Mariquita - Victoria 2 115 | m:Q:bus1 in Mvar | -8.5979 | ElmLne
2026 | 2026_DzMD_GzMN_Dp00_Gp00 | Caso Base | All generators | 0.91 | cap | Mariquita - Victoria 2 115 | m:Q:bus1 in Mvar | -8.5979 | ElmLne
2026 | 2026_DzMD_GzMN_Dp00_Gp00 | Caso Base | All generators | 0.92 | cap | Mariquita - Victoria 2 115 | m:Q:bus1 in Mvar | -8.5979 | ElmLne
2026 | 2026_DzMD_GzMN_Dp00_Gp00 | Caso Base | All generators | 0.93 | cap | Mariquita - Victoria 2 115 | m:Q:bus1 in Mvar | -8.5979 | ElmLne
2026 | 2026_DzMD_GzMN_Dp00_Gp00 | Caso Base | All generators | 0.94 | cap | Mariquita - Victoria 2 115 | m:Q:bus1 in Mvar | -8.5979 | ElmLne
2026 | 2026_DzMD_GzMN_Dp00_Gp00 | Caso Base | All generators | 0.95 | cap | Mariquita - Victoria 2 115 | m:Q:bus1 in Mvar | -8.5979 | ElmLne
2026 | 2026_DzMD_GzMN_Dp00_Gp00 | Caso Base | All generators | 0.96 | cap | Mariquita - Victoria 2 115 | m:Q:bus1 in Mvar | -8.5979 | ElmLne
2026 | 2026_DzMD_GzMN_Dp00_Gp00 | Caso Base | All generators | 0.97 | cap | Mariquita - Victoria 2 115 | m:Q:bus1 in Mvar | -8.5979 | ElmLne
2026 | 2026_DzMD_GzMN_Dp00_Gp00 | Caso Base | All generators | 0.98 | cap | Mariquita - Victoria 2 115 | m:Q:bus1 in Mvar | -8.5979 | ElmLne
2026 | 2026_DzMD_GzMN_Dp00_Gp00 | Caso Base | All generators | 0.99 | cap | Mariquita - Victoria 2 115 | m:Q:bus1 in Mvar | -8.5979 | ElmLne
2026 | 2026_DzMD_GzMN_Dp00_Gp00 | Caso Base | All generators | 1 | cap | Mariquita - Victoria 2 115 | m:Q:bus1 in Mvar | -8.5979 | ElmLne
2026 | 2026_DzMD_GzMN_Dp00_Gp00 | Caso Base | All generators | 0.9 | cap | Mariquita - Victoria 2 115 | m:Q:bus2 in Mvar | 8.0146 | ElmLne
2026 | 2026_DzMD_GzMN_Dp00_Gp00 | Caso Base | All generators | 0.91 | cap | Mariquita - Victoria 2 115 | m:Q:bus2 in Mvar | 8.0146 | ElmLne
2026 | 2026_DzMD_GzMN_Dp00_Gp00 | Caso Base | All generators | 0.92 | cap | Mariquita - Victoria 2 115 | m:Q:bus2 in Mvar | 8.0146 | ElmLne
2026 | 2026_DzMD_GzMN_Dp00_Gp00 | Caso Base | All generators | 0.93 | cap | Mariquita - Victoria 2 115 | m:Q:bus2 in Mvar | 8.0146 | ElmLne
2026 | 2026_DzMD_GzMN_Dp00_Gp00 | Caso Base | All generators | 0.94 | cap | Mariquita - Victoria 2 115 | m:Q:bus2 in Mvar | 8.0146 | ElmLne
2026 | 2026_DzMD_GzMN_Dp00_Gp00 | Caso Base | All generators | 0.95 | cap | Mariquita - Victoria 2 115 | m:Q:bus2 in Mvar | 8.0146 | ElmLne
2026 | 2026_DzMD_GzMN_Dp00_Gp00 | Caso Base | All generators | 0.96 | cap | Mariquita - Victoria 2 115 | m:Q:bus2 in Mvar | 8.0146 | ElmLne
2026 | 2026_DzMD_GzMN_Dp00_Gp00 | Caso Base | All generators | 0.97 | cap | Mariquita - Victoria 2 115 | m:Q:bus2 in Mvar | 8.0146 | ElmLne
2026 | 2026_DzMD_GzMN_Dp00_Gp00 | Caso Base | All generators | 0.98 | cap | Mariquita - Victoria 2 115 | m:Q:bus2 in Mvar | 8.0146 | ElmLne
2026 | 2026_DzMD_GzMN_Dp00_Gp00 | Caso Base | All generators | 0.99 | cap | Mariquita - Victoria 2 115 | m:Q:bus2 in Mvar | 8.0146 | ElmLne
2026 | 2026_DzMD_GzMN_Dp00_Gp00 | Caso Base | All generators | 1 | cap | Mariquita - Victoria 2 115 | m:Q:bus2 in Mvar | 8.0146 | ElmLne
2026 | 2026_DzMD_GzMN_Dp00_Gp00 | Caso Base | All generators | 0.9 | cap | Mariquita - Victoria 2 115 | m:cosphi:bus1 | 0.67676 | ElmLne
2026 | 2026_DzMD_GzMN_Dp00_Gp00 | Caso Base | All generators | 0.91 | cap | Mariquita - Victoria 2 115 | m:cosphi:bus1 | 0.67676 | ElmLne
2026 | 2026_DzMD_GzMN_Dp00_Gp00 | Caso Base | All generators | 0.92 | cap | Mariquita - Victoria 2 115 | m:cosphi:bus1 | 0.67676 | ElmLne
2026 | 2026_DzMD_GzMN_Dp00_Gp00 | Caso Base | All generators | 0.93 | cap | Mariquita - Victoria 2 115 | m:cosphi:bus1 | 0.67676 | ElmLne
2026 | 2026_DzMD_GzMN_Dp00_Gp00 | Caso Base | All generators | 0.94 | cap | Mariquita - Victoria 2 115 | m:cosphi:bus1 | 0.67676 | ElmLne
2026 | 2026_DzMD_GzMN_Dp00_Gp00 | Caso Base | All generators | 0.95 | cap | Mariquita - Victoria 2 115 | m:cosphi:bus1 | 0.67676 | ElmLne
2026 | 2026_DzMD_GzMN_Dp00_Gp00 | Caso Base | All generators | 0.96 | cap | Mariquita - Victoria 2 115 | m:cosphi:bus1 | 0.67676 | ElmLne
2026 | 2026_DzMD_GzMN_Dp00_Gp00 | Caso Base | All generators | 0.97 | cap | Mariquita - Victoria 2 115 | m:cosphi:bus1 | 0.67676 | ElmLne
2026 | 2026_DzMD_GzMN_Dp00_Gp00 | Caso Base | All generators | 0.98 | cap | Mariquita - Victoria 2 115 | m:cosphi:bus1 | 0.67676 | ElmLne
2026 | 2026_DzMD_GzMN_Dp00_Gp00 | Caso Base | All generators | 0.99 | cap | Mariquita - Victoria 2 115 | m:cosphi:bus1 | 0.67676 | ElmLne
2026 | 2026_DzMD_GzMN_Dp00_Gp00 | Caso Base | All generators | 1 | cap | Mariquita - Victoria 2 115 | m:cosphi:bus1 | 0.67676 | ElmLne
2026 | 2026_DzMD_GzMN_Dp00_Gp00 | Caso Base | All generators | 0.9 | cap | Mariquita - Victoria 2 115 | m:cosphi:bus2 | -0.70091 | ElmLne
2026 | 2026_DzMD_GzMN_Dp00_Gp00 | Caso Base | All generators | 0.91 | cap | Mariquita - Victoria 2 115 | m:cosphi:bus2 | -0.70091 | ElmLne
2026 | 2026_DzMD_GzMN_Dp00_Gp00 | Caso Base | All generators | 0.92 | cap | Mariquita - Victoria 2 115 | m:cosphi:bus2 | -0.70091 | ElmLne
2026 | 2026_DzMD_GzMN_Dp00_Gp00 | Caso Base | All generators | 0.93 | cap | Mariquita - Victoria 2 115 | m:cosphi:bus2 | -0.70091 | ElmLne
2026 | 2026_DzMD_GzMN_Dp00_Gp00 | Caso Base | All generators | 0.94 | cap | Mariquita - Victoria 2 115 | m:cosphi:bus2 | -0.70091 | ElmLne
2026 | 2026_DzMD_GzMN_Dp00_Gp00 | Caso Base | All generators | 0.95 | cap | Mariquita - Victoria 2 115 | m:cosphi:bus2 | -0.70091 | ElmLne
2026 | 2026_DzMD_GzMN_Dp00_Gp00 | Caso Base | All generators | 0.96 | cap | Mariquita - Victoria 2 115 | m:cosphi:bus2 | -0.70091 | ElmLne
2026 | 2026_DzMD_GzMN_Dp00_Gp00 | Caso Base | All generators | 0.97 | cap | Mariquita - Victoria 2 115 | m:cosphi:bus2 | -0.70091 | ElmLne
2026 | 2026_DzMD_GzMN_Dp00_Gp00 | Caso Base | All generators | 0.98 | cap | Mariquita - Victoria 2 115 | m:cosphi:bus2 | -0.70091 | ElmLne
2026 | 2026_DzMD_GzMN_Dp00_Gp00 | Caso Base | All generators | 0.99 | cap | Mariquita - Victoria 2 115 | m:cosphi:bus2 | -0.70091 | ElmLne
2026 | 2026_DzMD_GzMN_Dp00_Gp00 | Caso Base | All generators | 1 | cap | Mariquita - Victoria 2 115 | m:cosphi:bus2 | -0.70091 | ElmLne
2026 | 2026_DzMD_GzMN_Dp00_Gp00 | Caso Base | All generators | 0.9 | cap | Dorada 115/33/13.8 kV | m:P:bushv in MW | 9.9945 | ElmTr3
2026 | 2026_DzMD_GzMN_Dp00_Gp00 | Caso Base | All generators | 0.91 | cap | Dorada 115/33/13.8 kV | m:P:bushv in MW | 9.9945 | ElmTr3
2026 | 2026_DzMD_GzMN_Dp00_Gp00 | Caso Base | All generators | 0.92 | cap | Dorada 115/33/13.8 kV | m:P:bushv in MW | 9.9945 | ElmTr3
2026 | 2026_DzMD_GzMN_Dp00_Gp00 | Caso Base | All generators | 0.93 | cap | Dorada 115/33/13.8 kV | m:P:bushv in MW | 9.9945 | ElmTr3
2026 | 2026_DzMD_GzMN_Dp00_Gp00 | Caso Base | All generators | 0.94 | cap | Dorada 115/33/13.8 kV | m:P:bushv in MW | 9.9945 | ElmTr3
2026 | 2026_DzMD_GzMN_Dp00_Gp00 | Caso Base | All generators | 0.95 | cap | Dorada 115/33/13.8 kV | m:P:bushv in MW | 9.9945 | ElmTr3
2026 | 2026_DzMD_GzMN_Dp00_Gp00 | Caso Base | All generators | 0.96 | cap | Dorada 115/33/13.8 kV | m:P:bushv in MW | 9.9945 | ElmTr3
2026 | 2026_DzMD_GzMN_Dp00_Gp00 | Caso Base | All generators | 0.97 | cap | Dorada 115/33/13.8 kV | m:P:bushv in MW | 9.9945 | ElmTr3
2026 | 2026_DzMD_GzMN_Dp00_Gp00 | Caso Base | All generators | 0.98 | cap | Dorada 115/33/13.8 kV | m:P:bushv in MW | 9.9945 | ElmTr3
2026 | 2026_DzMD_GzMN_Dp00_Gp00 | Caso Base | All generators | 0.99 | cap | Dorada 115/33/13.8 kV | m:P:bushv in MW | 9.9945 | ElmTr3
2026 | 2026_DzMD_GzMN_Dp00_Gp00 | Caso Base | All generators | 1 | cap | Dorada 115/33/13.8 kV | m:P:bushv in MW | 9.9945 | ElmTr3
2026 | 2026_DzMD_GzMN_Dp00_Gp00 | Caso Base | All generators | 0.9 | cap | Dorada 115/33/13.8 kV | m:Q:bushv in Mvar | 4.7084 | ElmTr3
2026 | 2026_DzMD_GzMN_Dp00_Gp00 | Caso Base | All generators | 0.91 | cap | Dorada 115/33/13.8 kV | m:Q:bushv in Mvar | 4.7084 | ElmTr3
2026 | 2026_DzMD_GzMN_Dp00_Gp00 | Caso Base | All generators | 0.92 | cap | Dorada 115/33/13.8 kV | m:Q:bushv in Mvar | 4.7084 | ElmTr3
2026 | 2026_DzMD_GzMN_Dp00_Gp00 | Caso Base | All generators | 0.93 | cap | Dorada 115/33/13.8 kV | m:Q:bushv in Mvar | 4.7084 | ElmTr3
2026 | 2026_DzMD_GzMN_Dp00_Gp00 | Caso Base | All generators | 0.94 | cap | Dorada 115/33/13.8 kV | m:Q:bushv in Mvar | 4.7084 | ElmTr3
2026 | 2026_DzMD_GzMN_Dp00_Gp00 | Caso Base | All generators | 0.95 | cap | Dorada 115/33/13.8 kV | m:Q:bushv in Mvar | 4.7084 | ElmTr3
2026 | 2026_DzMD_GzMN_Dp00_Gp00 | Caso Base | All generators | 0.96 | cap | Dorada 115/33/13.8 kV | m:Q:bushv in Mvar | 4.7084 | ElmTr3
2026 | 2026_DzMD_GzMN_Dp00_Gp00 | Caso Base | All generators | 0.97 | cap | Dorada 115/33/13.8 kV | m:Q:bushv in Mvar | 4.7084 | ElmTr3
2026 | 2026_DzMD_GzMN_Dp00_Gp00 | Caso Base | All generators | 0.98 | cap | Dorada 115/33/13.8 kV | m:Q:bushv in Mvar | 4.7084 | ElmTr3
2026 | 2026_DzMD_GzMN_Dp00_Gp00 | Caso Base | All generators | 0.99 | cap | Dorada 115/33/13.8 kV | m:Q:bushv in Mvar | 4.7084 | ElmTr3
2026 | 2026_DzMD_GzMN_Dp00_Gp00 | Caso Base | All generators | 1 | cap | Dorada 115/33/13.8 kV | m:Q:bushv in Mvar | 4.7084 | ElmTr3
2026 | 2026_DzMD_GzMN_Dp00_Gp00 | Caso Base | All generators | 0.9 | cap | Dorada 115/33/13.8 kV | m:cosphi:bushv | 0.90464 | ElmTr3
2026 | 2026_DzMD_GzMN_Dp00_Gp00 | Caso Base | All generators | 0.91 | cap | Dorada 115/33/13.8 kV | m:cosphi:bushv | 0.90464 | ElmTr3
2026 | 2026_DzMD_GzMN_Dp00_Gp00 | Caso Base | All generators | 0.92 | cap | Dorada 115/33/13.8 kV | m:cosphi:bushv | 0.90464 | ElmTr3
2026 | 2026_DzMD_GzMN_Dp00_Gp00 | Caso Base | All generators | 0.93 | cap | Dorada 115/33/13.8 kV | m:cosphi:bushv | 0.90464 | ElmTr3
2026 | 2026_DzMD_GzMN_Dp00_Gp00 | Caso Base | All generators | 0.94 | cap | Dorada 115/33/13.8 kV | m:cosphi:bushv | 0.90464 | ElmTr3
2026 | 2026_DzMD_GzMN_Dp00_Gp00 | Caso Base | All generators | 0.95 | cap | Dorada 115/33/13.8 kV | m:cosphi:bushv | 0.90464 | ElmTr3
2026 | 2026_DzMD_GzMN_Dp00_Gp00 | Caso Base | All generators | 0.96 | cap | Dorada 115/33/13.8 kV | m:cosphi:bushv | 0.90464 | ElmTr3
2026 | 2026_DzMD_GzMN_Dp00_Gp00 | Caso Base | All generators | 0.97 | cap | Dorada 115/33/13.8 kV | m:cosphi:bushv | 0.90464 | ElmTr3
2026 | 2026_DzMD_GzMN_Dp00_Gp00 | Caso Base | All generators | 0.98 | cap | Dorada 115/33/13.8 kV | m:cosphi:bushv | 0.90464 | ElmTr3
2026 | 2026_DzMD_GzMN_Dp00_Gp00 | Caso Base | All generators | 0.99 | cap | Dorada 115/33/13.8 kV | m:cosphi:bushv | 0.90464 | ElmTr3
2026 | 2026_DzMD_GzMN_Dp00_Gp00 | Caso Base | All generators | 1 | cap | Dorada 115/33/13.8 kV | m:cosphi:bushv | 0.90464 | ElmTr3
2026 | 2026_DzMD_GzMN_Dp00_Gp00 | Caso Base | All generators | 0.9 | cap | Manzanares 115/33/13.8 kV | m:P:bushv in MW | 1.5949 | ElmTr3
2026 | 2026_DzMD_GzMN_Dp00_Gp00 | Caso Base | All generators | 0.91 | cap | Manzanares 115/33/13.8 kV | m:P:bushv in MW | 1.5949 | ElmTr3
2026 | 2026_DzMD_GzMN_Dp00_Gp00 | Caso Base | All generators | 0.92 | cap | Manzanares 115/33/13.8 kV | m:P:bushv in MW | 1.5949 | ElmTr3
2026 | 2026_DzMD_GzMN_Dp00_Gp00 | Caso Base | All generators | 0.93 | cap | Manzanares 115/33/13.8 kV | m:P:bushv in MW | 1.5949 | ElmTr3
2026 | 2026_DzMD_GzMN_Dp00_Gp00 | Caso Base | All generators | 0.94 | cap | Manzanares 115/33/13.8 kV | m:P:bushv in MW | 1.5949 | ElmTr3
2026 | 2026_DzMD_GzMN_Dp00_Gp00 | Caso Base | All generators | 0.95 | cap | Manzanares 115/33/13.8 kV | m:P:bushv in MW | 1.5949 | ElmTr3
2026 | 2026_DzMD_GzMN_Dp00_Gp00 | Caso Base | All generators | 0.96 | cap | Manzanares 115/33/13.8 kV | m:P:bushv in MW | 1.5949 | ElmTr3
2026 | 2026_DzMD_GzMN_Dp00_Gp00 | Caso Base | All generators | 0.97 | cap | Manzanares 115/33/13.8 kV | m:P:bushv in MW | 1.5949 | ElmTr3
2026 | 2026_DzMD_GzMN_Dp00_Gp00 | Caso Base | All generators | 0.98 | cap | Manzanares 115/33/13.8 kV | m:P:bushv in MW | 1.5949 | ElmTr3
2026 | 2026_DzMD_GzMN_Dp00_Gp00 | Caso Base | All generators | 0.99 | cap | Manzanares 115/33/13.8 kV | m:P:bushv in MW | 1.5949 | ElmTr3
2026 | 2026_DzMD_GzMN_Dp00_Gp00 | Caso Base | All generators | 1 | cap | Manzanares 115/33/13.8 kV | m:P:bushv in MW | 1.5949 | ElmTr3
2026 | 2026_DzMD_GzMN_Dp00_Gp00 | Caso Base | All generators | 0.9 | cap | Manzanares 115/33/13.8 kV | m:Q:bushv in Mvar | 0.69553 | ElmTr3
2026 | 2026_DzMD_GzMN_Dp00_Gp00 | Caso Base | All generators | 0.91 | cap | Manzanares 115/33/13.8 kV | m:Q:bushv in Mvar | 0.69553 | ElmTr3
2026 | 2026_DzMD_GzMN_Dp00_Gp00 | Caso Base | All generators | 0.92 | cap | Manzanares 115/33/13.8 kV | m:Q:bushv in Mvar | 0.69553 | ElmTr3
2026 | 2026_DzMD_GzMN_Dp00_Gp00 | Caso Base | All generators | 0.93 | cap | Manzanares 115/33/13.8 kV | m:Q:bushv in Mvar | 0.69553 | ElmTr3
2026 | 2026_DzMD_GzMN_Dp00_Gp00 | Caso Base | All generators | 0.94 | cap | Manzanares 115/33/13.8 kV | m:Q:bushv in Mvar | 0.69553 | ElmTr3
2026 | 2026_DzMD_GzMN_Dp00_Gp00 | Caso Base | All generators | 0.95 | cap | Manzanares 115/33/13.8 kV | m:Q:bushv in Mvar | 0.69553 | ElmTr3
2026 | 2026_DzMD_GzMN_Dp00_Gp00 | Caso Base | All generators | 0.96 | cap | Manzanares 115/33/13.8 kV | m:Q:bushv in Mvar | 0.69553 | ElmTr3
2026 | 2026_DzMD_GzMN_Dp00_Gp00 | Caso Base | All generators | 0.97 | cap | Manzanares 115/33/13.8 kV | m:Q:bushv in Mvar | 0.69553 | ElmTr3
2026 | 2026_DzMD_GzMN_Dp00_Gp00 | Caso Base | All generators | 0.98 | cap | Manzanares 115/33/13.8 kV | m:Q:bushv in Mvar | 0.69553 | ElmTr3
2026 | 2026_DzMD_GzMN_Dp00_Gp00 | Caso Base | All generators | 0.99 | cap | Manzanares 115/33/13.8 kV | m:Q:bushv in Mvar | 0.69553 | ElmTr3
2026 | 2026_DzMD_GzMN_Dp00_Gp00 | Caso Base | All generators | 1 | cap | Manzanares 115/33/13.8 kV | m:Q:bushv in Mvar | 0.69553 | ElmTr3
2026 | 2026_DzMD_GzMN_Dp00_Gp00 | Caso Base | All generators | 0.9 | cap | Manzanares 115/33/13.8 kV | m:cosphi:bushv | 0.91663 | ElmTr3
2026 | 2026_DzMD_GzMN_Dp00_Gp00 | Caso Base | All generators | 0.91 | cap | Manzanares 115/33/13.8 kV | m:cosphi:bushv | 0.91663 | ElmTr3
2026 | 2026_DzMD_GzMN_Dp00_Gp00 | Caso Base | All generators | 0.92 | cap | Manzanares 115/33/13.8 kV | m:cosphi:bushv | 0.91663 | ElmTr3
2026 | 2026_DzMD_GzMN_Dp00_Gp00 | Caso Base | All generators | 0.93 | cap | Manzanares 115/33/13.8 kV | m:cosphi:bushv | 0.91663 | ElmTr3
2026 | 2026_DzMD_GzMN_Dp00_Gp00 | Caso Base | All generators | 0.94 | cap | Manzanares 115/33/13.8 kV | m:cosphi:bushv | 0.91663 | ElmTr3
2026 | 2026_DzMD_GzMN_Dp00_Gp00 | Caso Base | All generators | 0.95 | cap | Manzanares 115/33/13.8 kV | m:cosphi:bushv | 0.91663 | ElmTr3
2026 | 2026_DzMD_GzMN_Dp00_Gp00 | Caso Base | All generators | 0.96 | cap | Manzanares 115/33/13.8 kV | m:cosphi:bushv | 0.91663 | ElmTr3
2026 | 2026_DzMD_GzMN_Dp00_Gp00 | Caso Base | All generators | 0.97 | cap | Manzanares 115/33/13.8 kV | m:cosphi:bushv | 0.91663 | ElmTr3
2026 | 2026_DzMD_GzMN_Dp00_Gp00 | Caso Base | All generators | 0.98 | cap | Manzanares 115/33/13.8 kV | m:cosphi:bushv | 0.91663 | ElmTr3
2026 | 2026_DzMD_GzMN_Dp00_Gp00 | Caso Base | All generators | 0.99 | cap | Manzanares 115/33/13.8 kV | m:cosphi:bushv | 0.91663 | ElmTr3
2026 | 2026_DzMD_GzMN_Dp00_Gp00 | Caso Base | All generators | 1 | cap | Manzanares 115/33/13.8 kV | m:cosphi:bushv | 0.91663 | ElmTr3
2026 | 2026_DzMD_GzMN_Dp00_Gp00 | Caso Base | All generators | 0.9 | cap | Purnio 230/115 | m:P:bushv in MW | 48.9947 | ElmTr3
2026 | 2026_DzMD_GzMN_Dp00_Gp00 | Caso Base | All generators | 0.91 | cap | Purnio 230/115 | m:P:bushv in MW | 48.9947 | ElmTr3
2026 | 2026_DzMD_GzMN_Dp00_Gp00 | Caso Base | All generators | 0.92 | cap | Purnio 230/115 | m:P:bushv in MW | 48.9947 | ElmTr3
2026 | 2026_DzMD_GzMN_Dp00_Gp00 | Caso Base | All generators | 0.93 | cap | Purnio 230/115 | m:P:bushv in MW | 48.9947 | ElmTr3
2026 | 2026_DzMD_GzMN_Dp00_Gp00 | Caso Base | All generators | 0.94 | cap | Purnio 230/115 | m:P:bushv in MW | 48.9947 | ElmTr3
2026 | 2026_DzMD_GzMN_Dp00_Gp00 | Caso Base | All generators | 0.95 | cap | Purnio 230/115 | m:P:bushv in MW | 48.9947 | ElmTr3
2026 | 2026_DzMD_GzMN_Dp00_Gp00 | Caso Base | All generators | 0.96 | cap | Purnio 230/115 | m:P:bushv in MW | 48.9947 | ElmTr3
2026 | 2026_DzMD_GzMN_Dp00_Gp00 | Caso Base | All generators | 0.97 | cap | Purnio 230/115 | m:P:bushv in MW | 48.9947 | ElmTr3
2026 | 2026_DzMD_GzMN_Dp00_Gp00 | Caso Base | All generators | 0.98 | cap | Purnio 230/115 | m:P:bushv in MW | 48.9947 | ElmTr3
2026 | 2026_DzMD_GzMN_Dp00_Gp00 | Caso Base | All generators | 0.99 | cap | Purnio 230/115 | m:P:bushv in MW | 48.9947 | ElmTr3
2026 | 2026_DzMD_GzMN_Dp00_Gp00 | Caso Base | All generators | 1 | cap | Purnio 230/115 | m:P:bushv in MW | 48.9947 | ElmTr3
2026 | 2026_DzMD_GzMN_Dp00_Gp00 | Caso Base | All generators | 0.9 | cap | Purnio 230/115 | m:Q:bushv in Mvar | 1.9097 | ElmTr3
2026 | 2026_DzMD_GzMN_Dp00_Gp00 | Caso Base | All generators | 0.91 | cap | Purnio 230/115 | m:Q:bushv in Mvar | 1.9097 | ElmTr3
2026 | 2026_DzMD_GzMN_Dp00_Gp00 | Caso Base | All generators | 0.92 | cap | Purnio 230/115 | m:Q:bushv in Mvar | 1.9097 | ElmTr3
2026 | 2026_DzMD_GzMN_Dp00_Gp00 | Caso Base | All generators | 0.93 | cap | Purnio 230/115 | m:Q:bushv in Mvar | 1.9097 | ElmTr3
2026 | 2026_DzMD_GzMN_Dp00_Gp00 | Caso Base | All generators | 0.94 | cap | Purnio 230/115 | m:Q:bushv in Mvar | 1.9097 | ElmTr3
2026 | 2026_DzMD_GzMN_Dp00_Gp00 | Caso Base | All generators | 0.95 | cap | Purnio 230/115 | m:Q:bushv in Mvar | 1.9097 | ElmTr3
2026 | 2026_DzMD_GzMN_Dp00_Gp00 | Caso Base | All generators | 0.96 | cap | Purnio 230/115 | m:Q:bushv in Mvar | 1.9097 | ElmTr3
2026 | 2026_DzMD_GzMN_Dp00_Gp00 | Caso Base | All generators | 0.97 | cap | Purnio 230/115 | m:Q:bushv in Mvar | 1.9097 | ElmTr3
2026 | 2026_DzMD_GzMN_Dp00_Gp00 | Caso Base | All generators | 0.98 | cap | Purnio 230/115 | m:Q:bushv in Mvar | 1.9097 | ElmTr3
2026 | 2026_DzMD_GzMN_Dp00_Gp00 | Caso Base | All generators | 0.99 | cap | Purnio 230/115 | m:Q:bushv in Mvar | 1.9097 | ElmTr3
2026 | 2026_DzMD_GzMN_Dp00_Gp00 | Caso Base | All generators | 1 | cap | Purnio 230/115 | m:Q:bushv in Mvar | 1.9097 | ElmTr3
2026 | 2026_DzMD_GzMN_Dp00_Gp00 | Caso Base | All generators | 0.9 | cap | Purnio 230/115 | m:cosphi:bushv | 0.99924 | ElmTr3
2026 | 2026_DzMD_GzMN_Dp00_Gp00 | Caso Base | All generators | 0.91 | cap | Purnio 230/115 | m:cosphi:bushv | 0.99924 | ElmTr3
2026 | 2026_DzMD_GzMN_Dp00_Gp00 | Caso Base | All generators | 0.92 | cap | Purnio 230/115 | m:cosphi:bushv | 0.99924 | ElmTr3
2026 | 2026_DzMD_GzMN_Dp00_Gp00 | Caso Base | All generators | 0.93 | cap | Purnio 230/115 | m:cosphi:bushv | 0.99924 | ElmTr3
2026 | 2026_DzMD_GzMN_Dp00_Gp00 | Caso Base | All generators | 0.94 | cap | Purnio 230/115 | m:cosphi:bushv | 0.99924 | ElmTr3
2026 | 2026_DzMD_GzMN_Dp00_Gp00 | Caso Base | All generators | 0.95 | cap | Purnio 230/115 | m:cosphi:bushv | 0.99924 | ElmTr3
2026 | 2026_DzMD_GzMN_Dp00_Gp00 | Caso Base | All generators | 0.96 | cap | Purnio 230/115 | m:cosphi:bushv | 0.99924 | ElmTr3
2026 | 2026_DzMD_GzMN_Dp00_Gp00 | Caso Base | All generators | 0.97 | cap | Purnio 230/115 | m:cosphi:bushv | 0.99924 | ElmTr3
2026 | 2026_DzMD_GzMN_Dp00_Gp00 | Caso Base | All generators | 0.98 | cap | Purnio 230/115 | m:cosphi:bushv | 0.99924 | ElmTr3
2026 | 2026_DzMD_GzMN_Dp00_Gp00 | Caso Base | All generators | 0.99 | cap | Purnio 230/115 | m:cosphi:bushv | 0.99924 | ElmTr3
2026 | 2026_DzMD_GzMN_Dp00_Gp00 | Caso Base | All generators | 1 | cap | Purnio 230/115 | m:cosphi:bushv | 0.99924 | ElmTr3
2026 | 2026_DzMD_GzMN_Dp00_Gp00 | Caso Base | All generators | 0.9 | cap | Victoria 115/33/13.8 kV | m:P:bushv in MW | 4.6069 | ElmTr3
2026 | 2026_DzMD_GzMN_Dp00_Gp00 | Caso Base | All generators | 0.91 | cap | Victoria 115/33/13.8 kV | m:P:bushv in MW | 4.6069 | ElmTr3
2026 | 2026_DzMD_GzMN_Dp00_Gp00 | Caso Base | All generators | 0.92 | cap | Victoria 115/33/13.8 kV | m:P:bushv in MW | 4.6069 | ElmTr3
2026 | 2026_DzMD_GzMN_Dp00_Gp00 | Caso Base | All generators | 0.93 | cap | Victoria 115/33/13.8 kV | m:P:bushv in MW | 4.6069 | ElmTr3
2026 | 2026_DzMD_GzMN_Dp00_Gp00 | Caso Base | All generators | 0.94 | cap | Victoria 115/33/13.8 kV | m:P:bushv in MW | 4.6069 | ElmTr3
2026 | 2026_DzMD_GzMN_Dp00_Gp00 | Caso Base | All generators | 0.95 | cap | Victoria 115/33/13.8 kV | m:P:bushv in MW | 4.6069 | ElmTr3
2026 | 2026_DzMD_GzMN_Dp00_Gp00 | Caso Base | All generators | 0.96 | cap | Victoria 115/33/13.8 kV | m:P:bushv in MW | 4.6069 | ElmTr3
2026 | 2026_DzMD_GzMN_Dp00_Gp00 | Caso Base | All generators | 0.97 | cap | Victoria 115/33/13.8 kV | m:P:bushv in MW | 4.6069 | ElmTr3
2026 | 2026_DzMD_GzMN_Dp00_Gp00 | Caso Base | All generators | 0.98 | cap | Victoria 115/33/13.8 kV | m:P:bushv in MW | 4.6069 | ElmTr3
2026 | 2026_DzMD_GzMN_Dp00_Gp00 | Caso Base | All generators | 0.99 | cap | Victoria 115/33/13.8 kV | m:P:bushv in MW | 4.6069 | ElmTr3
2026 | 2026_DzMD_GzMN_Dp00_Gp00 | Caso Base | All generators | 1 | cap | Victoria 115/33/13.8 kV | m:P:bushv in MW | 4.6069 | ElmTr3
2026 | 2026_DzMD_GzMN_Dp00_Gp00 | Caso Base | All generators | 0.9 | cap | Victoria 115/33/13.8 kV | m:Q:bushv in Mvar | 2.6473 | ElmTr3
2026 | 2026_DzMD_GzMN_Dp00_Gp00 | Caso Base | All generators | 0.91 | cap | Victoria 115/33/13.8 kV | m:Q:bushv in Mvar | 2.6473 | ElmTr3
2026 | 2026_DzMD_GzMN_Dp00_Gp00 | Caso Base | All generators | 0.92 | cap | Victoria 115/33/13.8 kV | m:Q:bushv in Mvar | 2.6473 | ElmTr3
2026 | 2026_DzMD_GzMN_Dp00_Gp00 | Caso Base | All generators | 0.93 | cap | Victoria 115/33/13.8 kV | m:Q:bushv in Mvar | 2.6473 | ElmTr3
2026 | 2026_DzMD_GzMN_Dp00_Gp00 | Caso Base | All generators | 0.94 | cap | Victoria 115/33/13.8 kV | m:Q:bushv in Mvar | 2.6473 | ElmTr3
2026 | 2026_DzMD_GzMN_Dp00_Gp00 | Caso Base | All generators | 0.95 | cap | Victoria 115/33/13.8 kV | m:Q:bushv in Mvar | 2.6473 | ElmTr3
2026 | 2026_DzMD_GzMN_Dp00_Gp00 | Caso Base | All generators | 0.96 | cap | Victoria 115/33/13.8 kV | m:Q:bushv in Mvar | 2.6473 | ElmTr3
2026 | 2026_DzMD_GzMN_Dp00_Gp00 | Caso Base | All generators | 0.97 | cap | Victoria 115/33/13.8 kV | m:Q:bushv in Mvar | 2.6473 | ElmTr3
2026 | 2026_DzMD_GzMN_Dp00_Gp00 | Caso Base | All generators | 0.98 | cap | Victoria 115/33/13.8 kV | m:Q:bushv in Mvar | 2.6473 | ElmTr3
2026 | 2026_DzMD_GzMN_Dp00_Gp00 | Caso Base | All generators | 0.99 | cap | Victoria 115/33/13.8 kV | m:Q:bushv in Mvar | 2.6473 | ElmTr3
2026 | 2026_DzMD_GzMN_Dp00_Gp00 | Caso Base | All generators | 1 | cap | Victoria 115/33/13.8 kV | m:Q:bushv in Mvar | 2.6473 | ElmTr3
2026 | 2026_DzMD_GzMN_Dp00_Gp00 | Caso Base | All generators | 0.9 | cap | Victoria 115/33/13.8 kV | m:cosphi:bushv | 0.86705 | ElmTr3
2026 | 2026_DzMD_GzMN_Dp00_Gp00 | Caso Base | All generators | 0.91 | cap | Victoria 115/33/13.8 kV | m:cosphi:bushv | 0.86705 | ElmTr3
2026 | 2026_DzMD_GzMN_Dp00_Gp00 | Caso Base | All generators | 0.92 | cap | Victoria 115/33/13.8 kV | m:cosphi:bushv | 0.86705 | ElmTr3
2026 | 2026_DzMD_GzMN_Dp00_Gp00 | Caso Base | All generators | 0.93 | cap | Victoria 115/33/13.8 kV | m:cosphi:bushv | 0.86705 | ElmTr3
2026 | 2026_DzMD_GzMN_Dp00_Gp00 | Caso Base | All generators | 0.94 | cap | Victoria 115/33/13.8 kV | m:cosphi:bushv | 0.86705 | ElmTr3
2026 | 2026_DzMD_GzMN_Dp00_Gp00 | Caso Base | All generators | 0.95 | cap | Victoria 115/33/13.8 kV | m:cosphi:bushv | 0.86705 | ElmTr3
2026 | 2026_DzMD_GzMN_Dp00_Gp00 | Caso Base | All generators | 0.96 | cap | Victoria 115/33/13.8 kV | m:cosphi:bushv | 0.86705 | ElmTr3
2026 | 2026_DzMD_GzMN_Dp00_Gp00 | Caso Base | All generators | 0.97 | cap | Victoria 115/33/13.8 kV | m:cosphi:bushv | 0.86705 | ElmTr3
2026 | 2026_DzMD_GzMN_Dp00_Gp00 | Caso Base | All generators | 0.98 | cap | Victoria 115/33/13.8 kV | m:cosphi:bushv | 0.86705 | ElmTr3
2026 | 2026_DzMD_GzMN_Dp00_Gp00 | Caso Base | All generators | 0.99 | cap | Victoria 115/33/13.8 kV | m:cosphi:bushv | 0.86705 | ElmTr3
2026 | 2026_DzMD_GzMN_Dp00_Gp00 | Caso Base | All generators | 1 | cap | Victoria 115/33/13.8 kV | m:cosphi:bushv | 0.86705 | ElmTr3
2026 | 2026_DzMD_GzMN_Dp00_Gp00 | Caso Base | All generators | 0.9 | ind | Dorada - Magdalena 115 kV | m:P:bus1 in MW | 39.9427 | ElmLne
2026 | 2026_DzMD_GzMN_Dp00_Gp00 | Caso Base | All generators | 0.91 | ind | Dorada - Magdalena 115 kV | m:P:bus1 in MW | 39.9427 | ElmLne
2026 | 2026_DzMD_GzMN_Dp00_Gp00 | Caso Base | All generators | 0.92 | ind | Dorada - Magdalena 115 kV | m:P:bus1 in MW | 39.9427 | ElmLne
2026 | 2026_DzMD_GzMN_Dp00_Gp00 | Caso Base | All generators | 0.93 | ind | Dorada - Magdalena 115 kV | m:P:bus1 in MW | 39.9427 | ElmLne
2026 | 2026_DzMD_GzMN_Dp00_Gp00 | Caso Base | All generators | 0.94 | ind | Dorada - Magdalena 115 kV | m:P:bus1 in MW | 39.9427 | ElmLne
2026 | 2026_DzMD_GzMN_Dp00_Gp00 | Caso Base | All generators | 0.95 | ind | Dorada - Magdalena 115 kV | m:P:bus1 in MW | 39.9427 | ElmLne
2026 | 2026_DzMD_GzMN_Dp00_Gp00 | Caso Base | All generators | 0.96 | ind | Dorada - Magdalena 115 kV | m:P:bus1 in MW | 39.9427 | ElmLne
2026 | 2026_DzMD_GzMN_Dp00_Gp00 | Caso Base | All generators | 0.97 | ind | Dorada - Magdalena 115 kV | m:P:bus1 in MW | 39.9427 | ElmLne
2026 | 2026_DzMD_GzMN_Dp00_Gp00 | Caso Base | All generators | 0.98 | ind | Dorada - Magdalena 115 kV | m:P:bus1 in MW | 39.9427 | ElmLne
2026 | 2026_DzMD_GzMN_Dp00_Gp00 | Caso Base | All generators | 0.99 | ind | Dorada - Magdalena 115 kV | m:P:bus1 in MW | 39.9427 | ElmLne
2026 | 2026_DzMD_GzMN_Dp00_Gp00 | Caso Base | All generators | 1 | ind | Dorada - Magdalena 115 kV | m:P:bus1 in MW | 39.9427 | ElmLne
2026 | 2026_DzMD_GzMN_Dp00_Gp00 | Caso Base | All generators | 0.9 | ind | Dorada - Magdalena 115 kV | m:P:bus2 in MW | -39.8589 | ElmLne
2026 | 2026_DzMD_GzMN_Dp00_Gp00 | Caso Base | All generators | 0.91 | ind | Dorada - Magdalena 115 kV | m:P:bus2 in MW | -39.8589 | ElmLne
2026 | 2026_DzMD_GzMN_Dp00_Gp00 | Caso Base | All generators | 0.92 | ind | Dorada - Magdalena 115 kV | m:P:bus2 in MW | -39.8589 | ElmLne
2026 | 2026_DzMD_GzMN_Dp00_Gp00 | Caso Base | All generators | 0.93 | ind | Dorada - Magdalena 115 kV | m:P:bus2 in MW | -39.8589 | ElmLne
2026 | 2026_DzMD_GzMN_Dp00_Gp00 | Caso Base | All generators | 0.94 | ind | Dorada - Magdalena 115 kV | m:P:bus2 in MW | -39.8589 | ElmLne
2026 | 2026_DzMD_GzMN_Dp00_Gp00 | Caso Base | All generators | 0.95 | ind | Dorada - Magdalena 115 kV | m:P:bus2 in MW | -39.8589 | ElmLne
2026 | 2026_DzMD_GzMN_Dp00_Gp00 | Caso Base | All generators | 0.96 | ind | Dorada - Magdalena 115 kV | m:P:bus2 in MW | -39.8589 | ElmLne
2026 | 2026_DzMD_GzMN_Dp00_Gp00 | Caso Base | All generators | 0.97 | ind | Dorada - Magdalena 115 kV | m:P:bus2 in MW | -39.8589 | ElmLne
2026 | 2026_DzMD_GzMN_Dp00_Gp00 | Caso Base | All generators | 0.98 | ind | Dorada - Magdalena 115 kV | m:P:bus2 in MW | -39.8589 | ElmLne
2026 | 2026_DzMD_GzMN_Dp00_Gp00 | Caso Base | All generators | 0.99 | ind | Dorada - Magdalena 115 kV | m:P:bus2 in MW | -39.8589 | ElmLne
2026 | 2026_DzMD_GzMN_Dp00_Gp00 | Caso Base | All generators | 1 | ind | Dorada - Magdalena 115 kV | m:P:bus2 in MW | -39.8589 | ElmLne
2026 | 2026_DzMD_GzMN_Dp00_Gp00 | Caso Base | All generators | 0.9 | ind | Dorada - Magdalena 115 kV | m:Q:bus1 in Mvar | 2.5627 | ElmLne
2026 | 2026_DzMD_GzMN_Dp00_Gp00 | Caso Base | All generators | 0.91 | ind | Dorada - Magdalena 115 kV | m:Q:bus1 in Mvar | 2.5627 | ElmLne
2026 | 2026_DzMD_GzMN_Dp00_Gp00 | Caso Base | All generators | 0.92 | ind | Dorada - Magdalena 115 kV | m:Q:bus1 in Mvar | 2.5627 | ElmLne
2026 | 2026_DzMD_GzMN_Dp00_Gp00 | Caso Base | All generators | 0.93 | ind | Dorada - Magdalena 115 kV | m:Q:bus1 in Mvar | 2.5627 | ElmLne
2026 | 2026_DzMD_GzMN_Dp00_Gp00 | Caso Base | All generators | 0.94 | ind | Dorada - Magdalena 115 kV | m:Q:bus1 in Mvar | 2.5627 | ElmLne
2026 | 2026_DzMD_GzMN_Dp00_Gp00 | Caso Base | All generators | 0.95 | ind | Dorada - Magdalena 115 kV | m:Q:bus1 in Mvar | 2.5627 | ElmLne
2026 | 2026_DzMD_GzMN_Dp00_Gp00 | Caso Base | All generators | 0.96 | ind | Dorada - Magdalena 115 kV | m:Q:bus1 in Mvar | 2.5627 | ElmLne
2026 | 2026_DzMD_GzMN_Dp00_Gp00 | Caso Base | All generators | 0.97 | ind | Dorada - Magdalena 115 kV | m:Q:bus1 in Mvar | 2.5627 | ElmLne
2026 | 2026_DzMD_GzMN_Dp00_Gp00 | Caso Base | All generators | 0.98 | ind | Dorada - Magdalena 115 kV | m:Q:bus1 in Mvar | 2.5627 | ElmLne
2026 | 2026_DzMD_GzMN_Dp00_Gp00 | Caso Base | All generators | 0.99 | ind | Dorada - Magdalena 115 kV | m:Q:bus1 in Mvar | 2.5627 | ElmLne
2026 | 2026_DzMD_GzMN_Dp00_Gp00 | Caso Base | All generators | 1 | ind | Dorada - Magdalena 115 kV | m:Q:bus1 in Mvar | 2.5627 | ElmLne
2026 | 2026_DzMD_GzMN_Dp00_Gp00 | Caso Base | All generators | 0.9 | ind | Dorada - Magdalena 115 kV | m:Q:bus2 in Mvar | -2.5079 | ElmLne
2026 | 2026_DzMD_GzMN_Dp00_Gp00 | Caso Base | All generators | 0.91 | ind | Dorada - Magdalena 115 kV | m:Q:bus2 in Mvar | -2.5079 | ElmLne
2026 | 2026_DzMD_GzMN_Dp00_Gp00 | Caso Base | All generators | 0.92 | ind | Dorada - Magdalena 115 kV | m:Q:bus2 in Mvar | -2.5079 | ElmLne
2026 | 2026_DzMD_GzMN_Dp00_Gp00 | Caso Base | All generators | 0.93 | ind | Dorada - Magdalena 115 kV | m:Q:bus2 in Mvar | -2.5079 | ElmLne
2026 | 2026_DzMD_GzMN_Dp00_Gp00 | Caso Base | All generators | 0.94 | ind | Dorada - Magdalena 115 kV | m:Q:bus2 in Mvar | -2.5079 | ElmLne
2026 | 2026_DzMD_GzMN_Dp00_Gp00 | Caso Base | All generators | 0.95 | ind | Dorada - Magdalena 115 kV | m:Q:bus2 in Mvar | -2.5079 | ElmLne
2026 | 2026_DzMD_GzMN_Dp00_Gp00 | Caso Base | All generators | 0.96 | ind | Dorada - Magdalena 115 kV | m:Q:bus2 in Mvar | -2.5079 | ElmLne
2026 | 2026_DzMD_GzMN_Dp00_Gp00 | Caso Base | All generators | 0.97 | ind | Dorada - Magdalena 115 kV | m:Q:bus2 in Mvar | -2.5079 | ElmLne
2026 | 2026_DzMD_GzMN_Dp00_Gp00 | Caso Base | All generators | 0.98 | ind | Dorada - Magdalena 115 kV | m:Q:bus2 in Mvar | -2.5079 | ElmLne
2026 | 2026_DzMD_GzMN_Dp00_Gp00 | Caso Base | All generators | 0.99 | ind | Dorada - Magdalena 115 kV | m:Q:bus2 in Mvar | -2.5079 | ElmLne
2026 | 2026_DzMD_GzMN_Dp00_Gp00 | Caso Base | All generators | 1 | ind | Dorada - Magdalena 115 kV | m:Q:bus2 in Mvar | -2.5079 | ElmLne
2026 | 2026_DzMD_GzMN_Dp00_Gp00 | Caso Base | All generators | 0.9 | ind | Dorada - Magdalena 115 kV | m:cosphi:bus1 | 0.99795 | ElmLne
2026 | 2026_DzMD_GzMN_Dp00_Gp00 | Caso Base | All generators | 0.91 | ind | Dorada - Magdalena 115 kV | m:cosphi:bus1 | 0.99795 | ElmLne
2026 | 2026_DzMD_GzMN_Dp00_Gp00 | Caso Base | All generators | 0.92 | ind | Dorada - Magdalena 115 kV | m:cosphi:bus1 | 0.99795 | ElmLne
2026 | 2026_DzMD_GzMN_Dp00_Gp00 | Caso Base | All generators | 0.93 | ind | Dorada - Magdalena 115 kV | m:cosphi:bus1 | 0.99795 | ElmLne
2026 | 2026_DzMD_GzMN_Dp00_Gp00 | Caso Base | All generators | 0.94 | ind | Dorada - Magdalena 115 kV | m:cosphi:bus1 | 0.99795 | ElmLne
2026 | 2026_DzMD_GzMN_Dp00_Gp00 | Caso Base | All generators | 0.95 | ind | Dorada - Magdalena 115 kV | m:cosphi:bus1 | 0.99795 | ElmLne
2026 | 2026_DzMD_GzMN_Dp00_Gp00 | Caso Base | All generators | 0.96 | ind | Dorada - Magdalena 115 kV | m:cosphi:bus1 | 0.99795 | ElmLne
2026 | 2026_DzMD_GzMN_Dp00_Gp00 | Caso Base | All generators | 0.97 | ind | Dorada - Magdalena 115 kV | m:cosphi:bus1 | 0.99795 | ElmLne
2026 | 2026_DzMD_GzMN_Dp00_Gp00 | Caso Base | All generators | 0.98 | ind | Dorada - Magdalena 115 kV | m:cosphi:bus1 | 0.99795 | ElmLne
2026 | 2026_DzMD_GzMN_Dp00_Gp00 | Caso Base | All generators | 0.99 | ind | Dorada - Magdalena 115 kV | m:cosphi:bus1 | 0.99795 | ElmLne
2026 | 2026_DzMD_GzMN_Dp00_Gp00 | Caso Base | All generators | 1 | ind | Dorada - Magdalena 115 kV | m:cosphi:bus1 | 0.99795 | ElmLne
2026 | 2026_DzMD_GzMN_Dp00_Gp00 | Caso Base | All generators | 0.9 | ind | Dorada - Magdalena 115 kV | m:cosphi:bus2 | -0.99803 | ElmLne
2026 | 2026_DzMD_GzMN_Dp00_Gp00 | Caso Base | All generators | 0.91 | ind | Dorada - Magdalena 115 kV | m:cosphi:bus2 | -0.99803 | ElmLne
2026 | 2026_DzMD_GzMN_Dp00_Gp00 | Caso Base | All generators | 0.92 | ind | Dorada - Magdalena 115 kV | m:cosphi:bus2 | -0.99803 | ElmLne
2026 | 2026_DzMD_GzMN_Dp00_Gp00 | Caso Base | All generators | 0.93 | ind | Dorada - Magdalena 115 kV | m:cosphi:bus2 | -0.99803 | ElmLne
2026 | 2026_DzMD_GzMN_Dp00_Gp00 | Caso Base | All generators | 0.94 | ind | Dorada - Magdalena 115 kV | m:cosphi:bus2 | -0.99803 | ElmLne
2026 | 2026_DzMD_GzMN_Dp00_Gp00 | Caso Base | All generators | 0.95 | ind | Dorada - Magdalena 115 kV | m:cosphi:bus2 | -0.99803 | ElmLne
2026 | 2026_DzMD_GzMN_Dp00_Gp00 | Caso Base | All generators | 0.96 | ind | Dorada - Magdalena 115 kV | m:cosphi:bus2 | -0.99803 | ElmLne
2026 | 2026_DzMD_GzMN_Dp00_Gp00 | Caso Base | All generators | 0.97 | ind | Dorada - Magdalena 115 kV | m:cosphi:bus2 | -0.99803 | ElmLne
2026 | 2026_DzMD_GzMN_Dp00_Gp00 | Caso Base | All generators | 0.98 | ind | Dorada - Magdalena 115 kV | m:cosphi:bus2 | -0.99803 | ElmLne
2026 | 2026_DzMD_GzMN_Dp00_Gp00 | Caso Base | All generators | 0.99 | ind | Dorada - Magdalena 115 kV | m:cosphi:bus2 | -0.99803 | ElmLne
2026 | 2026_DzMD_GzMN_Dp00_Gp00 | Caso Base | All generators | 1 | ind | Dorada - Magdalena 115 kV | m:cosphi:bus2 | -0.99803 | ElmLne
2026 | 2026_DzMD_GzMN_Dp00_Gp00 | Caso Base | All generators | 0.9 | ind | Mariquita - Victoria 2 115 | m:P:bus1 in MW | 7.9038 | ElmLne
2026 | 2026_DzMD_GzMN_Dp00_Gp00 | Caso Base | All generators | 0.91 | ind | Mariquita - Victoria 2 115 | m:P:bus1 in MW | 7.9038 | ElmLne
2026 | 2026_DzMD_GzMN_Dp00_Gp00 | Caso Base | All generators | 0.92 | ind | Mariquita - Victoria 2 115 | m:P:bus1 in MW | 7.9038 | ElmLne
2026 | 2026_DzMD_GzMN_Dp00_Gp00 | Caso Base | All generators | 0.93 | ind | Mariquita - Victoria 2 115 | m:P:bus1 in MW | 7.9038 | ElmLne
2026 | 2026_DzMD_GzMN_Dp00_Gp00 | Caso Base | All generators | 0.94 | ind | Mariquita - Victoria 2 115 | m:P:bus1 in MW | 7.9038 | ElmLne
2026 | 2026_DzMD_GzMN_Dp00_Gp00 | Caso Base | All generators | 0.95 | ind | Mariquita - Victoria 2 115 | m:P:bus1 in MW | 7.9038 | ElmLne
2026 | 2026_DzMD_GzMN_Dp00_Gp00 | Caso Base | All generators | 0.96 | ind | Mariquita - Victoria 2 115 | m:P:bus1 in MW | 7.9038 | ElmLne
2026 | 2026_DzMD_GzMN_Dp00_Gp00 | Caso Base | All generators | 0.97 | ind | Mariquita - Victoria 2 115 | m:P:bus1 in MW | 7.9038 | ElmLne
2026 | 2026_DzMD_GzMN_Dp00_Gp00 | Caso Base | All generators | 0.98 | ind | Mariquita - Victoria 2 115 | m:P:bus1 in MW | 7.9038 | ElmLne
2026 | 2026_DzMD_GzMN_Dp00_Gp00 | Caso Base | All generators | 0.99 | ind | Mariquita - Victoria 2 115 | m:P:bus1 in MW | 7.9038 | ElmLne
2026 | 2026_DzMD_GzMN_Dp00_Gp00 | Caso Base | All generators | 1 | ind | Mariquita - Victoria 2 115 | m:P:bus1 in MW | 7.9038 | ElmLne
2026 | 2026_DzMD_GzMN_Dp00_Gp00 | Caso Base | All generators | 0.9 | ind | Mariquita - Victoria 2 115 | m:P:bus2 in MW | -7.8759 | ElmLne
2026 | 2026_DzMD_GzMN_Dp00_Gp00 | Caso Base | All generators | 0.91 | ind | Mariquita - Victoria 2 115 | m:P:bus2 in MW | -7.8759 | ElmLne
2026 | 2026_DzMD_GzMN_Dp00_Gp00 | Caso Base | All generators | 0.92 | ind | Mariquita - Victoria 2 115 | m:P:bus2 in MW | -7.8759 | ElmLne
2026 | 2026_DzMD_GzMN_Dp00_Gp00 | Caso Base | All generators | 0.93 | ind | Mariquita - Victoria 2 115 | m:P:bus2 in MW | -7.8759 | ElmLne
2026 | 2026_DzMD_GzMN_Dp00_Gp00 | Caso Base | All generators | 0.94 | ind | Mariquita - Victoria 2 115 | m:P:bus2 in MW | -7.8759 | ElmLne
2026 | 2026_DzMD_GzMN_Dp00_Gp00 | Caso Base | All generators | 0.95 | ind | Mariquita - Victoria 2 115 | m:P:bus2 in MW | -7.8759 | ElmLne
2026 | 2026_DzMD_GzMN_Dp00_Gp00 | Caso Base | All generators | 0.96 | ind | Mariquita - Victoria 2 115 | m:P:bus2 in MW | -7.8759 | ElmLne
2026 | 2026_DzMD_GzMN_Dp00_Gp00 | Caso Base | All generators | 0.97 | ind | Mariquita - Victoria 2 115 | m:P:bus2 in MW | -7.8759 | ElmLne
2026 | 2026_DzMD_GzMN_Dp00_Gp00 | Caso Base | All generators | 0.98 | ind | Mariquita - Victoria 2 115 | m:P:bus2 in MW | -7.8759 | ElmLne
2026 | 2026_DzMD_GzMN_Dp00_Gp00 | Caso Base | All generators | 0.99 | ind | Mariquita - Victoria 2 115 | m:P:bus2 in MW | -7.8759 | ElmLne
2026 | 2026_DzMD_GzMN_Dp00_Gp00 | Caso Base | All generators | 1 | ind | Mariquita - Victoria 2 115 | m:P:bus2 in MW | -7.8759 | ElmLne
2026 | 2026_DzMD_GzMN_Dp00_Gp00 | Caso Base | All generators | 0.9 | ind | Mariquita - Victoria 2 115 | m:Q:bus1 in Mvar | -8.5979 | ElmLne
2026 | 2026_DzMD_GzMN_Dp00_Gp00 | Caso Base | All generators | 0.91 | ind | Mariquita - Victoria 2 115 | m:Q:bus1 in Mvar | -8.5979 | ElmLne
2026 | 2026_DzMD_GzMN_Dp00_Gp00 | Caso Base | All generators | 0.92 | ind | Mariquita - Victoria 2 115 | m:Q:bus1 in Mvar | -8.5979 | ElmLne
2026 | 2026_DzMD_GzMN_Dp00_Gp00 | Caso Base | All generators | 0.93 | ind | Mariquita - Victoria 2 115 | m:Q:bus1 in Mvar | -8.5979 | ElmLne
2026 | 2026_DzMD_GzMN_Dp00_Gp00 | Caso Base | All generators | 0.94 | ind | Mariquita - Victoria 2 115 | m:Q:bus1 in Mvar | -8.5979 | ElmLne
2026 | 2026_DzMD_GzMN_Dp00_Gp00 | Caso Base | All generators | 0.95 | ind | Mariquita - Victoria 2 115 | m:Q:bus1 in Mvar | -8.5979 | ElmLne
2026 | 2026_DzMD_GzMN_Dp00_Gp00 | Caso Base | All generators | 0.96 | ind | Mariquita - Victoria 2 115 | m:Q:bus1 in Mvar | -8.5979 | ElmLne
2026 | 2026_DzMD_GzMN_Dp00_Gp00 | Caso Base | All generators | 0.97 | ind | Mariquita - Victoria 2 115 | m:Q:bus1 in Mvar | -8.5979 | ElmLne
2026 | 2026_DzMD_GzMN_Dp00_Gp00 | Caso Base | All generators | 0.98 | ind | Mariquita - Victoria 2 115 | m:Q:bus1 in Mvar | -8.5979 | ElmLne
2026 | 2026_DzMD_GzMN_Dp00_Gp00 | Caso Base | All generators | 0.99 | ind | Mariquita - Victoria 2 115 | m:Q:bus1 in Mvar | -8.5979 | ElmLne
2026 | 2026_DzMD_GzMN_Dp00_Gp00 | Caso Base | All generators | 1 | ind | Mariquita - Victoria 2 115 | m:Q:bus1 in Mvar | -8.5979 | ElmLne
2026 | 2026_DzMD_GzMN_Dp00_Gp00 | Caso Base | All generators | 0.9 | ind | Mariquita - Victoria 2 115 | m:Q:bus2 in Mvar | 8.0146 | ElmLne
2026 | 2026_DzMD_GzMN_Dp00_Gp00 | Caso Base | All generators | 0.91 | ind | Mariquita - Victoria 2 115 | m:Q:bus2 in Mvar | 8.0146 | ElmLne
2026 | 2026_DzMD_GzMN_Dp00_Gp00 | Caso Base | All generators | 0.92 | ind | Mariquita - Victoria 2 115 | m:Q:bus2 in Mvar | 8.0146 | ElmLne
2026 | 2026_DzMD_GzMN_Dp00_Gp00 | Caso Base | All generators | 0.93 | ind | Mariquita - Victoria 2 115 | m:Q:bus2 in Mvar | 8.0146 | ElmLne
2026 | 2026_DzMD_GzMN_Dp00_Gp00 | Caso Base | All generators | 0.94 | ind | Mariquita - Victoria 2 115 | m:Q:bus2 in Mvar | 8.0146 | ElmLne
2026 | 2026_DzMD_GzMN_Dp00_Gp00 | Caso Base | All generators | 0.95 | ind | Mariquita - Victoria 2 115 | m:Q:bus2 in Mvar | 8.0146 | ElmLne
2026 | 2026_DzMD_GzMN_Dp00_Gp00 | Caso Base | All generators | 0.96 | ind | Mariquita - Victoria 2 115 | m:Q:bus2 in Mvar | 8.0146 | ElmLne
2026 | 2026_DzMD_GzMN_Dp00_Gp00 | Caso Base | All generators | 0.97 | ind | Mariquita - Victoria 2 115 | m:Q:bus2 in Mvar | 8.0146 | ElmLne
2026 | 2026_DzMD_GzMN_Dp00_Gp00 | Caso Base | All generators | 0.98 | ind | Mariquita - Victoria 2 115 | m:Q:bus2 in Mvar | 8.0146 | ElmLne
2026 | 2026_DzMD_GzMN_Dp00_Gp00 | Caso Base | All generators | 0.99 | ind | Mariquita - Victoria 2 115 | m:Q:bus2 in Mvar | 8.0146 | ElmLne
2026 | 2026_DzMD_GzMN_Dp00_Gp00 | Caso Base | All generators | 1 | ind | Mariquita - Victoria 2 115 | m:Q:bus2 in Mvar | 8.0146 | ElmLne
2026 | 2026_DzMD_GzMN_Dp00_Gp00 | Caso Base | All generators | 0.9 | ind | Mariquita - Victoria 2 115 | m:cosphi:bus1 | 0.67676 | ElmLne
2026 | 2026_DzMD_GzMN_Dp00_Gp00 | Caso Base | All generators | 0.91 | ind | Mariquita - Victoria 2 115 | m:cosphi:bus1 | 0.67676 | ElmLne
2026 | 2026_DzMD_GzMN_Dp00_Gp00 | Caso Base | All generators | 0.92 | ind | Mariquita - Victoria 2 115 | m:cosphi:bus1 | 0.67676 | ElmLne
2026 | 2026_DzMD_GzMN_Dp00_Gp00 | Caso Base | All generators | 0.93 | ind | Mariquita - Victoria 2 115 | m:cosphi:bus1 | 0.67676 | ElmLne
2026 | 2026_DzMD_GzMN_Dp00_Gp00 | Caso Base | All generators | 0.94 | ind | Mariquita - Victoria 2 115 | m:cosphi:bus1 | 0.67676 | ElmLne
2026 | 2026_DzMD_GzMN_Dp00_Gp00 | Caso Base | All generators | 0.95 | ind | Mariquita - Victoria 2 115 | m:cosphi:bus1 | 0.67676 | ElmLne
2026 | 2026_DzMD_GzMN_Dp00_Gp00 | Caso Base | All generators | 0.96 | ind | Mariquita - Victoria 2 115 | m:cosphi:bus1 | 0.67676 | ElmLne
2026 | 2026_DzMD_GzMN_Dp00_Gp00 | Caso Base | All generators | 0.97 | ind | Mariquita - Victoria 2 115 | m:cosphi:bus1 | 0.67676 | ElmLne
2026 | 2026_DzMD_GzMN_Dp00_Gp00 | Caso Base | All generators | 0.98 | ind | Mariquita - Victoria 2 115 | m:cosphi:bus1 | 0.67676 | ElmLne
2026 | 2026_DzMD_GzMN_Dp00_Gp00 | Caso Base | All generators | 0.99 | ind | Mariquita - Victoria 2 115 | m:cosphi:bus1 | 0.67676 | ElmLne
2026 | 2026_DzMD_GzMN_Dp00_Gp00 | Caso Base | All generators | 1 | ind | Mariquita - Victoria 2 115 | m:cosphi:bus1 | 0.67676 | ElmLne
2026 | 2026_DzMD_GzMN_Dp00_Gp00 | Caso Base | All generators | 0.9 | ind | Mariquita - Victoria 2 115 | m:cosphi:bus2 | -0.70091 | ElmLne
2026 | 2026_DzMD_GzMN_Dp00_Gp00 | Caso Base | All generators | 0.91 | ind | Mariquita - Victoria 2 115 | m:cosphi:bus2 | -0.70091 | ElmLne
2026 | 2026_DzMD_GzMN_Dp00_Gp00 | Caso Base | All generators | 0.92 | ind | Mariquita - Victoria 2 115 | m:cosphi:bus2 | -0.70091 | ElmLne
2026 | 2026_DzMD_GzMN_Dp00_Gp00 | Caso Base | All generators | 0.93 | ind | Mariquita - Victoria 2 115 | m:cosphi:bus2 | -0.70091 | ElmLne
2026 | 2026_DzMD_GzMN_Dp00_Gp00 | Caso Base | All generators | 0.94 | ind | Mariquita - Victoria 2 115 | m:cosphi:bus2 | -0.70091 | ElmLne
2026 | 2026_DzMD_GzMN_Dp00_Gp00 | Caso Base | All generators | 0.95 | ind | Mariquita - Victoria 2 115 | m:cosphi:bus2 | -0.70091 | ElmLne
2026 | 2026_DzMD_GzMN_Dp00_Gp00 | Caso Base | All generators | 0.96 | ind | Mariquita - Victoria 2 115 | m:cosphi:bus2 | -0.70091 | ElmLne
2026 | 2026_DzMD_GzMN_Dp00_Gp00 | Caso Base | All generators | 0.97 | ind | Mariquita - Victoria 2 115 | m:cosphi:bus2 | -0.70091 | ElmLne
2026 | 2026_DzMD_GzMN_Dp00_Gp00 | Caso Base | All generators | 0.98 | ind | Mariquita - Victoria 2 115 | m:cosphi:bus2 | -0.70091 | ElmLne
2026 | 2026_DzMD_GzMN_Dp00_Gp00 | Caso Base | All generators | 0.99 | ind | Mariquita - Victoria 2 115 | m:cosphi:bus2 | -0.70091 | ElmLne
2026 | 2026_DzMD_GzMN_Dp00_Gp00 | Caso Base | All generators | 1 | ind | Mariquita - Victoria 2 115 | m:cosphi:bus2 | -0.70091 | ElmLne
2026 | 2026_DzMD_GzMN_Dp00_Gp00 | Caso Base | All generators | 0.9 | ind | Dorada 115/33/13.8 kV | m:P:bushv in MW | 9.9945 | ElmTr3
2026 | 2026_DzMD_GzMN_Dp00_Gp00 | Caso Base | All generators | 0.91 | ind | Dorada 115/33/13.8 kV | m:P:bushv in MW | 9.9945 | ElmTr3
2026 | 2026_DzMD_GzMN_Dp00_Gp00 | Caso Base | All generators | 0.92 | ind | Dorada 115/33/13.8 kV | m:P:bushv in MW | 9.9945 | ElmTr3
2026 | 2026_DzMD_GzMN_Dp00_Gp00 | Caso Base | All generators | 0.93 | ind | Dorada 115/33/13.8 kV | m:P:bushv in MW | 9.9945 | ElmTr3
2026 | 2026_DzMD_GzMN_Dp00_Gp00 | Caso Base | All generators | 0.94 | ind | Dorada 115/33/13.8 kV | m:P:bushv in MW | 9.9945 | ElmTr3
2026 | 2026_DzMD_GzMN_Dp00_Gp00 | Caso Base | All generators | 0.95 | ind | Dorada 115/33/13.8 kV | m:P:bushv in MW | 9.9945 | ElmTr3
2026 | 2026_DzMD_GzMN_Dp00_Gp00 | Caso Base | All generators | 0.96 | ind | Dorada 115/33/13.8 kV | m:P:bushv in MW | 9.9945 | ElmTr3
2026 | 2026_DzMD_GzMN_Dp00_Gp00 | Caso Base | All generators | 0.97 | ind | Dorada 115/33/13.8 kV | m:P:bushv in MW | 9.9945 | ElmTr3
2026 | 2026_DzMD_GzMN_Dp00_Gp00 | Caso Base | All generators | 0.98 | ind | Dorada 115/33/13.8 kV | m:P:bushv in MW | 9.9945 | ElmTr3
2026 | 2026_DzMD_GzMN_Dp00_Gp00 | Caso Base | All generators | 0.99 | ind | Dorada 115/33/13.8 kV | m:P:bushv in MW | 9.9945 | ElmTr3
2026 | 2026_DzMD_GzMN_Dp00_Gp00 | Caso Base | All generators | 1 | ind | Dorada 115/33/13.8 kV | m:P:bushv in MW | 9.9945 | ElmTr3
2026 | 2026_DzMD_GzMN_Dp00_Gp00 | Caso Base | All generators | 0.9 | ind | Dorada 115/33/13.8 kV | m:Q:bushv in Mvar | 4.7084 | ElmTr3
2026 | 2026_DzMD_GzMN_Dp00_Gp00 | Caso Base | All generators | 0.91 | ind | Dorada 115/33/13.8 kV | m:Q:bushv in Mvar | 4.7084 | ElmTr3
2026 | 2026_DzMD_GzMN_Dp00_Gp00 | Caso Base | All generators | 0.92 | ind | Dorada 115/33/13.8 kV | m:Q:bushv in Mvar | 4.7084 | ElmTr3
2026 | 2026_DzMD_GzMN_Dp00_Gp00 | Caso Base | All generators | 0.93 | ind | Dorada 115/33/13.8 kV | m:Q:bushv in Mvar | 4.7084 | ElmTr3
2026 | 2026_DzMD_GzMN_Dp00_Gp00 | Caso Base | All generators | 0.94 | ind | Dorada 115/33/13.8 kV | m:Q:bushv in Mvar | 4.7084 | ElmTr3
2026 | 2026_DzMD_GzMN_Dp00_Gp00 | Caso Base | All generators | 0.95 | ind | Dorada 115/33/13.8 kV | m:Q:bushv in Mvar | 4.7084 | ElmTr3
2026 | 2026_DzMD_GzMN_Dp00_Gp00 | Caso Base | All generators | 0.96 | ind | Dorada 115/33/13.8 kV | m:Q:bushv in Mvar | 4.7084 | ElmTr3
2026 | 2026_DzMD_GzMN_Dp00_Gp00 | Caso Base | All generators | 0.97 | ind | Dorada 115/33/13.8 kV | m:Q:bushv in Mvar | 4.7084 | ElmTr3
2026 | 2026_DzMD_GzMN_Dp00_Gp00 | Caso Base | All generators | 0.98 | ind | Dorada 115/33/13.8 kV | m:Q:bushv in Mvar | 4.7084 | ElmTr3
2026 | 2026_DzMD_GzMN_Dp00_Gp00 | Caso Base | All generators | 0.99 | ind | Dorada 115/33/13.8 kV | m:Q:bushv in Mvar | 4.7084 | ElmTr3
2026 | 2026_DzMD_GzMN_Dp00_Gp00 | Caso Base | All generators | 1 | ind | Dorada 115/33/13.8 kV | m:Q:bushv in Mvar | 4.7084 | ElmTr3
2026 | 2026_DzMD_GzMN_Dp00_Gp00 | Caso Base | All generators | 0.9 | ind | Dorada 115/33/13.8 kV | m:cosphi:bushv | 0.90464 | ElmTr3
2026 | 2026_DzMD_GzMN_Dp00_Gp00 | Caso Base | All generators | 0.91 | ind | Dorada 115/33/13.8 kV | m:cosphi:bushv | 0.90464 | ElmTr3
2026 | 2026_DzMD_GzMN_Dp00_Gp00 | Caso Base | All generators | 0.92 | ind | Dorada 115/33/13.8 kV | m:cosphi:bushv | 0.90464 | ElmTr3
2026 | 2026_DzMD_GzMN_Dp00_Gp00 | Caso Base | All generators | 0.93 | ind | Dorada 115/33/13.8 kV | m:cosphi:bushv | 0.90464 | ElmTr3
2026 | 2026_DzMD_GzMN_Dp00_Gp00 | Caso Base | All generators | 0.94 | ind | Dorada 115/33/13.8 kV | m:cosphi:bushv | 0.90464 | ElmTr3
2026 | 2026_DzMD_GzMN_Dp00_Gp00 | Caso Base | All generators | 0.95 | ind | Dorada 115/33/13.8 kV | m:cosphi:bushv | 0.90464 | ElmTr3
2026 | 2026_DzMD_GzMN_Dp00_Gp00 | Caso Base | All generators | 0.96 | ind | Dorada 115/33/13.8 kV | m:cosphi:bushv | 0.90464 | ElmTr3
2026 | 2026_DzMD_GzMN_Dp00_Gp00 | Caso Base | All generators | 0.97 | ind | Dorada 115/33/13.8 kV | m:cosphi:bushv | 0.90464 | ElmTr3
2026 | 2026_DzMD_GzMN_Dp00_Gp00 | Caso Base | All generators | 0.98 | ind | Dorada 115/33/13.8 kV | m:cosphi:bushv | 0.90464 | ElmTr3
2026 | 2026_DzMD_GzMN_Dp00_Gp00 | Caso Base | All generators | 0.99 | ind | Dorada 115/33/13.8 kV | m:cosphi:bushv | 0.90464 | ElmTr3
2026 | 2026_DzMD_GzMN_Dp00_Gp00 | Caso Base | All generators | 1 | ind | Dorada 115/33/13.8 kV | m:cosphi:bushv | 0.90464 | ElmTr3
2026 | 2026_DzMD_GzMN_Dp00_Gp00 | Caso Base | All generators | 0.9 | ind | Manzanares 115/33/13.8 kV | m:P:bushv in MW | 1.5949 | ElmTr3
2026 | 2026_DzMD_GzMN_Dp00_Gp00 | Caso Base | All generators | 0.91 | ind | Manzanares 115/33/13.8 kV | m:P:bushv in MW | 1.5949 | ElmTr3
2026 | 2026_DzMD_GzMN_Dp00_Gp00 | Caso Base | All generators | 0.92 | ind | Manzanares 115/33/13.8 kV | m:P:bushv in MW | 1.5949 | ElmTr3
2026 | 2026_DzMD_GzMN_Dp00_Gp00 | Caso Base | All generators | 0.93 | ind | Manzanares 115/33/13.8 kV | m:P:bushv in MW | 1.5949 | ElmTr3
2026 | 2026_DzMD_GzMN_Dp00_Gp00 | Caso Base | All generators | 0.94 | ind | Manzanares 115/33/13.8 kV | m:P:bushv in MW | 1.5949 | ElmTr3
2026 | 2026_DzMD_GzMN_Dp00_Gp00 | Caso Base | All generators | 0.95 | ind | Manzanares 115/33/13.8 kV | m:P:bushv in MW | 1.5949 | ElmTr3
2026 | 2026_DzMD_GzMN_Dp00_Gp00 | Caso Base | All generators | 0.96 | ind | Manzanares 115/33/13.8 kV | m:P:bushv in MW | 1.5949 | ElmTr3
2026 | 2026_DzMD_GzMN_Dp00_Gp00 | Caso Base | All generators | 0.97 | ind | Manzanares 115/33/13.8 kV | m:P:bushv in MW | 1.5949 | ElmTr3
2026 | 2026_DzMD_GzMN_Dp00_Gp00 | Caso Base | All generators | 0.98 | ind | Manzanares 115/33/13.8 kV | m:P:bushv in MW | 1.5949 | ElmTr3
2026 | 2026_DzMD_GzMN_Dp00_Gp00 | Caso Base | All generators | 0.99 | ind | Manzanares 115/33/13.8 kV | m:P:bushv in MW | 1.5949 | ElmTr3
2026 | 2026_DzMD_GzMN_Dp00_Gp00 | Caso Base | All generators | 1 | ind | Manzanares 115/33/13.8 kV | m:P:bushv in MW | 1.5949 | ElmTr3
2026 | 2026_DzMD_GzMN_Dp00_Gp00 | Caso Base | All generators | 0.9 | ind | Manzanares 115/33/13.8 kV | m:Q:bushv in Mvar | 0.69553 | ElmTr3
2026 | 2026_DzMD_GzMN_Dp00_Gp00 | Caso Base | All generators | 0.91 | ind | Manzanares 115/33/13.8 kV | m:Q:bushv in Mvar | 0.69553 | ElmTr3
2026 | 2026_DzMD_GzMN_Dp00_Gp00 | Caso Base | All generators | 0.92 | ind | Manzanares 115/33/13.8 kV | m:Q:bushv in Mvar | 0.69553 | ElmTr3
2026 | 2026_DzMD_GzMN_Dp00_Gp00 | Caso Base | All generators | 0.93 | ind | Manzanares 115/33/13.8 kV | m:Q:bushv in Mvar | 0.69553 | ElmTr3
2026 | 2026_DzMD_GzMN_Dp00_Gp00 | Caso Base | All generators | 0.94 | ind | Manzanares 115/33/13.8 kV | m:Q:bushv in Mvar | 0.69553 | ElmTr3
2026 | 2026_DzMD_GzMN_Dp00_Gp00 | Caso Base | All generators | 0.95 | ind | Manzanares 115/33/13.8 kV | m:Q:bushv in Mvar | 0.69553 | ElmTr3
2026 | 2026_DzMD_GzMN_Dp00_Gp00 | Caso Base | All generators | 0.96 | ind | Manzanares 115/33/13.8 kV | m:Q:bushv in Mvar | 0.69553 | ElmTr3
2026 | 2026_DzMD_GzMN_Dp00_Gp00 | Caso Base | All generators | 0.97 | ind | Manzanares 115/33/13.8 kV | m:Q:bushv in Mvar | 0.69553 | ElmTr3
2026 | 2026_DzMD_GzMN_Dp00_Gp00 | Caso Base | All generators | 0.98 | ind | Manzanares 115/33/13.8 kV | m:Q:bushv in Mvar | 0.69553 | ElmTr3
2026 | 2026_DzMD_GzMN_Dp00_Gp00 | Caso Base | All generators | 0.99 | ind | Manzanares 115/33/13.8 kV | m:Q:bushv in Mvar | 0.69553 | ElmTr3
2026 | 2026_DzMD_GzMN_Dp00_Gp00 | Caso Base | All generators | 1 | ind | Manzanares 115/33/13.8 kV | m:Q:bushv in Mvar | 0.69553 | ElmTr3
2026 | 2026_DzMD_GzMN_Dp00_Gp00 | Caso Base | All generators | 0.9 | ind | Manzanares 115/33/13.8 kV | m:cosphi:bushv | 0.91663 | ElmTr3
2026 | 2026_DzMD_GzMN_Dp00_Gp00 | Caso Base | All generators | 0.91 | ind | Manzanares 115/33/13.8 kV | m:cosphi:bushv | 0.91663 | ElmTr3
2026 | 2026_DzMD_GzMN_Dp00_Gp00 | Caso Base | All generators | 0.92 | ind | Manzanares 115/33/13.8 kV | m:cosphi:bushv | 0.91663 | ElmTr3
2026 | 2026_DzMD_GzMN_Dp00_Gp00 | Caso Base | All generators | 0.93 | ind | Manzanares 115/33/13.8 kV | m:cosphi:bushv | 0.91663 | ElmTr3
2026 | 2026_DzMD_GzMN_Dp00_Gp00 | Caso Base | All generators | 0.94 | ind | Manzanares 115/33/13.8 kV | m:cosphi:bushv | 0.91663 | ElmTr3
2026 | 2026_DzMD_GzMN_Dp00_Gp00 | Caso Base | All generators | 0.95 | ind | Manzanares 115/33/13.8 kV | m:cosphi:bushv | 0.91663 | ElmTr3
2026 | 2026_DzMD_GzMN_Dp00_Gp00 | Caso Base | All generators | 0.96 | ind | Manzanares 115/33/13.8 kV | m:cosphi:bushv | 0.91663 | ElmTr3
2026 | 2026_DzMD_GzMN_Dp00_Gp00 | Caso Base | All generators | 0.97 | ind | Manzanares 115/33/13.8 kV | m:cosphi:bushv | 0.91663 | ElmTr3
2026 | 2026_DzMD_GzMN_Dp00_Gp00 | Caso Base | All generators | 0.98 | ind | Manzanares 115/33/13.8 kV | m:cosphi:bushv | 0.91663 | ElmTr3
2026 | 2026_DzMD_GzMN_Dp00_Gp00 | Caso Base | All generators | 0.99 | ind | Manzanares 115/33/13.8 kV | m:cosphi:bushv | 0.91663 | ElmTr3
2026 | 2026_DzMD_GzMN_Dp00_Gp00 | Caso Base | All generators | 1 | ind | Manzanares 115/33/13.8 kV | m:cosphi:bushv | 0.91663 | ElmTr3
2026 | 2026_DzMD_GzMN_Dp00_Gp00 | Caso Base | All generators | 0.9 | ind | Purnio 230/115 | m:P:bushv in MW | 48.9947 | ElmTr3
2026 | 2026_DzMD_GzMN_Dp00_Gp00 | Caso Base | All generators | 0.91 | ind | Purnio 230/115 | m:P:bushv in MW | 48.9947 | ElmTr3
2026 | 2026_DzMD_GzMN_Dp00_Gp00 | Caso Base | All generators | 0.92 | ind | Purnio 230/115 | m:P:bushv in MW | 48.9947 | ElmTr3
2026 | 2026_DzMD_GzMN_Dp00_Gp00 | Caso Base | All generators | 0.93 | ind | Purnio 230/115 | m:P:bushv in MW | 48.9947 | ElmTr3
2026 | 2026_DzMD_GzMN_Dp00_Gp00 | Caso Base | All generators | 0.94 | ind | Purnio 230/115 | m:P:bushv in MW | 48.9947 | ElmTr3
2026 | 2026_DzMD_GzMN_Dp00_Gp00 | Caso Base | All generators | 0.95 | ind | Purnio 230/115 | m:P:bushv in MW | 48.9947 | ElmTr3
2026 | 2026_DzMD_GzMN_Dp00_Gp00 | Caso Base | All generators | 0.96 | ind | Purnio 230/115 | m:P:bushv in MW | 48.9947 | ElmTr3
2026 | 2026_DzMD_GzMN_Dp00_Gp00 | Caso Base | All generators | 0.97 | ind | Purnio 230/115 | m:P:bushv in MW | 48.9947 | ElmTr3
2026 | 2026_DzMD_GzMN_Dp00_Gp00 | Caso Base | All generators | 0.98 | ind | Purnio 230/115 | m:P:bushv in MW | 48.9947 | ElmTr3
2026 | 2026_DzMD_GzMN_Dp00_Gp00 | Caso Base | All generators | 0.99 | ind | Purnio 230/115 | m:P:bushv in MW | 48.9947 | ElmTr3
2026 | 2026_DzMD_GzMN_Dp00_Gp00 | Caso Base | All generators | 1 | ind | Purnio 230/115 | m:P:bushv in MW | 48.9947 | ElmTr3
2026 | 2026_DzMD_GzMN_Dp00_Gp00 | Caso Base | All generators | 0.9 | ind | Purnio 230/115 | m:Q:bushv in Mvar | 1.9097 | ElmTr3
2026 | 2026_DzMD_GzMN_Dp00_Gp00 | Caso Base | All generators | 0.91 | ind | Purnio 230/115 | m:Q:bushv in Mvar | 1.9097 | ElmTr3
2026 | 2026_DzMD_GzMN_Dp00_Gp00 | Caso Base | All generators | 0.92 | ind | Purnio 230/115 | m:Q:bushv in Mvar | 1.9097 | ElmTr3
2026 | 2026_DzMD_GzMN_Dp00_Gp00 | Caso Base | All generators | 0.93 | ind | Purnio 230/115 | m:Q:bushv in Mvar | 1.9097 | ElmTr3
2026 | 2026_DzMD_GzMN_Dp00_Gp00 | Caso Base | All generators | 0.94 | ind | Purnio 230/115 | m:Q:bushv in Mvar | 1.9097 | ElmTr3
2026 | 2026_DzMD_GzMN_Dp00_Gp00 | Caso Base | All generators | 0.95 | ind | Purnio 230/115 | m:Q:bushv in Mvar | 1.9097 | ElmTr3
2026 | 2026_DzMD_GzMN_Dp00_Gp00 | Caso Base | All generators | 0.96 | ind | Purnio 230/115 | m:Q:bushv in Mvar | 1.9097 | ElmTr3
2026 | 2026_DzMD_GzMN_Dp00_Gp00 | Caso Base | All generators | 0.97 | ind | Purnio 230/115 | m:Q:bushv in Mvar | 1.9097 | ElmTr3
2026 | 2026_DzMD_GzMN_Dp00_Gp00 | Caso Base | All generators | 0.98 | ind | Purnio 230/115 | m:Q:bushv in Mvar | 1.9097 | ElmTr3
2026 | 2026_DzMD_GzMN_Dp00_Gp00 | Caso Base | All generators | 0.99 | ind | Purnio 230/115 | m:Q:bushv in Mvar | 1.9097 | ElmTr3
2026 | 2026_DzMD_GzMN_Dp00_Gp00 | Caso Base | All generators | 1 | ind | Purnio 230/115 | m:Q:bushv in Mvar | 1.9097 | ElmTr3
2026 | 2026_DzMD_GzMN_Dp00_Gp00 | Caso Base | All generators | 0.9 | ind | Purnio 230/115 | m:cosphi:bushv | 0.99924 | ElmTr3
2026 | 2026_DzMD_GzMN_Dp00_Gp00 | Caso Base | All generators | 0.91 | ind | Purnio 230/115 | m:cosphi:bushv | 0.99924 | ElmTr3
2026 | 2026_DzMD_GzMN_Dp00_Gp00 | Caso Base | All generators | 0.92 | ind | Purnio 230/115 | m:cosphi:bushv | 0.99924 | ElmTr3
2026 | 2026_DzMD_GzMN_Dp00_Gp00 | Caso Base | All generators | 0.93 | ind | Purnio 230/115 | m:cosphi:bushv | 0.99924 | ElmTr3
2026 | 2026_DzMD_GzMN_Dp00_Gp00 | Caso Base | All generators | 0.94 | ind | Purnio 230/115 | m:cosphi:bushv | 0.99924 | ElmTr3
2026 | 2026_DzMD_GzMN_Dp00_Gp00 | Caso Base | All generators | 0.95 | ind | Purnio 230/115 | m:cosphi:bushv | 0.99924 | ElmTr3
2026 | 2026_DzMD_GzMN_Dp00_Gp00 | Caso Base | All generators | 0.96 | ind | Purnio 230/115 | m:cosphi:bushv | 0.99924 | ElmTr3
2026 | 2026_DzMD_GzMN_Dp00_Gp00 | Caso Base | All generators | 0.97 | ind | Purnio 230/115 | m:cosphi:bushv | 0.99924 | ElmTr3
2026 | 2026_DzMD_GzMN_Dp00_Gp00 | Caso Base | All generators | 0.98 | ind | Purnio 230/115 | m:cosphi:bushv | 0.99924 | ElmTr3
2026 | 2026_DzMD_GzMN_Dp00_Gp00 | Caso Base | All generators | 0.99 | ind | Purnio 230/115 | m:cosphi:bushv | 0.99924 | ElmTr3
2026 | 2026_DzMD_GzMN_Dp00_Gp00 | Caso Base | All generators | 1 | ind | Purnio 230/115 | m:cosphi:bushv | 0.99924 | ElmTr3
2026 | 2026_DzMD_GzMN_Dp00_Gp00 | Caso Base | All generators | 0.9 | ind | Victoria 115/33/13.8 kV | m:P:bushv in MW | 4.6069 | ElmTr3
2026 | 2026_DzMD_GzMN_Dp00_Gp00 | Caso Base | All generators | 0.91 | ind | Victoria 115/33/13.8 kV | m:P:bushv in MW | 4.6069 | ElmTr3
2026 | 2026_DzMD_GzMN_Dp00_Gp00 | Caso Base | All generators | 0.92 | ind | Victoria 115/33/13.8 kV | m:P:bushv in MW | 4.6069 | ElmTr3
2026 | 2026_DzMD_GzMN_Dp00_Gp00 | Caso Base | All generators | 0.93 | ind | Victoria 115/33/13.8 kV | m:P:bushv in MW | 4.6069 | ElmTr3
2026 | 2026_DzMD_GzMN_Dp00_Gp00 | Caso Base | All generators | 0.94 | ind | Victoria 115/33/13.8 kV | m:P:bushv in MW | 4.6069 | ElmTr3
2026 | 2026_DzMD_GzMN_Dp00_Gp00 | Caso Base | All generators | 0.95 | ind | Victoria 115/33/13.8 kV | m:P:bushv in MW | 4.6069 | ElmTr3
2026 | 2026_DzMD_GzMN_Dp00_Gp00 | Caso Base | All generators | 0.96 | ind | Victoria 115/33/13.8 kV | m:P:bushv in MW | 4.6069 | ElmTr3
2026 | 2026_DzMD_GzMN_Dp00_Gp00 | Caso Base | All generators | 0.97 | ind | Victoria 115/33/13.8 kV | m:P:bushv in MW | 4.6069 | ElmTr3
2026 | 2026_DzMD_GzMN_Dp00_Gp00 | Caso Base | All generators | 0.98 | ind | Victoria 115/33/13.8 kV | m:P:bushv in MW | 4.6069 | ElmTr3
2026 | 2026_DzMD_GzMN_Dp00_Gp00 | Caso Base | All generators | 0.99 | ind | Victoria 115/33/13.8 kV | m:P:bushv in MW | 4.6069 | ElmTr3
2026 | 2026_DzMD_GzMN_Dp00_Gp00 | Caso Base | All generators | 1 | ind | Victoria 115/33/13.8 kV | m:P:bushv in MW | 4.6069 | ElmTr3
2026 | 2026_DzMD_GzMN_Dp00_Gp00 | Caso Base | All generators | 0.9 | ind | Victoria 115/33/13.8 kV | m:Q:bushv in Mvar | 2.6473 | ElmTr3
2026 | 2026_DzMD_GzMN_Dp00_Gp00 | Caso Base | All generators | 0.91 | ind | Victoria 115/33/13.8 kV | m:Q:bushv in Mvar | 2.6473 | ElmTr3
2026 | 2026_DzMD_GzMN_Dp00_Gp00 | Caso Base | All generators | 0.92 | ind | Victoria 115/33/13.8 kV | m:Q:bushv in Mvar | 2.6473 | ElmTr3
2026 | 2026_DzMD_GzMN_Dp00_Gp00 | Caso Base | All generators | 0.93 | ind | Victoria 115/33/13.8 kV | m:Q:bushv in Mvar | 2.6473 | ElmTr3
2026 | 2026_DzMD_GzMN_Dp00_Gp00 | Caso Base | All generators | 0.94 | ind | Victoria 115/33/13.8 kV | m:Q:bushv in Mvar | 2.6473 | ElmTr3
2026 | 2026_DzMD_GzMN_Dp00_Gp00 | Caso Base | All generators | 0.95 | ind | Victoria 115/33/13.8 kV | m:Q:bushv in Mvar | 2.6473 | ElmTr3
2026 | 2026_DzMD_GzMN_Dp00_Gp00 | Caso Base | All generators | 0.96 | ind | Victoria 115/33/13.8 kV | m:Q:bushv in Mvar | 2.6473 | ElmTr3
2026 | 2026_DzMD_GzMN_Dp00_Gp00 | Caso Base | All generators | 0.97 | ind | Victoria 115/33/13.8 kV | m:Q:bushv in Mvar | 2.6473 | ElmTr3
2026 | 2026_DzMD_GzMN_Dp00_Gp00 | Caso Base | All generators | 0.98 | ind | Victoria 115/33/13.8 kV | m:Q:bushv in Mvar | 2.6473 | ElmTr3
2026 | 2026_DzMD_GzMN_Dp00_Gp00 | Caso Base | All generators | 0.99 | ind | Victoria 115/33/13.8 kV | m:Q:bushv in Mvar | 2.6473 | ElmTr3
2026 | 2026_DzMD_GzMN_Dp00_Gp00 | Caso Base | All generators | 1 | ind | Victoria 115/33/13.8 kV | m:Q:bushv in Mvar | 2.6473 | ElmTr3
2026 | 2026_DzMD_GzMN_Dp00_Gp00 | Caso Base | All generators | 0.9 | ind | Victoria 115/33/13.8 kV | m:cosphi:bushv | 0.86705 | ElmTr3
2026 | 2026_DzMD_GzMN_Dp00_Gp00 | Caso Base | All generators | 0.91 | ind | Victoria 115/33/13.8 kV | m:cosphi:bushv | 0.86705 | ElmTr3
2026 | 2026_DzMD_GzMN_Dp00_Gp00 | Caso Base | All generators | 0.92 | ind | Victoria 115/33/13.8 kV | m:cosphi:bushv | 0.86705 | ElmTr3
2026 | 2026_DzMD_GzMN_Dp00_Gp00 | Caso Base | All generators | 0.93 | ind | Victoria 115/33/13.8 kV | m:cosphi:bushv | 0.86705 | ElmTr3
2026 | 2026_DzMD_GzMN_Dp00_Gp00 | Caso Base | All generators | 0.94 | ind | Victoria 115/33/13.8 kV | m:cosphi:bushv | 0.86705 | ElmTr3
2026 | 2026_DzMD_GzMN_Dp00_Gp00 | Caso Base | All generators | 0.95 | ind | Victoria 115/33/13.8 kV | m:cosphi:bushv | 0.86705 | ElmTr3
2026 | 2026_DzMD_GzMN_Dp00_Gp00 | Caso Base | All generators | 0.96 | ind | Victoria 115/33/13.8 kV | m:cosphi:bushv | 0.86705 | ElmTr3
2026 | 2026_DzMD_GzMN_Dp00_Gp00 | Caso Base | All generators | 0.97 | ind | Victoria 115/33/13.8 kV | m:cosphi:bushv | 0.86705 | ElmTr3
2026 | 2026_DzMD_GzMN_Dp00_Gp00 | Caso Base | All generators | 0.98 | ind | Victoria 115/33/13.8 kV | m:cosphi:bushv | 0.86705 | ElmTr3
2026 | 2026_DzMD_GzMN_Dp00_Gp00 | Caso Base | All generators | 0.99 | ind | Victoria 115/33/13.8 kV | m:cosphi:bushv | 0.86705 | ElmTr3
2026 | 2026_DzMD_GzMN_Dp00_Gp00 | Caso Base | All generators | 1 | ind | Victoria 115/33/13.8 kV | m:cosphi:bushv | 0.86705 | ElmTr3
2026 | 2026_DzMD_GzMX_Dp00_Gp00 | A1-Pensilvania 33 kV | All generators | 0.9 | cap | Dorada - Magdalena 115 kV | m:P:bus1 in MW | 77.7365 | ElmLne
2026 | 2026_DzMD_GzMX_Dp00_Gp00 | A1-Pensilvania 33 kV | All generators | 0.91 | cap | Dorada - Magdalena 115 kV | m:P:bus1 in MW | 77.776 | ElmLne
2026 | 2026_DzMD_GzMX_Dp00_Gp00 | A1-Pensilvania 33 kV | All generators | 0.92 | cap | Dorada - Magdalena 115 kV | m:P:bus1 in MW | 77.8108 | ElmLne
2026 | 2026_DzMD_GzMX_Dp00_Gp00 | A1-Pensilvania 33 kV | All generators | 0.93 | cap | Dorada - Magdalena 115 kV | m:P:bus1 in MW | 77.8426 | ElmLne
2026 | 2026_DzMD_GzMX_Dp00_Gp00 | A1-Pensilvania 33 kV | All generators | 0.94 | cap | Dorada - Magdalena 115 kV | m:P:bus1 in MW | 77.8724 | ElmLne
2026 | 2026_DzMD_GzMX_Dp00_Gp00 | A1-Pensilvania 33 kV | All generators | 0.95 | cap | Dorada - Magdalena 115 kV | m:P:bus1 in MW | 77.9011 | ElmLne
2026 | 2026_DzMD_GzMX_Dp00_Gp00 | A1-Pensilvania 33 kV | All generators | 0.96 | cap | Dorada - Magdalena 115 kV | m:P:bus1 in MW | 77.9293 | ElmLne
2026 | 2026_DzMD_GzMX_Dp00_Gp00 | A1-Pensilvania 33 kV | All generators | 0.97 | cap | Dorada - Magdalena 115 kV | m:P:bus1 in MW | 77.958 | ElmLne
2026 | 2026_DzMD_GzMX_Dp00_Gp00 | A1-Pensilvania 33 kV | All generators | 0.98 | cap | Dorada - Magdalena 115 kV | m:P:bus1 in MW | 77.9884 | ElmLne
2026 | 2026_DzMD_GzMX_Dp00_Gp00 | A1-Pensilvania 33 kV | All generators | 0.99 | cap | Dorada - Magdalena 115 kV | m:P:bus1 in MW | 78.0237 | ElmLne
2026 | 2026_DzMD_GzMX_Dp00_Gp00 | A1-Pensilvania 33 kV | All generators | 1 | cap | Dorada - Magdalena 115 kV | m:P:bus1 in MW | 78.0952 | ElmLne
2026 | 2026_DzMD_GzMX_Dp00_Gp00 | A1-Pensilvania 33 kV | All generators | 0.9 | cap | Dorada - Magdalena 115 kV | m:P:bus2 in MW | -77.3949 | ElmLne
2026 | 2026_DzMD_GzMX_Dp00_Gp00 | A1-Pensilvania 33 kV | All generators | 0.91 | cap | Dorada - Magdalena 115 kV | m:P:bus2 in MW | -77.4344 | ElmLne
2026 | 2026_DzMD_GzMX_Dp00_Gp00 | A1-Pensilvania 33 kV | All generators | 0.92 | cap | Dorada - Magdalena 115 kV | m:P:bus2 in MW | -77.4691 | ElmLne
2026 | 2026_DzMD_GzMX_Dp00_Gp00 | A1-Pensilvania 33 kV | All generators | 0.93 | cap | Dorada - Magdalena 115 kV | m:P:bus2 in MW | -77.5009 | ElmLne
2026 | 2026_DzMD_GzMX_Dp00_Gp00 | A1-Pensilvania 33 kV | All generators | 0.94 | cap | Dorada - Magdalena 115 kV | m:P:bus2 in MW | -77.5307 | ElmLne
2026 | 2026_DzMD_GzMX_Dp00_Gp00 | A1-Pensilvania 33 kV | All generators | 0.95 | cap | Dorada - Magdalena 115 kV | m:P:bus2 in MW | -77.5593 | ElmLne
2026 | 2026_DzMD_GzMX_Dp00_Gp00 | A1-Pensilvania 33 kV | All generators | 0.96 | cap | Dorada - Magdalena 115 kV | m:P:bus2 in MW | -77.5876 | ElmLne
2026 | 2026_DzMD_GzMX_Dp00_Gp00 | A1-Pensilvania 33 kV | All generators | 0.97 | cap | Dorada - Magdalena 115 kV | m:P:bus2 in MW | -77.6162 | ElmLne
2026 | 2026_DzMD_GzMX_Dp00_Gp00 | A1-Pensilvania 33 kV | All generators | 0.98 | cap | Dorada - Magdalena 115 kV | m:P:bus2 in MW | -77.6467 | ElmLne
2026 | 2026_DzMD_GzMX_Dp00_Gp00 | A1-Pensilvania 33 kV | All generators | 0.99 | cap | Dorada - Magdalena 115 kV | m:P:bus2 in MW | -77.6819 | ElmLne
2026 | 2026_DzMD_GzMX_Dp00_Gp00 | A1-Pensilvania 33 kV | All generators | 1 | cap | Dorada - Magdalena 115 kV | m:P:bus2 in MW | -77.7535 | ElmLne
2026 | 2026_DzMD_GzMX_Dp00_Gp00 | A1-Pensilvania 33 kV | All generators | 0.9 | cap | Dorada - Magdalena 115 kV | m:Q:bus1 in Mvar | 1.6705 | ElmLne
2026 | 2026_DzMD_GzMX_Dp00_Gp00 | A1-Pensilvania 33 kV | All generators | 0.91 | cap | Dorada - Magdalena 115 kV | m:Q:bus1 in Mvar | 1.7492 | ElmLne
2026 | 2026_DzMD_GzMX_Dp00_Gp00 | A1-Pensilvania 33 kV | All generators | 0.92 | cap | Dorada - Magdalena 115 kV | m:Q:bus1 in Mvar | 1.8199 | ElmLne
2026 | 2026_DzMD_GzMX_Dp00_Gp00 | A1-Pensilvania 33 kV | All generators | 0.93 | cap | Dorada - Magdalena 115 kV | m:Q:bus1 in Mvar | 1.8857 | ElmLne
2026 | 2026_DzMD_GzMX_Dp00_Gp00 | A1-Pensilvania 33 kV | All generators | 0.94 | cap | Dorada - Magdalena 115 kV | m:Q:bus1 in Mvar | 1.9486 | ElmLne
2026 | 2026_DzMD_GzMX_Dp00_Gp00 | A1-Pensilvania 33 kV | All generators | 0.95 | cap | Dorada - Magdalena 115 kV | m:Q:bus1 in Mvar | 2.0102 | ElmLne
2026 | 2026_DzMD_GzMX_Dp00_Gp00 | A1-Pensilvania 33 kV | All generators | 0.96 | cap | Dorada - Magdalena 115 kV | m:Q:bus1 in Mvar | 2.0719 | ElmLne
2026 | 2026_DzMD_GzMX_Dp00_Gp00 | A1-Pensilvania 33 kV | All generators | 0.97 | cap | Dorada - Magdalena 115 kV | m:Q:bus1 in Mvar | 2.1357 | ElmLne
2026 | 2026_DzMD_GzMX_Dp00_Gp00 | A1-Pensilvania 33 kV | All generators | 0.98 | cap | Dorada - Magdalena 115 kV | m:Q:bus1 in Mvar | 2.2048 | ElmLne
2026 | 2026_DzMD_GzMX_Dp00_Gp00 | A1-Pensilvania 33 kV | All generators | 0.99 | cap | Dorada - Magdalena 115 kV | m:Q:bus1 in Mvar | 2.2867 | ElmLne
2026 | 2026_DzMD_GzMX_Dp00_Gp00 | A1-Pensilvania 33 kV | All generators | 1 | cap | Dorada - Magdalena 115 kV | m:Q:bus1 in Mvar | 2.4592 | ElmLne
2026 | 2026_DzMD_GzMX_Dp00_Gp00 | A1-Pensilvania 33 kV | All generators | 0.9 | cap | Dorada - Magdalena 115 kV | m:Q:bus2 in Mvar | -0.31808 | ElmLne
2026 | 2026_DzMD_GzMX_Dp00_Gp00 | A1-Pensilvania 33 kV | All generators | 0.91 | cap | Dorada - Magdalena 115 kV | m:Q:bus2 in Mvar | -0.39686 | ElmLne
2026 | 2026_DzMD_GzMX_Dp00_Gp00 | A1-Pensilvania 33 kV | All generators | 0.92 | cap | Dorada - Magdalena 115 kV | m:Q:bus2 in Mvar | -0.4677 | ElmLne
2026 | 2026_DzMD_GzMX_Dp00_Gp00 | A1-Pensilvania 33 kV | All generators | 0.93 | cap | Dorada - Magdalena 115 kV | m:Q:bus2 in Mvar | -0.53367 | ElmLne
2026 | 2026_DzMD_GzMX_Dp00_Gp00 | A1-Pensilvania 33 kV | All generators | 0.94 | cap | Dorada - Magdalena 115 kV | m:Q:bus2 in Mvar | -0.59674 | ElmLne
2026 | 2026_DzMD_GzMX_Dp00_Gp00 | A1-Pensilvania 33 kV | All generators | 0.95 | cap | Dorada - Magdalena 115 kV | m:Q:bus2 in Mvar | -0.65847 | ElmLne
2026 | 2026_DzMD_GzMX_Dp00_Gp00 | A1-Pensilvania 33 kV | All generators | 0.96 | cap | Dorada - Magdalena 115 kV | m:Q:bus2 in Mvar | -0.72041 | ElmLne
2026 | 2026_DzMD_GzMX_Dp00_Gp00 | A1-Pensilvania 33 kV | All generators | 0.97 | cap | Dorada - Magdalena 115 kV | m:Q:bus2 in Mvar | -0.78448 | ElmLne
2026 | 2026_DzMD_GzMX_Dp00_Gp00 | A1-Pensilvania 33 kV | All generators | 0.98 | cap | Dorada - Magdalena 115 kV | m:Q:bus2 in Mvar | -0.85384 | ElmLne
2026 | 2026_DzMD_GzMX_Dp00_Gp00 | A1-Pensilvania 33 kV | All generators | 0.99 | cap | Dorada - Magdalena 115 kV | m:Q:bus2 in Mvar | -0.93605 | ElmLne
2026 | 2026_DzMD_GzMX_Dp00_Gp00 | A1-Pensilvania 33 kV | All generators | 1 | cap | Dorada - Magdalena 115 kV | m:Q:bus2 in Mvar | -1.1095 | ElmLne
2026 | 2026_DzMD_GzMX_Dp00_Gp00 | A1-Pensilvania 33 kV | All generators | 0.9 | cap | Dorada - Magdalena 115 kV | m:cosphi:bus1 | 0.99977 | ElmLne
2026 | 2026_DzMD_GzMX_Dp00_Gp00 | A1-Pensilvania 33 kV | All generators | 0.91 | cap | Dorada - Magdalena 115 kV | m:cosphi:bus1 | 0.99975 | ElmLne
2026 | 2026_DzMD_GzMX_Dp00_Gp00 | A1-Pensilvania 33 kV | All generators | 0.92 | cap | Dorada - Magdalena 115 kV | m:cosphi:bus1 | 0.99973 | ElmLne
2026 | 2026_DzMD_GzMX_Dp00_Gp00 | A1-Pensilvania 33 kV | All generators | 0.93 | cap | Dorada - Magdalena 115 kV | m:cosphi:bus1 | 0.99971 | ElmLne
2026 | 2026_DzMD_GzMX_Dp00_Gp00 | A1-Pensilvania 33 kV | All generators | 0.94 | cap | Dorada - Magdalena 115 kV | m:cosphi:bus1 | 0.99969 | ElmLne
2026 | 2026_DzMD_GzMX_Dp00_Gp00 | A1-Pensilvania 33 kV | All generators | 0.95 | cap | Dorada - Magdalena 115 kV | m:cosphi:bus1 | 0.99967 | ElmLne
2026 | 2026_DzMD_GzMX_Dp00_Gp00 | A1-Pensilvania 33 kV | All generators | 0.96 | cap | Dorada - Magdalena 115 kV | m:cosphi:bus1 | 0.99965 | ElmLne
2026 | 2026_DzMD_GzMX_Dp00_Gp00 | A1-Pensilvania 33 kV | All generators | 0.97 | cap | Dorada - Magdalena 115 kV | m:cosphi:bus1 | 0.99962 | ElmLne
2026 | 2026_DzMD_GzMX_Dp00_Gp00 | A1-Pensilvania 33 kV | All generators | 0.98 | cap | Dorada - Magdalena 115 kV | m:cosphi:bus1 | 0.9996 | ElmLne
2026 | 2026_DzMD_GzMX_Dp00_Gp00 | A1-Pensilvania 33 kV | All generators | 0.99 | cap | Dorada - Magdalena 115 kV | m:cosphi:bus1 | 0.99957 | ElmLne
2026 | 2026_DzMD_GzMX_Dp00_Gp00 | A1-Pensilvania 33 kV | All generators | 1 | cap | Dorada - Magdalena 115 kV | m:cosphi:bus1 | 0.9995 | ElmLne
2026 | 2026_DzMD_GzMX_Dp00_Gp00 | A1-Pensilvania 33 kV | All generators | 0.9 | cap | Dorada - Magdalena 115 kV | m:cosphi:bus2 | -0.99999 | ElmLne
2026 | 2026_DzMD_GzMX_Dp00_Gp00 | A1-Pensilvania 33 kV | All generators | 0.91 | cap | Dorada - Magdalena 115 kV | m:cosphi:bus2 | -0.99999 | ElmLne
2026 | 2026_DzMD_GzMX_Dp00_Gp00 | A1-Pensilvania 33 kV | All generators | 0.92 | cap | Dorada - Magdalena 115 kV | m:cosphi:bus2 | -0.99998 | ElmLne
2026 | 2026_DzMD_GzMX_Dp00_Gp00 | A1-Pensilvania 33 kV | All generators | 0.93 | cap | Dorada - Magdalena 115 kV | m:cosphi:bus2 | -0.99998 | ElmLne
2026 | 2026_DzMD_GzMX_Dp00_Gp00 | A1-Pensilvania 33 kV | All generators | 0.94 | cap | Dorada - Magdalena 115 kV | m:cosphi:bus2 | -0.99997 | ElmLne
2026 | 2026_DzMD_GzMX_Dp00_Gp00 | A1-Pensilvania 33 kV | All generators | 0.95 | cap | Dorada - Magdalena 115 kV | m:cosphi:bus2 | -0.99996 | ElmLne
2026 | 2026_DzMD_GzMX_Dp00_Gp00 | A1-Pensilvania 33 kV | All generators | 0.96 | cap | Dorada - Magdalena 115 kV | m:cosphi:bus2 | -0.99996 | ElmLne
2026 | 2026_DzMD_GzMX_Dp00_Gp00 | A1-Pensilvania 33 kV | All generators | 0.97 | cap | Dorada - Magdalena 115 kV | m:cosphi:bus2 | -0.99995 | ElmLne
2026 | 2026_DzMD_GzMX_Dp00_Gp00 | A1-Pensilvania 33 kV | All generators | 0.98 | cap | Dorada - Magdalena 115 kV | m:cosphi:bus2 | -0.99994 | ElmLne
2026 | 2026_DzMD_GzMX_Dp00_Gp00 | A1-Pensilvania 33 kV | All generators | 0.99 | cap | Dorada - Magdalena 115 kV | m:cosphi:bus2 | -0.99993 | ElmLne
2026 | 2026_DzMD_GzMX_Dp00_Gp00 | A1-Pensilvania 33 kV | All generators | 1 | cap | Dorada - Magdalena 115 kV | m:cosphi:bus2 | -0.9999 | ElmLne
2026 | 2026_DzMD_GzMX_Dp00_Gp00 | A1-Pensilvania 33 kV | All generators | 0.9 | cap | Mariquita - Victoria 2 115 | m:P:bus1 in MW | -16.0255 | ElmLne
2026 | 2026_DzMD_GzMX_Dp00_Gp00 | A1-Pensilvania 33 kV | All generators | 0.91 | cap | Mariquita - Victoria 2 115 | m:P:bus1 in MW | -16.029 | ElmLne
2026 | 2026_DzMD_GzMX_Dp00_Gp00 | A1-Pensilvania 33 kV | All generators | 0.92 | cap | Mariquita - Victoria 2 115 | m:P:bus1 in MW | -16.0322 | ElmLne
2026 | 2026_DzMD_GzMX_Dp00_Gp00 | A1-Pensilvania 33 kV | All generators | 0.93 | cap | Mariquita - Victoria 2 115 | m:P:bus1 in MW | -16.0351 | ElmLne
2026 | 2026_DzMD_GzMX_Dp00_Gp00 | A1-Pensilvania 33 kV | All generators | 0.94 | cap | Mariquita - Victoria 2 115 | m:P:bus1 in MW | -16.0379 | ElmLne
2026 | 2026_DzMD_GzMX_Dp00_Gp00 | A1-Pensilvania 33 kV | All generators | 0.95 | cap | Mariquita - Victoria 2 115 | m:P:bus1 in MW | -16.0406 | ElmLne
2026 | 2026_DzMD_GzMX_Dp00_Gp00 | A1-Pensilvania 33 kV | All generators | 0.96 | cap | Mariquita - Victoria 2 115 | m:P:bus1 in MW | -16.0433 | ElmLne
2026 | 2026_DzMD_GzMX_Dp00_Gp00 | A1-Pensilvania 33 kV | All generators | 0.97 | cap | Mariquita - Victoria 2 115 | m:P:bus1 in MW | -16.0461 | ElmLne
2026 | 2026_DzMD_GzMX_Dp00_Gp00 | A1-Pensilvania 33 kV | All generators | 0.98 | cap | Mariquita - Victoria 2 115 | m:P:bus1 in MW | -16.0491 | ElmLne
2026 | 2026_DzMD_GzMX_Dp00_Gp00 | A1-Pensilvania 33 kV | All generators | 0.99 | cap | Mariquita - Victoria 2 115 | m:P:bus1 in MW | -16.0526 | ElmLne
2026 | 2026_DzMD_GzMX_Dp00_Gp00 | A1-Pensilvania 33 kV | All generators | 1 | cap | Mariquita - Victoria 2 115 | m:P:bus1 in MW | -16.06 | ElmLne
2026 | 2026_DzMD_GzMX_Dp00_Gp00 | A1-Pensilvania 33 kV | All generators | 0.9 | cap | Mariquita - Victoria 2 115 | m:P:bus2 in MW | 16.108 | ElmLne
2026 | 2026_DzMD_GzMX_Dp00_Gp00 | A1-Pensilvania 33 kV | All generators | 0.91 | cap | Mariquita - Victoria 2 115 | m:P:bus2 in MW | 16.1114 | ElmLne
2026 | 2026_DzMD_GzMX_Dp00_Gp00 | A1-Pensilvania 33 kV | All generators | 0.92 | cap | Mariquita - Victoria 2 115 | m:P:bus2 in MW | 16.1145 | ElmLne
2026 | 2026_DzMD_GzMX_Dp00_Gp00 | A1-Pensilvania 33 kV | All generators | 0.93 | cap | Mariquita - Victoria 2 115 | m:P:bus2 in MW | 16.1173 | ElmLne
2026 | 2026_DzMD_GzMX_Dp00_Gp00 | A1-Pensilvania 33 kV | All generators | 0.94 | cap | Mariquita - Victoria 2 115 | m:P:bus2 in MW | 16.12 | ElmLne
2026 | 2026_DzMD_GzMX_Dp00_Gp00 | A1-Pensilvania 33 kV | All generators | 0.95 | cap | Mariquita - Victoria 2 115 | m:P:bus2 in MW | 16.1226 | ElmLne
2026 | 2026_DzMD_GzMX_Dp00_Gp00 | A1-Pensilvania 33 kV | All generators | 0.96 | cap | Mariquita - Victoria 2 115 | m:P:bus2 in MW | 16.1253 | ElmLne
2026 | 2026_DzMD_GzMX_Dp00_Gp00 | A1-Pensilvania 33 kV | All generators | 0.97 | cap | Mariquita - Victoria 2 115 | m:P:bus2 in MW | 16.128 | ElmLne
2026 | 2026_DzMD_GzMX_Dp00_Gp00 | A1-Pensilvania 33 kV | All generators | 0.98 | cap | Mariquita - Victoria 2 115 | m:P:bus2 in MW | 16.1309 | ElmLne
2026 | 2026_DzMD_GzMX_Dp00_Gp00 | A1-Pensilvania 33 kV | All generators | 0.99 | cap | Mariquita - Victoria 2 115 | m:P:bus2 in MW | 16.1344 | ElmLne
2026 | 2026_DzMD_GzMX_Dp00_Gp00 | A1-Pensilvania 33 kV | All generators | 1 | cap | Mariquita - Victoria 2 115 | m:P:bus2 in MW | 16.1416 | ElmLne
2026 | 2026_DzMD_GzMX_Dp00_Gp00 | A1-Pensilvania 33 kV | All generators | 0.9 | cap | Mariquita - Victoria 2 115 | m:Q:bus1 in Mvar | 9.7966 | ElmLne
2026 | 2026_DzMD_GzMX_Dp00_Gp00 | A1-Pensilvania 33 kV | All generators | 0.91 | cap | Mariquita - Victoria 2 115 | m:Q:bus1 in Mvar | 9.7959 | ElmLne
2026 | 2026_DzMD_GzMX_Dp00_Gp00 | A1-Pensilvania 33 kV | All generators | 0.92 | cap | Mariquita - Victoria 2 115 | m:Q:bus1 in Mvar | 9.7953 | ElmLne
2026 | 2026_DzMD_GzMX_Dp00_Gp00 | A1-Pensilvania 33 kV | All generators | 0.93 | cap | Mariquita - Victoria 2 115 | m:Q:bus1 in Mvar | 9.7946 | ElmLne
2026 | 2026_DzMD_GzMX_Dp00_Gp00 | A1-Pensilvania 33 kV | All generators | 0.94 | cap | Mariquita - Victoria 2 115 | m:Q:bus1 in Mvar | 9.794 | ElmLne
2026 | 2026_DzMD_GzMX_Dp00_Gp00 | A1-Pensilvania 33 kV | All generators | 0.95 | cap | Mariquita - Victoria 2 115 | m:Q:bus1 in Mvar | 9.7934 | ElmLne
2026 | 2026_DzMD_GzMX_Dp00_Gp00 | A1-Pensilvania 33 kV | All generators | 0.96 | cap | Mariquita - Victoria 2 115 | m:Q:bus1 in Mvar | 9.7927 | ElmLne
2026 | 2026_DzMD_GzMX_Dp00_Gp00 | A1-Pensilvania 33 kV | All generators | 0.97 | cap | Mariquita - Victoria 2 115 | m:Q:bus1 in Mvar | 9.792 | ElmLne
2026 | 2026_DzMD_GzMX_Dp00_Gp00 | A1-Pensilvania 33 kV | All generators | 0.98 | cap | Mariquita - Victoria 2 115 | m:Q:bus1 in Mvar | 9.7912 | ElmLne
2026 | 2026_DzMD_GzMX_Dp00_Gp00 | A1-Pensilvania 33 kV | All generators | 0.99 | cap | Mariquita - Victoria 2 115 | m:Q:bus1 in Mvar | 9.7902 | ElmLne
2026 | 2026_DzMD_GzMX_Dp00_Gp00 | A1-Pensilvania 33 kV | All generators | 1 | cap | Mariquita - Victoria 2 115 | m:Q:bus1 in Mvar | 9.788 | ElmLne
2026 | 2026_DzMD_GzMX_Dp00_Gp00 | A1-Pensilvania 33 kV | All generators | 0.9 | cap | Mariquita - Victoria 2 115 | m:Q:bus2 in Mvar | -10.1987 | ElmLne
2026 | 2026_DzMD_GzMX_Dp00_Gp00 | A1-Pensilvania 33 kV | All generators | 0.91 | cap | Mariquita - Victoria 2 115 | m:Q:bus2 in Mvar | -10.1991 | ElmLne
2026 | 2026_DzMD_GzMX_Dp00_Gp00 | A1-Pensilvania 33 kV | All generators | 0.92 | cap | Mariquita - Victoria 2 115 | m:Q:bus2 in Mvar | -10.1993 | ElmLne
2026 | 2026_DzMD_GzMX_Dp00_Gp00 | A1-Pensilvania 33 kV | All generators | 0.93 | cap | Mariquita - Victoria 2 115 | m:Q:bus2 in Mvar | -10.1996 | ElmLne
2026 | 2026_DzMD_GzMX_Dp00_Gp00 | A1-Pensilvania 33 kV | All generators | 0.94 | cap | Mariquita - Victoria 2 115 | m:Q:bus2 in Mvar | -10.1998 | ElmLne
2026 | 2026_DzMD_GzMX_Dp00_Gp00 | A1-Pensilvania 33 kV | All generators | 0.95 | cap | Mariquita - Victoria 2 115 | m:Q:bus2 in Mvar | -10.2 | ElmLne
2026 | 2026_DzMD_GzMX_Dp00_Gp00 | A1-Pensilvania 33 kV | All generators | 0.96 | cap | Mariquita - Victoria 2 115 | m:Q:bus2 in Mvar | -10.2001 | ElmLne
2026 | 2026_DzMD_GzMX_Dp00_Gp00 | A1-Pensilvania 33 kV | All generators | 0.97 | cap | Mariquita - Victoria 2 115 | m:Q:bus2 in Mvar | -10.2003 | ElmLne
2026 | 2026_DzMD_GzMX_Dp00_Gp00 | A1-Pensilvania 33 kV | All generators | 0.98 | cap | Mariquita - Victoria 2 115 | m:Q:bus2 in Mvar | -10.2004 | ElmLne
2026 | 2026_DzMD_GzMX_Dp00_Gp00 | A1-Pensilvania 33 kV | All generators | 0.99 | cap | Mariquita - Victoria 2 115 | m:Q:bus2 in Mvar | -10.2005 | ElmLne
2026 | 2026_DzMD_GzMX_Dp00_Gp00 | A1-Pensilvania 33 kV | All generators | 1 | cap | Mariquita - Victoria 2 115 | m:Q:bus2 in Mvar | -10.2006 | ElmLne
2026 | 2026_DzMD_GzMX_Dp00_Gp00 | A1-Pensilvania 33 kV | All generators | 0.9 | cap | Mariquita - Victoria 2 115 | m:cosphi:bus1 | -0.8532 | ElmLne
2026 | 2026_DzMD_GzMX_Dp00_Gp00 | A1-Pensilvania 33 kV | All generators | 0.91 | cap | Mariquita - Victoria 2 115 | m:cosphi:bus1 | -0.85327 | ElmLne
2026 | 2026_DzMD_GzMX_Dp00_Gp00 | A1-Pensilvania 33 kV | All generators | 0.92 | cap | Mariquita - Victoria 2 115 | m:cosphi:bus1 | -0.85333 | ElmLne
2026 | 2026_DzMD_GzMX_Dp00_Gp00 | A1-Pensilvania 33 kV | All generators | 0.93 | cap | Mariquita - Victoria 2 115 | m:cosphi:bus1 | -0.85339 | ElmLne
2026 | 2026_DzMD_GzMX_Dp00_Gp00 | A1-Pensilvania 33 kV | All generators | 0.94 | cap | Mariquita - Victoria 2 115 | m:cosphi:bus1 | -0.85345 | ElmLne
2026 | 2026_DzMD_GzMX_Dp00_Gp00 | A1-Pensilvania 33 kV | All generators | 0.95 | cap | Mariquita - Victoria 2 115 | m:cosphi:bus1 | -0.8535 | ElmLne
2026 | 2026_DzMD_GzMX_Dp00_Gp00 | A1-Pensilvania 33 kV | All generators | 0.96 | cap | Mariquita - Victoria 2 115 | m:cosphi:bus1 | -0.85355 | ElmLne
2026 | 2026_DzMD_GzMX_Dp00_Gp00 | A1-Pensilvania 33 kV | All generators | 0.97 | cap | Mariquita - Victoria 2 115 | m:cosphi:bus1 | -0.85361 | ElmLne
2026 | 2026_DzMD_GzMX_Dp00_Gp00 | A1-Pensilvania 33 kV | All generators | 0.98 | cap | Mariquita - Victoria 2 115 | m:cosphi:bus1 | -0.85367 | ElmLne
2026 | 2026_DzMD_GzMX_Dp00_Gp00 | A1-Pensilvania 33 kV | All generators | 0.99 | cap | Mariquita - Victoria 2 115 | m:cosphi:bus1 | -0.85375 | ElmLne
2026 | 2026_DzMD_GzMX_Dp00_Gp00 | A1-Pensilvania 33 kV | All generators | 1 | cap | Mariquita - Victoria 2 115 | m:cosphi:bus1 | -0.85391 | ElmLne
2026 | 2026_DzMD_GzMX_Dp00_Gp00 | A1-Pensilvania 33 kV | All generators | 0.9 | cap | Mariquita - Victoria 2 115 | m:cosphi:bus2 | 0.84489 | ElmLne
2026 | 2026_DzMD_GzMX_Dp00_Gp00 | A1-Pensilvania 33 kV | All generators | 0.91 | cap | Mariquita - Victoria 2 115 | m:cosphi:bus2 | 0.84493 | ElmLne
2026 | 2026_DzMD_GzMX_Dp00_Gp00 | A1-Pensilvania 33 kV | All generators | 0.92 | cap | Mariquita - Victoria 2 115 | m:cosphi:bus2 | 0.84497 | ElmLne
2026 | 2026_DzMD_GzMX_Dp00_Gp00 | A1-Pensilvania 33 kV | All generators | 0.93 | cap | Mariquita - Victoria 2 115 | m:cosphi:bus2 | 0.84501 | ElmLne
2026 | 2026_DzMD_GzMX_Dp00_Gp00 | A1-Pensilvania 33 kV | All generators | 0.94 | cap | Mariquita - Victoria 2 115 | m:cosphi:bus2 | 0.84505 | ElmLne
2026 | 2026_DzMD_GzMX_Dp00_Gp00 | A1-Pensilvania 33 kV | All generators | 0.95 | cap | Mariquita - Victoria 2 115 | m:cosphi:bus2 | 0.84508 | ElmLne
2026 | 2026_DzMD_GzMX_Dp00_Gp00 | A1-Pensilvania 33 kV | All generators | 0.96 | cap | Mariquita - Victoria 2 115 | m:cosphi:bus2 | 0.84512 | ElmLne
2026 | 2026_DzMD_GzMX_Dp00_Gp00 | A1-Pensilvania 33 kV | All generators | 0.97 | cap | Mariquita - Victoria 2 115 | m:cosphi:bus2 | 0.84515 | ElmLne
2026 | 2026_DzMD_GzMX_Dp00_Gp00 | A1-Pensilvania 33 kV | All generators | 0.98 | cap | Mariquita - Victoria 2 115 | m:cosphi:bus2 | 0.8452 | ElmLne
2026 | 2026_DzMD_GzMX_Dp00_Gp00 | A1-Pensilvania 33 kV | All generators | 0.99 | cap | Mariquita - Victoria 2 115 | m:cosphi:bus2 | 0.84524 | ElmLne
2026 | 2026_DzMD_GzMX_Dp00_Gp00 | A1-Pensilvania 33 kV | All generators | 1 | cap | Mariquita - Victoria 2 115 | m:cosphi:bus2 | 0.84535 | ElmLne
2026 | 2026_DzMD_GzMX_Dp00_Gp00 | A1-Pensilvania 33 kV | All generators | 0.9 | cap | Dorada 115/33/13.8 kV | m:P:bushv in MW | -14.9878 | ElmTr3
2026 | 2026_DzMD_GzMX_Dp00_Gp00 | A1-Pensilvania 33 kV | All generators | 0.91 | cap | Dorada 115/33/13.8 kV | m:P:bushv in MW | -15.0057 | ElmTr3
2026 | 2026_DzMD_GzMX_Dp00_Gp00 | A1-Pensilvania 33 kV | All generators | 0.92 | cap | Dorada 115/33/13.8 kV | m:P:bushv in MW | -15.0204 | ElmTr3
2026 | 2026_DzMD_GzMX_Dp00_Gp00 | A1-Pensilvania 33 kV | All generators | 0.93 | cap | Dorada 115/33/13.8 kV | m:P:bushv in MW | -15.0329 | ElmTr3
2026 | 2026_DzMD_GzMX_Dp00_Gp00 | A1-Pensilvania 33 kV | All generators | 0.94 | cap | Dorada 115/33/13.8 kV | m:P:bushv in MW | -15.0437 | ElmTr3
2026 | 2026_DzMD_GzMX_Dp00_Gp00 | A1-Pensilvania 33 kV | All generators | 0.95 | cap | Dorada 115/33/13.8 kV | m:P:bushv in MW | -15.0533 | ElmTr3
2026 | 2026_DzMD_GzMX_Dp00_Gp00 | A1-Pensilvania 33 kV | All generators | 0.96 | cap | Dorada 115/33/13.8 kV | m:P:bushv in MW | -15.062 | ElmTr3
2026 | 2026_DzMD_GzMX_Dp00_Gp00 | A1-Pensilvania 33 kV | All generators | 0.97 | cap | Dorada 115/33/13.8 kV | m:P:bushv in MW | -15.0699 | ElmTr3
2026 | 2026_DzMD_GzMX_Dp00_Gp00 | A1-Pensilvania 33 kV | All generators | 0.98 | cap | Dorada 115/33/13.8 kV | m:P:bushv in MW | -15.0773 | ElmTr3
2026 | 2026_DzMD_GzMX_Dp00_Gp00 | A1-Pensilvania 33 kV | All generators | 0.99 | cap | Dorada 115/33/13.8 kV | m:P:bushv in MW | -15.0845 | ElmTr3
2026 | 2026_DzMD_GzMX_Dp00_Gp00 | A1-Pensilvania 33 kV | All generators | 1 | cap | Dorada 115/33/13.8 kV | m:P:bushv in MW | -15.0941 | ElmTr3
2026 | 2026_DzMD_GzMX_Dp00_Gp00 | A1-Pensilvania 33 kV | All generators | 0.9 | cap | Dorada 115/33/13.8 kV | m:Q:bushv in Mvar | 9.6128 | ElmTr3
2026 | 2026_DzMD_GzMX_Dp00_Gp00 | A1-Pensilvania 33 kV | All generators | 0.91 | cap | Dorada 115/33/13.8 kV | m:Q:bushv in Mvar | 9.4693 | ElmTr3
2026 | 2026_DzMD_GzMX_Dp00_Gp00 | A1-Pensilvania 33 kV | All generators | 0.92 | cap | Dorada 115/33/13.8 kV | m:Q:bushv in Mvar | 9.3406 | ElmTr3
2026 | 2026_DzMD_GzMX_Dp00_Gp00 | A1-Pensilvania 33 kV | All generators | 0.93 | cap | Dorada 115/33/13.8 kV | m:Q:bushv in Mvar | 9.2208 | ElmTr3
2026 | 2026_DzMD_GzMX_Dp00_Gp00 | A1-Pensilvania 33 kV | All generators | 0.94 | cap | Dorada 115/33/13.8 kV | m:Q:bushv in Mvar | 9.1065 | ElmTr3
2026 | 2026_DzMD_GzMX_Dp00_Gp00 | A1-Pensilvania 33 kV | All generators | 0.95 | cap | Dorada 115/33/13.8 kV | m:Q:bushv in Mvar | 8.9947 | ElmTr3
2026 | 2026_DzMD_GzMX_Dp00_Gp00 | A1-Pensilvania 33 kV | All generators | 0.96 | cap | Dorada 115/33/13.8 kV | m:Q:bushv in Mvar | 8.8827 | ElmTr3
2026 | 2026_DzMD_GzMX_Dp00_Gp00 | A1-Pensilvania 33 kV | All generators | 0.97 | cap | Dorada 115/33/13.8 kV | m:Q:bushv in Mvar | 8.767 | ElmTr3
2026 | 2026_DzMD_GzMX_Dp00_Gp00 | A1-Pensilvania 33 kV | All generators | 0.98 | cap | Dorada 115/33/13.8 kV | m:Q:bushv in Mvar | 8.6419 | ElmTr3
2026 | 2026_DzMD_GzMX_Dp00_Gp00 | A1-Pensilvania 33 kV | All generators | 0.99 | cap | Dorada 115/33/13.8 kV | m:Q:bushv in Mvar | 8.4937 | ElmTr3
2026 | 2026_DzMD_GzMX_Dp00_Gp00 | A1-Pensilvania 33 kV | All generators | 1 | cap | Dorada 115/33/13.8 kV | m:Q:bushv in Mvar | 8.1819 | ElmTr3
2026 | 2026_DzMD_GzMX_Dp00_Gp00 | A1-Pensilvania 33 kV | All generators | 0.9 | cap | Dorada 115/33/13.8 kV | m:cosphi:bushv | -0.84175 | ElmTr3
2026 | 2026_DzMD_GzMX_Dp00_Gp00 | A1-Pensilvania 33 kV | All generators | 0.91 | cap | Dorada 115/33/13.8 kV | m:cosphi:bushv | -0.84569 | ElmTr3
2026 | 2026_DzMD_GzMX_Dp00_Gp00 | A1-Pensilvania 33 kV | All generators | 0.92 | cap | Dorada 115/33/13.8 kV | m:cosphi:bushv | -0.8492 | ElmTr3
2026 | 2026_DzMD_GzMX_Dp00_Gp00 | A1-Pensilvania 33 kV | All generators | 0.93 | cap | Dorada 115/33/13.8 kV | m:cosphi:bushv | -0.85242 | ElmTr3
2026 | 2026_DzMD_GzMX_Dp00_Gp00 | A1-Pensilvania 33 kV | All generators | 0.94 | cap | Dorada 115/33/13.8 kV | m:cosphi:bushv | -0.85547 | ElmTr3
2026 | 2026_DzMD_GzMX_Dp00_Gp00 | A1-Pensilvania 33 kV | All generators | 0.95 | cap | Dorada 115/33/13.8 kV | m:cosphi:bushv | -0.85843 | ElmTr3
2026 | 2026_DzMD_GzMX_Dp00_Gp00 | A1-Pensilvania 33 kV | All generators | 0.96 | cap | Dorada 115/33/13.8 kV | m:cosphi:bushv | -0.86137 | ElmTr3
2026 | 2026_DzMD_GzMX_Dp00_Gp00 | A1-Pensilvania 33 kV | All generators | 0.97 | cap | Dorada 115/33/13.8 kV | m:cosphi:bushv | -0.86437 | ElmTr3
2026 | 2026_DzMD_GzMX_Dp00_Gp00 | A1-Pensilvania 33 kV | All generators | 0.98 | cap | Dorada 115/33/13.8 kV | m:cosphi:bushv | -0.86759 | ElmTr3
2026 | 2026_DzMD_GzMX_Dp00_Gp00 | A1-Pensilvania 33 kV | All generators | 0.99 | cap | Dorada 115/33/13.8 kV | m:cosphi:bushv | -0.87136 | ElmTr3
2026 | 2026_DzMD_GzMX_Dp00_Gp00 | A1-Pensilvania 33 kV | All generators | 1 | cap | Dorada 115/33/13.8 kV | m:cosphi:bushv | -0.87915 | ElmTr3
2026 | 2026_DzMD_GzMX_Dp00_Gp00 | A1-Pensilvania 33 kV | All generators | 0.9 | cap | Manzanares 115/33/13.8 kV | m:P:bushv in MW | -24.4861 | ElmTr3
2026 | 2026_DzMD_GzMX_Dp00_Gp00 | A1-Pensilvania 33 kV | All generators | 0.91 | cap | Manzanares 115/33/13.8 kV | m:P:bushv in MW | -24.7056 | ElmTr3
2026 | 2026_DzMD_GzMX_Dp00_Gp00 | A1-Pensilvania 33 kV | All generators | 0.92 | cap | Manzanares 115/33/13.8 kV | m:P:bushv in MW | -24.8928 | ElmTr3
2026 | 2026_DzMD_GzMX_Dp00_Gp00 | A1-Pensilvania 33 kV | All generators | 0.93 | cap | Manzanares 115/33/13.8 kV | m:P:bushv in MW | -25.0586 | ElmTr3
2026 | 2026_DzMD_GzMX_Dp00_Gp00 | A1-Pensilvania 33 kV | All generators | 0.94 | cap | Manzanares 115/33/13.8 kV | m:P:bushv in MW | -25.2094 | ElmTr3
2026 | 2026_DzMD_GzMX_Dp00_Gp00 | A1-Pensilvania 33 kV | All generators | 0.95 | cap | Manzanares 115/33/13.8 kV | m:P:bushv in MW | -25.3498 | ElmTr3
2026 | 2026_DzMD_GzMX_Dp00_Gp00 | A1-Pensilvania 33 kV | All generators | 0.96 | cap | Manzanares 115/33/13.8 kV | m:P:bushv in MW | -25.4835 | ElmTr3
2026 | 2026_DzMD_GzMX_Dp00_Gp00 | A1-Pensilvania 33 kV | All generators | 0.97 | cap | Manzanares 115/33/13.8 kV | m:P:bushv in MW | -25.6145 | ElmTr3
2026 | 2026_DzMD_GzMX_Dp00_Gp00 | A1-Pensilvania 33 kV | All generators | 0.98 | cap | Manzanares 115/33/13.8 kV | m:P:bushv in MW | -25.7479 | ElmTr3
2026 | 2026_DzMD_GzMX_Dp00_Gp00 | A1-Pensilvania 33 kV | All generators | 0.99 | cap | Manzanares 115/33/13.8 kV | m:P:bushv in MW | -25.8947 | ElmTr3
2026 | 2026_DzMD_GzMX_Dp00_Gp00 | A1-Pensilvania 33 kV | All generators | 1 | cap | Manzanares 115/33/13.8 kV | m:P:bushv in MW | -26.165 | ElmTr3
2026 | 2026_DzMD_GzMX_Dp00_Gp00 | A1-Pensilvania 33 kV | All generators | 0.9 | cap | Manzanares 115/33/13.8 kV | m:Q:bushv in Mvar | 18.1087 | ElmTr3
2026 | 2026_DzMD_GzMX_Dp00_Gp00 | A1-Pensilvania 33 kV | All generators | 0.91 | cap | Manzanares 115/33/13.8 kV | m:Q:bushv in Mvar | 17.3954 | ElmTr3
2026 | 2026_DzMD_GzMX_Dp00_Gp00 | A1-Pensilvania 33 kV | All generators | 0.92 | cap | Manzanares 115/33/13.8 kV | m:Q:bushv in Mvar | 16.7524 | ElmTr3
2026 | 2026_DzMD_GzMX_Dp00_Gp00 | A1-Pensilvania 33 kV | All generators | 0.93 | cap | Manzanares 115/33/13.8 kV | m:Q:bushv in Mvar | 16.1523 | ElmTr3
2026 | 2026_DzMD_GzMX_Dp00_Gp00 | A1-Pensilvania 33 kV | All generators | 0.94 | cap | Manzanares 115/33/13.8 kV | m:Q:bushv in Mvar | 15.5775 | ElmTr3
2026 | 2026_DzMD_GzMX_Dp00_Gp00 | A1-Pensilvania 33 kV | All generators | 0.95 | cap | Manzanares 115/33/13.8 kV | m:Q:bushv in Mvar | 15.0137 | ElmTr3
2026 | 2026_DzMD_GzMX_Dp00_Gp00 | A1-Pensilvania 33 kV | All generators | 0.96 | cap | Manzanares 115/33/13.8 kV | m:Q:bushv in Mvar | 14.447 | ElmTr3
2026 | 2026_DzMD_GzMX_Dp00_Gp00 | A1-Pensilvania 33 kV | All generators | 0.97 | cap | Manzanares 115/33/13.8 kV | m:Q:bushv in Mvar | 13.8598 | ElmTr3
2026 | 2026_DzMD_GzMX_Dp00_Gp00 | A1-Pensilvania 33 kV | All generators | 0.98 | cap | Manzanares 115/33/13.8 kV | m:Q:bushv in Mvar | 13.2228 | ElmTr3
2026 | 2026_DzMD_GzMX_Dp00_Gp00 | A1-Pensilvania 33 kV | All generators | 0.99 | cap | Manzanares 115/33/13.8 kV | m:Q:bushv in Mvar | 12.4662 | ElmTr3
2026 | 2026_DzMD_GzMX_Dp00_Gp00 | A1-Pensilvania 33 kV | All generators | 1 | cap | Manzanares 115/33/13.8 kV | m:Q:bushv in Mvar | 10.8643 | ElmTr3
2026 | 2026_DzMD_GzMX_Dp00_Gp00 | A1-Pensilvania 33 kV | All generators | 0.9 | cap | Manzanares 115/33/13.8 kV | m:cosphi:bushv | -0.80401 | ElmTr3
2026 | 2026_DzMD_GzMX_Dp00_Gp00 | A1-Pensilvania 33 kV | All generators | 0.91 | cap | Manzanares 115/33/13.8 kV | m:cosphi:bushv | -0.81765 | ElmTr3
2026 | 2026_DzMD_GzMX_Dp00_Gp00 | A1-Pensilvania 33 kV | All generators | 0.92 | cap | Manzanares 115/33/13.8 kV | m:cosphi:bushv | -0.82962 | ElmTr3
2026 | 2026_DzMD_GzMX_Dp00_Gp00 | A1-Pensilvania 33 kV | All generators | 0.93 | cap | Manzanares 115/33/13.8 kV | m:cosphi:bushv | -0.84052 | ElmTr3
2026 | 2026_DzMD_GzMX_Dp00_Gp00 | A1-Pensilvania 33 kV | All generators | 0.94 | cap | Manzanares 115/33/13.8 kV | m:cosphi:bushv | -0.85069 | ElmTr3
2026 | 2026_DzMD_GzMX_Dp00_Gp00 | A1-Pensilvania 33 kV | All generators | 0.95 | cap | Manzanares 115/33/13.8 kV | m:cosphi:bushv | -0.86042 | ElmTr3
2026 | 2026_DzMD_GzMX_Dp00_Gp00 | A1-Pensilvania 33 kV | All generators | 0.96 | cap | Manzanares 115/33/13.8 kV | m:cosphi:bushv | -0.86993 | ElmTr3
2026 | 2026_DzMD_GzMX_Dp00_Gp00 | A1-Pensilvania 33 kV | All generators | 0.97 | cap | Manzanares 115/33/13.8 kV | m:cosphi:bushv | -0.8795 | ElmTr3
2026 | 2026_DzMD_GzMX_Dp00_Gp00 | A1-Pensilvania 33 kV | All generators | 0.98 | cap | Manzanares 115/33/13.8 kV | m:cosphi:bushv | -0.88955 | ElmTr3
2026 | 2026_DzMD_GzMX_Dp00_Gp00 | A1-Pensilvania 33 kV | All generators | 0.99 | cap | Manzanares 115/33/13.8 kV | m:cosphi:bushv | -0.90102 | ElmTr3
2026 | 2026_DzMD_GzMX_Dp00_Gp00 | A1-Pensilvania 33 kV | All generators | 1 | cap | Manzanares 115/33/13.8 kV | m:cosphi:bushv | -0.92355 | ElmTr3
2026 | 2026_DzMD_GzMX_Dp00_Gp00 | A1-Pensilvania 33 kV | All generators | 0.9 | cap | Purnio 230/115 | m:P:bushv in MW | -67.3685 | ElmTr3
2026 | 2026_DzMD_GzMX_Dp00_Gp00 | A1-Pensilvania 33 kV | All generators | 0.91 | cap | Purnio 230/115 | m:P:bushv in MW | -67.4075 | ElmTr3
2026 | 2026_DzMD_GzMX_Dp00_Gp00 | A1-Pensilvania 33 kV | All generators | 0.92 | cap | Purnio 230/115 | m:P:bushv in MW | -67.4389 | ElmTr3
2026 | 2026_DzMD_GzMX_Dp00_Gp00 | A1-Pensilvania 33 kV | All generators | 0.93 | cap | Purnio 230/115 | m:P:bushv in MW | -67.4652 | ElmTr3
2026 | 2026_DzMD_GzMX_Dp00_Gp00 | A1-Pensilvania 33 kV | All generators | 0.94 | cap | Purnio 230/115 | m:P:bushv in MW | -67.4877 | ElmTr3
2026 | 2026_DzMD_GzMX_Dp00_Gp00 | A1-Pensilvania 33 kV | All generators | 0.95 | cap | Purnio 230/115 | m:P:bushv in MW | -67.5072 | ElmTr3
2026 | 2026_DzMD_GzMX_Dp00_Gp00 | A1-Pensilvania 33 kV | All generators | 0.96 | cap | Purnio 230/115 | m:P:bushv in MW | -67.5242 | ElmTr3
2026 | 2026_DzMD_GzMX_Dp00_Gp00 | A1-Pensilvania 33 kV | All generators | 0.97 | cap | Purnio 230/115 | m:P:bushv in MW | -67.5393 | ElmTr3
2026 | 2026_DzMD_GzMX_Dp00_Gp00 | A1-Pensilvania 33 kV | All generators | 0.98 | cap | Purnio 230/115 | m:P:bushv in MW | -67.5527 | ElmTr3
2026 | 2026_DzMD_GzMX_Dp00_Gp00 | A1-Pensilvania 33 kV | All generators | 0.99 | cap | Purnio 230/115 | m:P:bushv in MW | -67.5647 | ElmTr3
2026 | 2026_DzMD_GzMX_Dp00_Gp00 | A1-Pensilvania 33 kV | All generators | 1 | cap | Purnio 230/115 | m:P:bushv in MW | -67.5762 | ElmTr3
2026 | 2026_DzMD_GzMX_Dp00_Gp00 | A1-Pensilvania 33 kV | All generators | 0.9 | cap | Purnio 230/115 | m:Q:bushv in Mvar | 23.7356 | ElmTr3
2026 | 2026_DzMD_GzMX_Dp00_Gp00 | A1-Pensilvania 33 kV | All generators | 0.91 | cap | Purnio 230/115 | m:Q:bushv in Mvar | 23.4408 | ElmTr3
2026 | 2026_DzMD_GzMX_Dp00_Gp00 | A1-Pensilvania 33 kV | All generators | 0.92 | cap | Purnio 230/115 | m:Q:bushv in Mvar | 23.1751 | ElmTr3
2026 | 2026_DzMD_GzMX_Dp00_Gp00 | A1-Pensilvania 33 kV | All generators | 0.93 | cap | Purnio 230/115 | m:Q:bushv in Mvar | 22.9271 | ElmTr3
2026 | 2026_DzMD_GzMX_Dp00_Gp00 | A1-Pensilvania 33 kV | All generators | 0.94 | cap | Purnio 230/115 | m:Q:bushv in Mvar | 22.6896 | ElmTr3
2026 | 2026_DzMD_GzMX_Dp00_Gp00 | A1-Pensilvania 33 kV | All generators | 0.95 | cap | Purnio 230/115 | m:Q:bushv in Mvar | 22.4566 | ElmTr3
2026 | 2026_DzMD_GzMX_Dp00_Gp00 | A1-Pensilvania 33 kV | All generators | 0.96 | cap | Purnio 230/115 | m:Q:bushv in Mvar | 22.2224 | ElmTr3
2026 | 2026_DzMD_GzMX_Dp00_Gp00 | A1-Pensilvania 33 kV | All generators | 0.97 | cap | Purnio 230/115 | m:Q:bushv in Mvar | 21.9798 | ElmTr3
2026 | 2026_DzMD_GzMX_Dp00_Gp00 | A1-Pensilvania 33 kV | All generators | 0.98 | cap | Purnio 230/115 | m:Q:bushv in Mvar | 21.7166 | ElmTr3
2026 | 2026_DzMD_GzMX_Dp00_Gp00 | A1-Pensilvania 33 kV | All generators | 0.99 | cap | Purnio 230/115 | m:Q:bushv in Mvar | 21.4039 | ElmTr3
2026 | 2026_DzMD_GzMX_Dp00_Gp00 | A1-Pensilvania 33 kV | All generators | 1 | cap | Purnio 230/115 | m:Q:bushv in Mvar | 20.742 | ElmTr3
2026 | 2026_DzMD_GzMX_Dp00_Gp00 | A1-Pensilvania 33 kV | All generators | 0.9 | cap | Purnio 230/115 | m:cosphi:bushv | -0.94317 | ElmTr3
2026 | 2026_DzMD_GzMX_Dp00_Gp00 | A1-Pensilvania 33 kV | All generators | 0.91 | cap | Purnio 230/115 | m:cosphi:bushv | -0.94452 | ElmTr3
2026 | 2026_DzMD_GzMX_Dp00_Gp00 | A1-Pensilvania 33 kV | All generators | 0.92 | cap | Purnio 230/115 | m:cosphi:bushv | -0.94572 | ElmTr3
2026 | 2026_DzMD_GzMX_Dp00_Gp00 | A1-Pensilvania 33 kV | All generators | 0.93 | cap | Purnio 230/115 | m:cosphi:bushv | -0.94682 | ElmTr3
2026 | 2026_DzMD_GzMX_Dp00_Gp00 | A1-Pensilvania 33 kV | All generators | 0.94 | cap | Purnio 230/115 | m:cosphi:bushv | -0.94786 | ElmTr3
2026 | 2026_DzMD_GzMX_Dp00_Gp00 | A1-Pensilvania 33 kV | All generators | 0.95 | cap | Purnio 230/115 | m:cosphi:bushv | -0.94888 | ElmTr3
2026 | 2026_DzMD_GzMX_Dp00_Gp00 | A1-Pensilvania 33 kV | All generators | 0.96 | cap | Purnio 230/115 | m:cosphi:bushv | -0.94988 | ElmTr3
2026 | 2026_DzMD_GzMX_Dp00_Gp00 | A1-Pensilvania 33 kV | All generators | 0.97 | cap | Purnio 230/115 | m:cosphi:bushv | -0.95091 | ElmTr3
2026 | 2026_DzMD_GzMX_Dp00_Gp00 | A1-Pensilvania 33 kV | All generators | 0.98 | cap | Purnio 230/115 | m:cosphi:bushv | -0.95201 | ElmTr3
2026 | 2026_DzMD_GzMX_Dp00_Gp00 | A1-Pensilvania 33 kV | All generators | 0.99 | cap | Purnio 230/115 | m:cosphi:bushv | -0.95331 | ElmTr3
2026 | 2026_DzMD_GzMX_Dp00_Gp00 | A1-Pensilvania 33 kV | All generators | 1 | cap | Purnio 230/115 | m:cosphi:bushv | -0.95598 | ElmTr3
2026 | 2026_DzMD_GzMX_Dp00_Gp00 | A1-Pensilvania 33 kV | All generators | 0.9 | cap | Victoria 115/33/13.8 kV | m:P:bushv in MW | -12.0936 | ElmTr3
2026 | 2026_DzMD_GzMX_Dp00_Gp00 | A1-Pensilvania 33 kV | All generators | 0.91 | cap | Victoria 115/33/13.8 kV | m:P:bushv in MW | -12.1352 | ElmTr3
2026 | 2026_DzMD_GzMX_Dp00_Gp00 | A1-Pensilvania 33 kV | All generators | 0.92 | cap | Victoria 115/33/13.8 kV | m:P:bushv in MW | -12.1667 | ElmTr3
2026 | 2026_DzMD_GzMX_Dp00_Gp00 | A1-Pensilvania 33 kV | All generators | 0.93 | cap | Victoria 115/33/13.8 kV | m:P:bushv in MW | -12.1912 | ElmTr3
2026 | 2026_DzMD_GzMX_Dp00_Gp00 | A1-Pensilvania 33 kV | All generators | 0.94 | cap | Victoria 115/33/13.8 kV | m:P:bushv in MW | -12.2101 | ElmTr3
2026 | 2026_DzMD_GzMX_Dp00_Gp00 | A1-Pensilvania 33 kV | All generators | 0.95 | cap | Victoria 115/33/13.8 kV | m:P:bushv in MW | -12.2246 | ElmTr3
2026 | 2026_DzMD_GzMX_Dp00_Gp00 | A1-Pensilvania 33 kV | All generators | 0.96 | cap | Victoria 115/33/13.8 kV | m:P:bushv in MW | -12.235 | ElmTr3
2026 | 2026_DzMD_GzMX_Dp00_Gp00 | A1-Pensilvania 33 kV | All generators | 0.97 | cap | Victoria 115/33/13.8 kV | m:P:bushv in MW | -12.2415 | ElmTr3
2026 | 2026_DzMD_GzMX_Dp00_Gp00 | A1-Pensilvania 33 kV | All generators | 0.98 | cap | Victoria 115/33/13.8 kV | m:P:bushv in MW | -12.2438 | ElmTr3
2026 | 2026_DzMD_GzMX_Dp00_Gp00 | A1-Pensilvania 33 kV | All generators | 0.99 | cap | Victoria 115/33/13.8 kV | m:P:bushv in MW | -12.24 | ElmTr3
2026 | 2026_DzMD_GzMX_Dp00_Gp00 | A1-Pensilvania 33 kV | All generators | 1 | cap | Victoria 115/33/13.8 kV | m:P:bushv in MW | -12.2093 | ElmTr3
2026 | 2026_DzMD_GzMX_Dp00_Gp00 | A1-Pensilvania 33 kV | All generators | 0.9 | cap | Victoria 115/33/13.8 kV | m:Q:bushv in Mvar | 11.3463 | ElmTr3
2026 | 2026_DzMD_GzMX_Dp00_Gp00 | A1-Pensilvania 33 kV | All generators | 0.91 | cap | Victoria 115/33/13.8 kV | m:Q:bushv in Mvar | 10.8906 | ElmTr3
2026 | 2026_DzMD_GzMX_Dp00_Gp00 | A1-Pensilvania 33 kV | All generators | 0.92 | cap | Victoria 115/33/13.8 kV | m:Q:bushv in Mvar | 10.4812 | ElmTr3
2026 | 2026_DzMD_GzMX_Dp00_Gp00 | A1-Pensilvania 33 kV | All generators | 0.93 | cap | Victoria 115/33/13.8 kV | m:Q:bushv in Mvar | 10.1003 | ElmTr3
2026 | 2026_DzMD_GzMX_Dp00_Gp00 | A1-Pensilvania 33 kV | All generators | 0.94 | cap | Victoria 115/33/13.8 kV | m:Q:bushv in Mvar | 9.7364 | ElmTr3
2026 | 2026_DzMD_GzMX_Dp00_Gp00 | A1-Pensilvania 33 kV | All generators | 0.95 | cap | Victoria 115/33/13.8 kV | m:Q:bushv in Mvar | 9.3804 | ElmTr3
2026 | 2026_DzMD_GzMX_Dp00_Gp00 | A1-Pensilvania 33 kV | All generators | 0.96 | cap | Victoria 115/33/13.8 kV | m:Q:bushv in Mvar | 9.0235 | ElmTr3
2026 | 2026_DzMD_GzMX_Dp00_Gp00 | A1-Pensilvania 33 kV | All generators | 0.97 | cap | Victoria 115/33/13.8 kV | m:Q:bushv in Mvar | 8.6546 | ElmTr3
2026 | 2026_DzMD_GzMX_Dp00_Gp00 | A1-Pensilvania 33 kV | All generators | 0.98 | cap | Victoria 115/33/13.8 kV | m:Q:bushv in Mvar | 8.2555 | ElmTr3
2026 | 2026_DzMD_GzMX_Dp00_Gp00 | A1-Pensilvania 33 kV | All generators | 0.99 | cap | Victoria 115/33/13.8 kV | m:Q:bushv in Mvar | 7.7829 | ElmTr3
2026 | 2026_DzMD_GzMX_Dp00_Gp00 | A1-Pensilvania 33 kV | All generators | 1 | cap | Victoria 115/33/13.8 kV | m:Q:bushv in Mvar | 6.7872 | ElmTr3
2026 | 2026_DzMD_GzMX_Dp00_Gp00 | A1-Pensilvania 33 kV | All generators | 0.9 | cap | Victoria 115/33/13.8 kV | m:cosphi:bushv | -0.72928 | ElmTr3
2026 | 2026_DzMD_GzMX_Dp00_Gp00 | A1-Pensilvania 33 kV | All generators | 0.91 | cap | Victoria 115/33/13.8 kV | m:cosphi:bushv | -0.74424 | ElmTr3
2026 | 2026_DzMD_GzMX_Dp00_Gp00 | A1-Pensilvania 33 kV | All generators | 0.92 | cap | Victoria 115/33/13.8 kV | m:cosphi:bushv | -0.75764 | ElmTr3
2026 | 2026_DzMD_GzMX_Dp00_Gp00 | A1-Pensilvania 33 kV | All generators | 0.93 | cap | Victoria 115/33/13.8 kV | m:cosphi:bushv | -0.77005 | ElmTr3
2026 | 2026_DzMD_GzMX_Dp00_Gp00 | A1-Pensilvania 33 kV | All generators | 0.94 | cap | Victoria 115/33/13.8 kV | m:cosphi:bushv | -0.78186 | ElmTr3
2026 | 2026_DzMD_GzMX_Dp00_Gp00 | A1-Pensilvania 33 kV | All generators | 0.95 | cap | Victoria 115/33/13.8 kV | m:cosphi:bushv | -0.79335 | ElmTr3
2026 | 2026_DzMD_GzMX_Dp00_Gp00 | A1-Pensilvania 33 kV | All generators | 0.96 | cap | Victoria 115/33/13.8 kV | m:cosphi:bushv | -0.8048 | ElmTr3
2026 | 2026_DzMD_GzMX_Dp00_Gp00 | A1-Pensilvania 33 kV | All generators | 0.97 | cap | Victoria 115/33/13.8 kV | m:cosphi:bushv | -0.81654 | ElmTr3
2026 | 2026_DzMD_GzMX_Dp00_Gp00 | A1-Pensilvania 33 kV | All generators | 0.98 | cap | Victoria 115/33/13.8 kV | m:cosphi:bushv | -0.82913 | ElmTr3
2026 | 2026_DzMD_GzMX_Dp00_Gp00 | A1-Pensilvania 33 kV | All generators | 0.99 | cap | Victoria 115/33/13.8 kV | m:cosphi:bushv | -0.84385 | ElmTr3
2026 | 2026_DzMD_GzMX_Dp00_Gp00 | A1-Pensilvania 33 kV | All generators | 1 | cap | Victoria 115/33/13.8 kV | m:cosphi:bushv | -0.87403 | ElmTr3
2026 | 2026_DzMD_GzMX_Dp00_Gp00 | A1-Pensilvania 33 kV | All generators | 0.9 | ind | Dorada - Magdalena 115 kV | m:P:bus1 in MW | 78.2696 | ElmLne
2026 | 2026_DzMD_GzMX_Dp00_Gp00 | A1-Pensilvania 33 kV | All generators | 0.91 | ind | Dorada - Magdalena 115 kV | m:P:bus1 in MW | 78.2612 | ElmLne
2026 | 2026_DzMD_GzMX_Dp00_Gp00 | A1-Pensilvania 33 kV | All generators | 0.92 | ind | Dorada - Magdalena 115 kV | m:P:bus1 in MW | 78.2524 | ElmLne
2026 | 2026_DzMD_GzMX_Dp00_Gp00 | A1-Pensilvania 33 kV | All generators | 0.93 | ind | Dorada - Magdalena 115 kV | m:P:bus1 in MW | 78.2429 | ElmLne
2026 | 2026_DzMD_GzMX_Dp00_Gp00 | A1-Pensilvania 33 kV | All generators | 0.94 | ind | Dorada - Magdalena 115 kV | m:P:bus1 in MW | 78.2328 | ElmLne
2026 | 2026_DzMD_GzMX_Dp00_Gp00 | A1-Pensilvania 33 kV | All generators | 0.95 | ind | Dorada - Magdalena 115 kV | m:P:bus1 in MW | 78.2217 | ElmLne
2026 | 2026_DzMD_GzMX_Dp00_Gp00 | A1-Pensilvania 33 kV | All generators | 0.96 | ind | Dorada - Magdalena 115 kV | m:P:bus1 in MW | 78.2094 | ElmLne
2026 | 2026_DzMD_GzMX_Dp00_Gp00 | A1-Pensilvania 33 kV | All generators | 0.97 | ind | Dorada - Magdalena 115 kV | m:P:bus1 in MW | 78.1952 | ElmLne
2026 | 2026_DzMD_GzMX_Dp00_Gp00 | A1-Pensilvania 33 kV | All generators | 0.98 | ind | Dorada - Magdalena 115 kV | m:P:bus1 in MW | 78.1781 | ElmLne
2026 | 2026_DzMD_GzMX_Dp00_Gp00 | A1-Pensilvania 33 kV | All generators | 0.99 | ind | Dorada - Magdalena 115 kV | m:P:bus1 in MW | 78.1552 | ElmLne
2026 | 2026_DzMD_GzMX_Dp00_Gp00 | A1-Pensilvania 33 kV | All generators | 1 | ind | Dorada - Magdalena 115 kV | m:P:bus1 in MW | 78.0952 | ElmLne
2026 | 2026_DzMD_GzMX_Dp00_Gp00 | A1-Pensilvania 33 kV | All generators | 0.9 | ind | Dorada - Magdalena 115 kV | m:P:bus2 in MW | -77.9282 | ElmLne
2026 | 2026_DzMD_GzMX_Dp00_Gp00 | A1-Pensilvania 33 kV | All generators | 0.91 | ind | Dorada - Magdalena 115 kV | m:P:bus2 in MW | -77.9198 | ElmLne
2026 | 2026_DzMD_GzMX_Dp00_Gp00 | A1-Pensilvania 33 kV | All generators | 0.92 | ind | Dorada - Magdalena 115 kV | m:P:bus2 in MW | -77.9109 | ElmLne
2026 | 2026_DzMD_GzMX_Dp00_Gp00 | A1-Pensilvania 33 kV | All generators | 0.93 | ind | Dorada - Magdalena 115 kV | m:P:bus2 in MW | -77.9014 | ElmLne
2026 | 2026_DzMD_GzMX_Dp00_Gp00 | A1-Pensilvania 33 kV | All generators | 0.94 | ind | Dorada - Magdalena 115 kV | m:P:bus2 in MW | -77.8913 | ElmLne
2026 | 2026_DzMD_GzMX_Dp00_Gp00 | A1-Pensilvania 33 kV | All generators | 0.95 | ind | Dorada - Magdalena 115 kV | m:P:bus2 in MW | -77.8802 | ElmLne
2026 | 2026_DzMD_GzMX_Dp00_Gp00 | A1-Pensilvania 33 kV | All generators | 0.96 | ind | Dorada - Magdalena 115 kV | m:P:bus2 in MW | -77.8678 | ElmLne
2026 | 2026_DzMD_GzMX_Dp00_Gp00 | A1-Pensilvania 33 kV | All generators | 0.97 | ind | Dorada - Magdalena 115 kV | m:P:bus2 in MW | -77.8536 | ElmLne
2026 | 2026_DzMD_GzMX_Dp00_Gp00 | A1-Pensilvania 33 kV | All generators | 0.98 | ind | Dorada - Magdalena 115 kV | m:P:bus2 in MW | -77.8365 | ElmLne
2026 | 2026_DzMD_GzMX_Dp00_Gp00 | A1-Pensilvania 33 kV | All generators | 0.99 | ind | Dorada - Magdalena 115 kV | m:P:bus2 in MW | -77.8136 | ElmLne
2026 | 2026_DzMD_GzMX_Dp00_Gp00 | A1-Pensilvania 33 kV | All generators | 1 | ind | Dorada - Magdalena 115 kV | m:P:bus2 in MW | -77.7535 | ElmLne
2026 | 2026_DzMD_GzMX_Dp00_Gp00 | A1-Pensilvania 33 kV | All generators | 0.9 | ind | Dorada - Magdalena 115 kV | m:Q:bus1 in Mvar | 2.9258 | ElmLne
2026 | 2026_DzMD_GzMX_Dp00_Gp00 | A1-Pensilvania 33 kV | All generators | 0.91 | ind | Dorada - Magdalena 115 kV | m:Q:bus1 in Mvar | 2.9015 | ElmLne
2026 | 2026_DzMD_GzMX_Dp00_Gp00 | A1-Pensilvania 33 kV | All generators | 0.92 | ind | Dorada - Magdalena 115 kV | m:Q:bus1 in Mvar | 2.8761 | ElmLne
2026 | 2026_DzMD_GzMX_Dp00_Gp00 | A1-Pensilvania 33 kV | All generators | 0.93 | ind | Dorada - Magdalena 115 kV | m:Q:bus1 in Mvar | 2.8494 | ElmLne
2026 | 2026_DzMD_GzMX_Dp00_Gp00 | A1-Pensilvania 33 kV | All generators | 0.94 | ind | Dorada - Magdalena 115 kV | m:Q:bus1 in Mvar | 2.8209 | ElmLne
2026 | 2026_DzMD_GzMX_Dp00_Gp00 | A1-Pensilvania 33 kV | All generators | 0.95 | ind | Dorada - Magdalena 115 kV | m:Q:bus1 in Mvar | 2.7901 | ElmLne
2026 | 2026_DzMD_GzMX_Dp00_Gp00 | A1-Pensilvania 33 kV | All generators | 0.96 | ind | Dorada - Magdalena 115 kV | m:Q:bus1 in Mvar | 2.7562 | ElmLne
2026 | 2026_DzMD_GzMX_Dp00_Gp00 | A1-Pensilvania 33 kV | All generators | 0.97 | ind | Dorada - Magdalena 115 kV | m:Q:bus1 in Mvar | 2.7177 | ElmLne
2026 | 2026_DzMD_GzMX_Dp00_Gp00 | A1-Pensilvania 33 kV | All generators | 0.98 | ind | Dorada - Magdalena 115 kV | m:Q:bus1 in Mvar | 2.672 | ElmLne
2026 | 2026_DzMD_GzMX_Dp00_Gp00 | A1-Pensilvania 33 kV | All generators | 0.99 | ind | Dorada - Magdalena 115 kV | m:Q:bus1 in Mvar | 2.6117 | ElmLne
2026 | 2026_DzMD_GzMX_Dp00_Gp00 | A1-Pensilvania 33 kV | All generators | 1 | ind | Dorada - Magdalena 115 kV | m:Q:bus1 in Mvar | 2.4592 | ElmLne
2026 | 2026_DzMD_GzMX_Dp00_Gp00 | A1-Pensilvania 33 kV | All generators | 0.9 | ind | Dorada - Magdalena 115 kV | m:Q:bus2 in Mvar | -1.5792 | ElmLne
2026 | 2026_DzMD_GzMX_Dp00_Gp00 | A1-Pensilvania 33 kV | All generators | 0.91 | ind | Dorada - Magdalena 115 kV | m:Q:bus2 in Mvar | -1.5547 | ElmLne
2026 | 2026_DzMD_GzMX_Dp00_Gp00 | A1-Pensilvania 33 kV | All generators | 0.92 | ind | Dorada - Magdalena 115 kV | m:Q:bus2 in Mvar | -1.5292 | ElmLne
2026 | 2026_DzMD_GzMX_Dp00_Gp00 | A1-Pensilvania 33 kV | All generators | 0.93 | ind | Dorada - Magdalena 115 kV | m:Q:bus2 in Mvar | -1.5022 | ElmLne
2026 | 2026_DzMD_GzMX_Dp00_Gp00 | A1-Pensilvania 33 kV | All generators | 0.94 | ind | Dorada - Magdalena 115 kV | m:Q:bus2 in Mvar | -1.4735 | ElmLne
2026 | 2026_DzMD_GzMX_Dp00_Gp00 | A1-Pensilvania 33 kV | All generators | 0.95 | ind | Dorada - Magdalena 115 kV | m:Q:bus2 in Mvar | -1.4425 | ElmLne
2026 | 2026_DzMD_GzMX_Dp00_Gp00 | A1-Pensilvania 33 kV | All generators | 0.96 | ind | Dorada - Magdalena 115 kV | m:Q:bus2 in Mvar | -1.4083 | ElmLne
2026 | 2026_DzMD_GzMX_Dp00_Gp00 | A1-Pensilvania 33 kV | All generators | 0.97 | ind | Dorada - Magdalena 115 kV | m:Q:bus2 in Mvar | -1.3696 | ElmLne
2026 | 2026_DzMD_GzMX_Dp00_Gp00 | A1-Pensilvania 33 kV | All generators | 0.98 | ind | Dorada - Magdalena 115 kV | m:Q:bus2 in Mvar | -1.3235 | ElmLne
2026 | 2026_DzMD_GzMX_Dp00_Gp00 | A1-Pensilvania 33 kV | All generators | 0.99 | ind | Dorada - Magdalena 115 kV | m:Q:bus2 in Mvar | -1.2629 | ElmLne
2026 | 2026_DzMD_GzMX_Dp00_Gp00 | A1-Pensilvania 33 kV | All generators | 1 | ind | Dorada - Magdalena 115 kV | m:Q:bus2 in Mvar | -1.1095 | ElmLne
2026 | 2026_DzMD_GzMX_Dp00_Gp00 | A1-Pensilvania 33 kV | All generators | 0.9 | ind | Dorada - Magdalena 115 kV | m:cosphi:bus1 | 0.9993 | ElmLne
2026 | 2026_DzMD_GzMX_Dp00_Gp00 | A1-Pensilvania 33 kV | All generators | 0.91 | ind | Dorada - Magdalena 115 kV | m:cosphi:bus1 | 0.99931 | ElmLne
2026 | 2026_DzMD_GzMX_Dp00_Gp00 | A1-Pensilvania 33 kV | All generators | 0.92 | ind | Dorada - Magdalena 115 kV | m:cosphi:bus1 | 0.99933 | ElmLne
2026 | 2026_DzMD_GzMX_Dp00_Gp00 | A1-Pensilvania 33 kV | All generators | 0.93 | ind | Dorada - Magdalena 115 kV | m:cosphi:bus1 | 0.99934 | ElmLne
2026 | 2026_DzMD_GzMX_Dp00_Gp00 | A1-Pensilvania 33 kV | All generators | 0.94 | ind | Dorada - Magdalena 115 kV | m:cosphi:bus1 | 0.99935 | ElmLne
2026 | 2026_DzMD_GzMX_Dp00_Gp00 | A1-Pensilvania 33 kV | All generators | 0.95 | ind | Dorada - Magdalena 115 kV | m:cosphi:bus1 | 0.99936 | ElmLne
2026 | 2026_DzMD_GzMX_Dp00_Gp00 | A1-Pensilvania 33 kV | All generators | 0.96 | ind | Dorada - Magdalena 115 kV | m:cosphi:bus1 | 0.99938 | ElmLne
2026 | 2026_DzMD_GzMX_Dp00_Gp00 | A1-Pensilvania 33 kV | All generators | 0.97 | ind | Dorada - Magdalena 115 kV | m:cosphi:bus1 | 0.9994 | ElmLne
2026 | 2026_DzMD_GzMX_Dp00_Gp00 | A1-Pensilvania 33 kV | All generators | 0.98 | ind | Dorada - Magdalena 115 kV | m:cosphi:bus1 | 0.99942 | ElmLne
2026 | 2026_DzMD_GzMX_Dp00_Gp00 | A1-Pensilvania 33 kV | All generators | 0.99 | ind | Dorada - Magdalena 115 kV | m:cosphi:bus1 | 0.99944 | ElmLne
2026 | 2026_DzMD_GzMX_Dp00_Gp00 | A1-Pensilvania 33 kV | All generators | 1 | ind | Dorada - Magdalena 115 kV | m:cosphi:bus1 | 0.9995 | ElmLne
2026 | 2026_DzMD_GzMX_Dp00_Gp00 | A1-Pensilvania 33 kV | All generators | 0.9 | ind | Dorada - Magdalena 115 kV | m:cosphi:bus2 | -0.9998 | ElmLne
2026 | 2026_DzMD_GzMX_Dp00_Gp00 | A1-Pensilvania 33 kV | All generators | 0.91 | ind | Dorada - Magdalena 115 kV | m:cosphi:bus2 | -0.9998 | ElmLne
2026 | 2026_DzMD_GzMX_Dp00_Gp00 | A1-Pensilvania 33 kV | All generators | 0.92 | ind | Dorada - Magdalena 115 kV | m:cosphi:bus2 | -0.99981 | ElmLne
2026 | 2026_DzMD_GzMX_Dp00_Gp00 | A1-Pensilvania 33 kV | All generators | 0.93 | ind | Dorada - Magdalena 115 kV | m:cosphi:bus2 | -0.99981 | ElmLne
2026 | 2026_DzMD_GzMX_Dp00_Gp00 | A1-Pensilvania 33 kV | All generators | 0.94 | ind | Dorada - Magdalena 115 kV | m:cosphi:bus2 | -0.99982 | ElmLne
2026 | 2026_DzMD_GzMX_Dp00_Gp00 | A1-Pensilvania 33 kV | All generators | 0.95 | ind | Dorada - Magdalena 115 kV | m:cosphi:bus2 | -0.99983 | ElmLne
2026 | 2026_DzMD_GzMX_Dp00_Gp00 | A1-Pensilvania 33 kV | All generators | 0.96 | ind | Dorada - Magdalena 115 kV | m:cosphi:bus2 | -0.99984 | ElmLne
2026 | 2026_DzMD_GzMX_Dp00_Gp00 | A1-Pensilvania 33 kV | All generators | 0.97 | ind | Dorada - Magdalena 115 kV | m:cosphi:bus2 | -0.99985 | ElmLne
2026 | 2026_DzMD_GzMX_Dp00_Gp00 | A1-Pensilvania 33 kV | All generators | 0.98 | ind | Dorada - Magdalena 115 kV | m:cosphi:bus2 | -0.99985 | ElmLne
2026 | 2026_DzMD_GzMX_Dp00_Gp00 | A1-Pensilvania 33 kV | All generators | 0.99 | ind | Dorada - Magdalena 115 kV | m:cosphi:bus2 | -0.99987 | ElmLne
2026 | 2026_DzMD_GzMX_Dp00_Gp00 | A1-Pensilvania 33 kV | All generators | 1 | ind | Dorada - Magdalena 115 kV | m:cosphi:bus2 | -0.9999 | ElmLne
2026 | 2026_DzMD_GzMX_Dp00_Gp00 | A1-Pensilvania 33 kV | All generators | 0.9 | ind | Mariquita - Victoria 2 115 | m:P:bus1 in MW | -16.0797 | ElmLne
2026 | 2026_DzMD_GzMX_Dp00_Gp00 | A1-Pensilvania 33 kV | All generators | 0.91 | ind | Mariquita - Victoria 2 115 | m:P:bus1 in MW | -16.0787 | ElmLne
2026 | 2026_DzMD_GzMX_Dp00_Gp00 | A1-Pensilvania 33 kV | All generators | 0.92 | ind | Mariquita - Victoria 2 115 | m:P:bus1 in MW | -16.0776 | ElmLne
2026 | 2026_DzMD_GzMX_Dp00_Gp00 | A1-Pensilvania 33 kV | All generators | 0.93 | ind | Mariquita - Victoria 2 115 | m:P:bus1 in MW | -16.0765 | ElmLne
2026 | 2026_DzMD_GzMX_Dp00_Gp00 | A1-Pensilvania 33 kV | All generators | 0.94 | ind | Mariquita - Victoria 2 115 | m:P:bus1 in MW | -16.0753 | ElmLne
2026 | 2026_DzMD_GzMX_Dp00_Gp00 | A1-Pensilvania 33 kV | All generators | 0.95 | ind | Mariquita - Victoria 2 115 | m:P:bus1 in MW | -16.074 | ElmLne
2026 | 2026_DzMD_GzMX_Dp00_Gp00 | A1-Pensilvania 33 kV | All generators | 0.96 | ind | Mariquita - Victoria 2 115 | m:P:bus1 in MW | -16.0726 | ElmLne
2026 | 2026_DzMD_GzMX_Dp00_Gp00 | A1-Pensilvania 33 kV | All generators | 0.97 | ind | Mariquita - Victoria 2 115 | m:P:bus1 in MW | -16.071 | ElmLne
2026 | 2026_DzMD_GzMX_Dp00_Gp00 | A1-Pensilvania 33 kV | All generators | 0.98 | ind | Mariquita - Victoria 2 115 | m:P:bus1 in MW | -16.0691 | ElmLne
2026 | 2026_DzMD_GzMX_Dp00_Gp00 | A1-Pensilvania 33 kV | All generators | 0.99 | ind | Mariquita - Victoria 2 115 | m:P:bus1 in MW | -16.0665 | ElmLne
2026 | 2026_DzMD_GzMX_Dp00_Gp00 | A1-Pensilvania 33 kV | All generators | 1 | ind | Mariquita - Victoria 2 115 | m:P:bus1 in MW | -16.06 | ElmLne
2026 | 2026_DzMD_GzMX_Dp00_Gp00 | A1-Pensilvania 33 kV | All generators | 0.9 | ind | Mariquita - Victoria 2 115 | m:P:bus2 in MW | 16.1607 | ElmLne
2026 | 2026_DzMD_GzMX_Dp00_Gp00 | A1-Pensilvania 33 kV | All generators | 0.91 | ind | Mariquita - Victoria 2 115 | m:P:bus2 in MW | 16.1597 | ElmLne
2026 | 2026_DzMD_GzMX_Dp00_Gp00 | A1-Pensilvania 33 kV | All generators | 0.92 | ind | Mariquita - Victoria 2 115 | m:P:bus2 in MW | 16.1587 | ElmLne
2026 | 2026_DzMD_GzMX_Dp00_Gp00 | A1-Pensilvania 33 kV | All generators | 0.93 | ind | Mariquita - Victoria 2 115 | m:P:bus2 in MW | 16.1576 | ElmLne
2026 | 2026_DzMD_GzMX_Dp00_Gp00 | A1-Pensilvania 33 kV | All generators | 0.94 | ind | Mariquita - Victoria 2 115 | m:P:bus2 in MW | 16.1565 | ElmLne
2026 | 2026_DzMD_GzMX_Dp00_Gp00 | A1-Pensilvania 33 kV | All generators | 0.95 | ind | Mariquita - Victoria 2 115 | m:P:bus2 in MW | 16.1552 | ElmLne
2026 | 2026_DzMD_GzMX_Dp00_Gp00 | A1-Pensilvania 33 kV | All generators | 0.96 | ind | Mariquita - Victoria 2 115 | m:P:bus2 in MW | 16.1538 | ElmLne
2026 | 2026_DzMD_GzMX_Dp00_Gp00 | A1-Pensilvania 33 kV | All generators | 0.97 | ind | Mariquita - Victoria 2 115 | m:P:bus2 in MW | 16.1523 | ElmLne
2026 | 2026_DzMD_GzMX_Dp00_Gp00 | A1-Pensilvania 33 kV | All generators | 0.98 | ind | Mariquita - Victoria 2 115 | m:P:bus2 in MW | 16.1504 | ElmLne
2026 | 2026_DzMD_GzMX_Dp00_Gp00 | A1-Pensilvania 33 kV | All generators | 0.99 | ind | Mariquita - Victoria 2 115 | m:P:bus2 in MW | 16.1479 | ElmLne
2026 | 2026_DzMD_GzMX_Dp00_Gp00 | A1-Pensilvania 33 kV | All generators | 1 | ind | Mariquita - Victoria 2 115 | m:P:bus2 in MW | 16.1416 | ElmLne
2026 | 2026_DzMD_GzMX_Dp00_Gp00 | A1-Pensilvania 33 kV | All generators | 0.9 | ind | Mariquita - Victoria 2 115 | m:Q:bus1 in Mvar | 9.7811 | ElmLne
2026 | 2026_DzMD_GzMX_Dp00_Gp00 | A1-Pensilvania 33 kV | All generators | 0.91 | ind | Mariquita - Victoria 2 115 | m:Q:bus1 in Mvar | 9.7815 | ElmLne
2026 | 2026_DzMD_GzMX_Dp00_Gp00 | A1-Pensilvania 33 kV | All generators | 0.92 | ind | Mariquita - Victoria 2 115 | m:Q:bus1 in Mvar | 9.7819 | ElmLne
2026 | 2026_DzMD_GzMX_Dp00_Gp00 | A1-Pensilvania 33 kV | All generators | 0.93 | ind | Mariquita - Victoria 2 115 | m:Q:bus1 in Mvar | 9.7823 | ElmLne
2026 | 2026_DzMD_GzMX_Dp00_Gp00 | A1-Pensilvania 33 kV | All generators | 0.94 | ind | Mariquita - Victoria 2 115 | m:Q:bus1 in Mvar | 9.7828 | ElmLne
2026 | 2026_DzMD_GzMX_Dp00_Gp00 | A1-Pensilvania 33 kV | All generators | 0.95 | ind | Mariquita - Victoria 2 115 | m:Q:bus1 in Mvar | 9.7833 | ElmLne
2026 | 2026_DzMD_GzMX_Dp00_Gp00 | A1-Pensilvania 33 kV | All generators | 0.96 | ind | Mariquita - Victoria 2 115 | m:Q:bus1 in Mvar | 9.7838 | ElmLne
2026 | 2026_DzMD_GzMX_Dp00_Gp00 | A1-Pensilvania 33 kV | All generators | 0.97 | ind | Mariquita - Victoria 2 115 | m:Q:bus1 in Mvar | 9.7844 | ElmLne
2026 | 2026_DzMD_GzMX_Dp00_Gp00 | A1-Pensilvania 33 kV | All generators | 0.98 | ind | Mariquita - Victoria 2 115 | m:Q:bus1 in Mvar | 9.785 | ElmLne
2026 | 2026_DzMD_GzMX_Dp00_Gp00 | A1-Pensilvania 33 kV | All generators | 0.99 | ind | Mariquita - Victoria 2 115 | m:Q:bus1 in Mvar | 9.7859 | ElmLne
2026 | 2026_DzMD_GzMX_Dp00_Gp00 | A1-Pensilvania 33 kV | All generators | 1 | ind | Mariquita - Victoria 2 115 | m:Q:bus1 in Mvar | 9.788 | ElmLne
2026 | 2026_DzMD_GzMX_Dp00_Gp00 | A1-Pensilvania 33 kV | All generators | 0.9 | ind | Mariquita - Victoria 2 115 | m:Q:bus2 in Mvar | -10.1999 | ElmLne
2026 | 2026_DzMD_GzMX_Dp00_Gp00 | A1-Pensilvania 33 kV | All generators | 0.91 | ind | Mariquita - Victoria 2 115 | m:Q:bus2 in Mvar | -10.2 | ElmLne
2026 | 2026_DzMD_GzMX_Dp00_Gp00 | A1-Pensilvania 33 kV | All generators | 0.92 | ind | Mariquita - Victoria 2 115 | m:Q:bus2 in Mvar | -10.2 | ElmLne
2026 | 2026_DzMD_GzMX_Dp00_Gp00 | A1-Pensilvania 33 kV | All generators | 0.93 | ind | Mariquita - Victoria 2 115 | m:Q:bus2 in Mvar | -10.2001 | ElmLne
2026 | 2026_DzMD_GzMX_Dp00_Gp00 | A1-Pensilvania 33 kV | All generators | 0.94 | ind | Mariquita - Victoria 2 115 | m:Q:bus2 in Mvar | -10.2002 | ElmLne
2026 | 2026_DzMD_GzMX_Dp00_Gp00 | A1-Pensilvania 33 kV | All generators | 0.95 | ind | Mariquita - Victoria 2 115 | m:Q:bus2 in Mvar | -10.2002 | ElmLne
2026 | 2026_DzMD_GzMX_Dp00_Gp00 | A1-Pensilvania 33 kV | All generators | 0.96 | ind | Mariquita - Victoria 2 115 | m:Q:bus2 in Mvar | -10.2003 | ElmLne
2026 | 2026_DzMD_GzMX_Dp00_Gp00 | A1-Pensilvania 33 kV | All generators | 0.97 | ind | Mariquita - Victoria 2 115 | m:Q:bus2 in Mvar | -10.2004 | ElmLne
2026 | 2026_DzMD_GzMX_Dp00_Gp00 | A1-Pensilvania 33 kV | All generators | 0.98 | ind | Mariquita - Victoria 2 115 | m:Q:bus2 in Mvar | -10.2004 | ElmLne
2026 | 2026_DzMD_GzMX_Dp00_Gp00 | A1-Pensilvania 33 kV | All generators | 0.99 | ind | Mariquita - Victoria 2 115 | m:Q:bus2 in Mvar | -10.2005 | ElmLne
2026 | 2026_DzMD_GzMX_Dp00_Gp00 | A1-Pensilvania 33 kV | All generators | 1 | ind | Mariquita - Victoria 2 115 | m:Q:bus2 in Mvar | -10.2006 | ElmLne
2026 | 2026_DzMD_GzMX_Dp00_Gp00 | A1-Pensilvania 33 kV | All generators | 0.9 | ind | Mariquita - Victoria 2 115 | m:cosphi:bus1 | -0.85435 | ElmLne
2026 | 2026_DzMD_GzMX_Dp00_Gp00 | A1-Pensilvania 33 kV | All generators | 0.91 | ind | Mariquita - Victoria 2 115 | m:cosphi:bus1 | -0.85433 | ElmLne
2026 | 2026_DzMD_GzMX_Dp00_Gp00 | A1-Pensilvania 33 kV | All generators | 0.92 | ind | Mariquita - Victoria 2 115 | m:cosphi:bus1 | -0.8543 | ElmLne
2026 | 2026_DzMD_GzMX_Dp00_Gp00 | A1-Pensilvania 33 kV | All generators | 0.93 | ind | Mariquita - Victoria 2 115 | m:cosphi:bus1 | -0.85428 | ElmLne
2026 | 2026_DzMD_GzMX_Dp00_Gp00 | A1-Pensilvania 33 kV | All generators | 0.94 | ind | Mariquita - Victoria 2 115 | m:cosphi:bus1 | -0.85425 | ElmLne
2026 | 2026_DzMD_GzMX_Dp00_Gp00 | A1-Pensilvania 33 kV | All generators | 0.95 | ind | Mariquita - Victoria 2 115 | m:cosphi:bus1 | -0.85422 | ElmLne
2026 | 2026_DzMD_GzMX_Dp00_Gp00 | A1-Pensilvania 33 kV | All generators | 0.96 | ind | Mariquita - Victoria 2 115 | m:cosphi:bus1 | -0.85419 | ElmLne
2026 | 2026_DzMD_GzMX_Dp00_Gp00 | A1-Pensilvania 33 kV | All generators | 0.97 | ind | Mariquita - Victoria 2 115 | m:cosphi:bus1 | -0.85415 | ElmLne
2026 | 2026_DzMD_GzMX_Dp00_Gp00 | A1-Pensilvania 33 kV | All generators | 0.98 | ind | Mariquita - Victoria 2 115 | m:cosphi:bus1 | -0.85411 | ElmLne
2026 | 2026_DzMD_GzMX_Dp00_Gp00 | A1-Pensilvania 33 kV | All generators | 0.99 | ind | Mariquita - Victoria 2 115 | m:cosphi:bus1 | -0.85405 | ElmLne
2026 | 2026_DzMD_GzMX_Dp00_Gp00 | A1-Pensilvania 33 kV | All generators | 1 | ind | Mariquita - Victoria 2 115 | m:cosphi:bus1 | -0.85391 | ElmLne
2026 | 2026_DzMD_GzMX_Dp00_Gp00 | A1-Pensilvania 33 kV | All generators | 0.9 | ind | Mariquita - Victoria 2 115 | m:cosphi:bus2 | 0.84565 | ElmLne
2026 | 2026_DzMD_GzMX_Dp00_Gp00 | A1-Pensilvania 33 kV | All generators | 0.91 | ind | Mariquita - Victoria 2 115 | m:cosphi:bus2 | 0.84564 | ElmLne
2026 | 2026_DzMD_GzMX_Dp00_Gp00 | A1-Pensilvania 33 kV | All generators | 0.92 | ind | Mariquita - Victoria 2 115 | m:cosphi:bus2 | 0.84562 | ElmLne
2026 | 2026_DzMD_GzMX_Dp00_Gp00 | A1-Pensilvania 33 kV | All generators | 0.93 | ind | Mariquita - Victoria 2 115 | m:cosphi:bus2 | 0.8456 | ElmLne
2026 | 2026_DzMD_GzMX_Dp00_Gp00 | A1-Pensilvania 33 kV | All generators | 0.94 | ind | Mariquita - Victoria 2 115 | m:cosphi:bus2 | 0.84558 | ElmLne
2026 | 2026_DzMD_GzMX_Dp00_Gp00 | A1-Pensilvania 33 kV | All generators | 0.95 | ind | Mariquita - Victoria 2 115 | m:cosphi:bus2 | 0.84556 | ElmLne
2026 | 2026_DzMD_GzMX_Dp00_Gp00 | A1-Pensilvania 33 kV | All generators | 0.96 | ind | Mariquita - Victoria 2 115 | m:cosphi:bus2 | 0.84554 | ElmLne
2026 | 2026_DzMD_GzMX_Dp00_Gp00 | A1-Pensilvania 33 kV | All generators | 0.97 | ind | Mariquita - Victoria 2 115 | m:cosphi:bus2 | 0.84551 | ElmLne
2026 | 2026_DzMD_GzMX_Dp00_Gp00 | A1-Pensilvania 33 kV | All generators | 0.98 | ind | Mariquita - Victoria 2 115 | m:cosphi:bus2 | 0.84548 | ElmLne
2026 | 2026_DzMD_GzMX_Dp00_Gp00 | A1-Pensilvania 33 kV | All generators | 0.99 | ind | Mariquita - Victoria 2 115 | m:cosphi:bus2 | 0.84545 | ElmLne
2026 | 2026_DzMD_GzMX_Dp00_Gp00 | A1-Pensilvania 33 kV | All generators | 1 | ind | Mariquita - Victoria 2 115 | m:cosphi:bus2 | 0.84535 | ElmLne
2026 | 2026_DzMD_GzMX_Dp00_Gp00 | A1-Pensilvania 33 kV | All generators | 0.9 | ind | Dorada 115/33/13.8 kV | m:P:bushv in MW | -15.0829 | ElmTr3
2026 | 2026_DzMD_GzMX_Dp00_Gp00 | A1-Pensilvania 33 kV | All generators | 0.91 | ind | Dorada 115/33/13.8 kV | m:P:bushv in MW | -15.0848 | ElmTr3
2026 | 2026_DzMD_GzMX_Dp00_Gp00 | A1-Pensilvania 33 kV | All generators | 0.92 | ind | Dorada 115/33/13.8 kV | m:P:bushv in MW | -15.0866 | ElmTr3
2026 | 2026_DzMD_GzMX_Dp00_Gp00 | A1-Pensilvania 33 kV | All generators | 0.93 | ind | Dorada 115/33/13.8 kV | m:P:bushv in MW | -15.0884 | ElmTr3
2026 | 2026_DzMD_GzMX_Dp00_Gp00 | A1-Pensilvania 33 kV | All generators | 0.94 | ind | Dorada 115/33/13.8 kV | m:P:bushv in MW | -15.0901 | ElmTr3
2026 | 2026_DzMD_GzMX_Dp00_Gp00 | A1-Pensilvania 33 kV | All generators | 0.95 | ind | Dorada 115/33/13.8 kV | m:P:bushv in MW | -15.0917 | ElmTr3
2026 | 2026_DzMD_GzMX_Dp00_Gp00 | A1-Pensilvania 33 kV | All generators | 0.96 | ind | Dorada 115/33/13.8 kV | m:P:bushv in MW | -15.0932 | ElmTr3
2026 | 2026_DzMD_GzMX_Dp00_Gp00 | A1-Pensilvania 33 kV | All generators | 0.97 | ind | Dorada 115/33/13.8 kV | m:P:bushv in MW | -15.0946 | ElmTr3
2026 | 2026_DzMD_GzMX_Dp00_Gp00 | A1-Pensilvania 33 kV | All generators | 0.98 | ind | Dorada 115/33/13.8 kV | m:P:bushv in MW | -15.0957 | ElmTr3
2026 | 2026_DzMD_GzMX_Dp00_Gp00 | A1-Pensilvania 33 kV | All generators | 0.99 | ind | Dorada 115/33/13.8 kV | m:P:bushv in MW | -15.0964 | ElmTr3
2026 | 2026_DzMD_GzMX_Dp00_Gp00 | A1-Pensilvania 33 kV | All generators | 1 | ind | Dorada 115/33/13.8 kV | m:P:bushv in MW | -15.0941 | ElmTr3
2026 | 2026_DzMD_GzMX_Dp00_Gp00 | A1-Pensilvania 33 kV | All generators | 0.9 | ind | Dorada 115/33/13.8 kV | m:Q:bushv in Mvar | 7.3415 | ElmTr3
2026 | 2026_DzMD_GzMX_Dp00_Gp00 | A1-Pensilvania 33 kV | All generators | 0.91 | ind | Dorada 115/33/13.8 kV | m:Q:bushv in Mvar | 7.3852 | ElmTr3
2026 | 2026_DzMD_GzMX_Dp00_Gp00 | A1-Pensilvania 33 kV | All generators | 0.92 | ind | Dorada 115/33/13.8 kV | m:Q:bushv in Mvar | 7.4308 | ElmTr3
2026 | 2026_DzMD_GzMX_Dp00_Gp00 | A1-Pensilvania 33 kV | All generators | 0.93 | ind | Dorada 115/33/13.8 kV | m:Q:bushv in Mvar | 7.4789 | ElmTr3
2026 | 2026_DzMD_GzMX_Dp00_Gp00 | A1-Pensilvania 33 kV | All generators | 0.94 | ind | Dorada 115/33/13.8 kV | m:Q:bushv in Mvar | 7.5302 | ElmTr3
2026 | 2026_DzMD_GzMX_Dp00_Gp00 | A1-Pensilvania 33 kV | All generators | 0.95 | ind | Dorada 115/33/13.8 kV | m:Q:bushv in Mvar | 7.5856 | ElmTr3
2026 | 2026_DzMD_GzMX_Dp00_Gp00 | A1-Pensilvania 33 kV | All generators | 0.96 | ind | Dorada 115/33/13.8 kV | m:Q:bushv in Mvar | 7.6466 | ElmTr3
2026 | 2026_DzMD_GzMX_Dp00_Gp00 | A1-Pensilvania 33 kV | All generators | 0.97 | ind | Dorada 115/33/13.8 kV | m:Q:bushv in Mvar | 7.7158 | ElmTr3
2026 | 2026_DzMD_GzMX_Dp00_Gp00 | A1-Pensilvania 33 kV | All generators | 0.98 | ind | Dorada 115/33/13.8 kV | m:Q:bushv in Mvar | 7.7982 | ElmTr3
2026 | 2026_DzMD_GzMX_Dp00_Gp00 | A1-Pensilvania 33 kV | All generators | 0.99 | ind | Dorada 115/33/13.8 kV | m:Q:bushv in Mvar | 7.9068 | ElmTr3
2026 | 2026_DzMD_GzMX_Dp00_Gp00 | A1-Pensilvania 33 kV | All generators | 1 | ind | Dorada 115/33/13.8 kV | m:Q:bushv in Mvar | 8.1819 | ElmTr3
2026 | 2026_DzMD_GzMX_Dp00_Gp00 | A1-Pensilvania 33 kV | All generators | 0.9 | ind | Dorada 115/33/13.8 kV | m:cosphi:bushv | -0.89914 | ElmTr3
2026 | 2026_DzMD_GzMX_Dp00_Gp00 | A1-Pensilvania 33 kV | All generators | 0.91 | ind | Dorada 115/33/13.8 kV | m:cosphi:bushv | -0.89814 | ElmTr3
2026 | 2026_DzMD_GzMX_Dp00_Gp00 | A1-Pensilvania 33 kV | All generators | 0.92 | ind | Dorada 115/33/13.8 kV | m:cosphi:bushv | -0.89709 | ElmTr3
2026 | 2026_DzMD_GzMX_Dp00_Gp00 | A1-Pensilvania 33 kV | All generators | 0.93 | ind | Dorada 115/33/13.8 kV | m:cosphi:bushv | -0.89597 | ElmTr3
2026 | 2026_DzMD_GzMX_Dp00_Gp00 | A1-Pensilvania 33 kV | All generators | 0.94 | ind | Dorada 115/33/13.8 kV | m:cosphi:bushv | -0.89478 | ElmTr3
2026 | 2026_DzMD_GzMX_Dp00_Gp00 | A1-Pensilvania 33 kV | All generators | 0.95 | ind | Dorada 115/33/13.8 kV | m:cosphi:bushv | -0.89349 | ElmTr3
2026 | 2026_DzMD_GzMX_Dp00_Gp00 | A1-Pensilvania 33 kV | All generators | 0.96 | ind | Dorada 115/33/13.8 kV | m:cosphi:bushv | -0.89205 | ElmTr3
2026 | 2026_DzMD_GzMX_Dp00_Gp00 | A1-Pensilvania 33 kV | All generators | 0.97 | ind | Dorada 115/33/13.8 kV | m:cosphi:bushv | -0.89041 | ElmTr3
2026 | 2026_DzMD_GzMX_Dp00_Gp00 | A1-Pensilvania 33 kV | All generators | 0.98 | ind | Dorada 115/33/13.8 kV | m:cosphi:bushv | -0.88845 | ElmTr3
2026 | 2026_DzMD_GzMX_Dp00_Gp00 | A1-Pensilvania 33 kV | All generators | 0.99 | ind | Dorada 115/33/13.8 kV | m:cosphi:bushv | -0.88585 | ElmTr3
2026 | 2026_DzMD_GzMX_Dp00_Gp00 | A1-Pensilvania 33 kV | All generators | 1 | ind | Dorada 115/33/13.8 kV | m:cosphi:bushv | -0.87915 | ElmTr3
2026 | 2026_DzMD_GzMX_Dp00_Gp00 | A1-Pensilvania 33 kV | All generators | 0.9 | ind | Manzanares 115/33/13.8 kV | m:P:bushv in MW | -26.6331 | ElmTr3
2026 | 2026_DzMD_GzMX_Dp00_Gp00 | A1-Pensilvania 33 kV | All generators | 0.91 | ind | Manzanares 115/33/13.8 kV | m:P:bushv in MW | -26.6182 | ElmTr3
2026 | 2026_DzMD_GzMX_Dp00_Gp00 | A1-Pensilvania 33 kV | All generators | 0.92 | ind | Manzanares 115/33/13.8 kV | m:P:bushv in MW | -26.6014 | ElmTr3
2026 | 2026_DzMD_GzMX_Dp00_Gp00 | A1-Pensilvania 33 kV | All generators | 0.93 | ind | Manzanares 115/33/13.8 kV | m:P:bushv in MW | -26.5825 | ElmTr3
2026 | 2026_DzMD_GzMX_Dp00_Gp00 | A1-Pensilvania 33 kV | All generators | 0.94 | ind | Manzanares 115/33/13.8 kV | m:P:bushv in MW | -26.561 | ElmTr3
2026 | 2026_DzMD_GzMX_Dp00_Gp00 | A1-Pensilvania 33 kV | All generators | 0.95 | ind | Manzanares 115/33/13.8 kV | m:P:bushv in MW | -26.5362 | ElmTr3
2026 | 2026_DzMD_GzMX_Dp00_Gp00 | A1-Pensilvania 33 kV | All generators | 0.96 | ind | Manzanares 115/33/13.8 kV | m:P:bushv in MW | -26.507 | ElmTr3
2026 | 2026_DzMD_GzMX_Dp00_Gp00 | A1-Pensilvania 33 kV | All generators | 0.97 | ind | Manzanares 115/33/13.8 kV | m:P:bushv in MW | -26.4714 | ElmTr3
2026 | 2026_DzMD_GzMX_Dp00_Gp00 | A1-Pensilvania 33 kV | All generators | 0.98 | ind | Manzanares 115/33/13.8 kV | m:P:bushv in MW | -26.4257 | ElmTr3
2026 | 2026_DzMD_GzMX_Dp00_Gp00 | A1-Pensilvania 33 kV | All generators | 0.99 | ind | Manzanares 115/33/13.8 kV | m:P:bushv in MW | -26.3599 | ElmTr3
2026 | 2026_DzMD_GzMX_Dp00_Gp00 | A1-Pensilvania 33 kV | All generators | 1 | ind | Manzanares 115/33/13.8 kV | m:P:bushv in MW | -26.165 | ElmTr3
2026 | 2026_DzMD_GzMX_Dp00_Gp00 | A1-Pensilvania 33 kV | All generators | 0.9 | ind | Manzanares 115/33/13.8 kV | m:Q:bushv in Mvar | 6.4884 | ElmTr3
2026 | 2026_DzMD_GzMX_Dp00_Gp00 | A1-Pensilvania 33 kV | All generators | 0.91 | ind | Manzanares 115/33/13.8 kV | m:Q:bushv in Mvar | 6.7175 | ElmTr3
2026 | 2026_DzMD_GzMX_Dp00_Gp00 | A1-Pensilvania 33 kV | All generators | 0.92 | ind | Manzanares 115/33/13.8 kV | m:Q:bushv in Mvar | 6.9569 | ElmTr3
2026 | 2026_DzMD_GzMX_Dp00_Gp00 | A1-Pensilvania 33 kV | All generators | 0.93 | ind | Manzanares 115/33/13.8 kV | m:Q:bushv in Mvar | 7.2091 | ElmTr3
2026 | 2026_DzMD_GzMX_Dp00_Gp00 | A1-Pensilvania 33 kV | All generators | 0.94 | ind | Manzanares 115/33/13.8 kV | m:Q:bushv in Mvar | 7.4777 | ElmTr3
2026 | 2026_DzMD_GzMX_Dp00_Gp00 | A1-Pensilvania 33 kV | All generators | 0.95 | ind | Manzanares 115/33/13.8 kV | m:Q:bushv in Mvar | 7.7676 | ElmTr3
2026 | 2026_DzMD_GzMX_Dp00_Gp00 | A1-Pensilvania 33 kV | All generators | 0.96 | ind | Manzanares 115/33/13.8 kV | m:Q:bushv in Mvar | 8.0865 | ElmTr3
2026 | 2026_DzMD_GzMX_Dp00_Gp00 | A1-Pensilvania 33 kV | All generators | 0.97 | ind | Manzanares 115/33/13.8 kV | m:Q:bushv in Mvar | 8.4476 | ElmTr3
2026 | 2026_DzMD_GzMX_Dp00_Gp00 | A1-Pensilvania 33 kV | All generators | 0.98 | ind | Manzanares 115/33/13.8 kV | m:Q:bushv in Mvar | 8.8766 | ElmTr3
2026 | 2026_DzMD_GzMX_Dp00_Gp00 | A1-Pensilvania 33 kV | All generators | 0.99 | ind | Manzanares 115/33/13.8 kV | m:Q:bushv in Mvar | 9.441 | ElmTr3
2026 | 2026_DzMD_GzMX_Dp00_Gp00 | A1-Pensilvania 33 kV | All generators | 1 | ind | Manzanares 115/33/13.8 kV | m:Q:bushv in Mvar | 10.8643 | ElmTr3
2026 | 2026_DzMD_GzMX_Dp00_Gp00 | A1-Pensilvania 33 kV | All generators | 0.9 | ind | Manzanares 115/33/13.8 kV | m:cosphi:bushv | -0.97158 | ElmTr3
2026 | 2026_DzMD_GzMX_Dp00_Gp00 | A1-Pensilvania 33 kV | All generators | 0.91 | ind | Manzanares 115/33/13.8 kV | m:cosphi:bushv | -0.9696 | ElmTr3
2026 | 2026_DzMD_GzMX_Dp00_Gp00 | A1-Pensilvania 33 kV | All generators | 0.92 | ind | Manzanares 115/33/13.8 kV | m:cosphi:bushv | -0.96746 | ElmTr3
2026 | 2026_DzMD_GzMX_Dp00_Gp00 | A1-Pensilvania 33 kV | All generators | 0.93 | ind | Manzanares 115/33/13.8 kV | m:cosphi:bushv | -0.96514 | ElmTr3
2026 | 2026_DzMD_GzMX_Dp00_Gp00 | A1-Pensilvania 33 kV | All generators | 0.94 | ind | Manzanares 115/33/13.8 kV | m:cosphi:bushv | -0.96258 | ElmTr3
2026 | 2026_DzMD_GzMX_Dp00_Gp00 | A1-Pensilvania 33 kV | All generators | 0.95 | ind | Manzanares 115/33/13.8 kV | m:cosphi:bushv | -0.95973 | ElmTr3
2026 | 2026_DzMD_GzMX_Dp00_Gp00 | A1-Pensilvania 33 kV | All generators | 0.96 | ind | Manzanares 115/33/13.8 kV | m:cosphi:bushv | -0.95648 | ElmTr3
2026 | 2026_DzMD_GzMX_Dp00_Gp00 | A1-Pensilvania 33 kV | All generators | 0.97 | ind | Manzanares 115/33/13.8 kV | m:cosphi:bushv | -0.95267 | ElmTr3
2026 | 2026_DzMD_GzMX_Dp00_Gp00 | A1-Pensilvania 33 kV | All generators | 0.98 | ind | Manzanares 115/33/13.8 kV | m:cosphi:bushv | -0.94795 | ElmTr3
2026 | 2026_DzMD_GzMX_Dp00_Gp00 | A1-Pensilvania 33 kV | All generators | 0.99 | ind | Manzanares 115/33/13.8 kV | m:cosphi:bushv | -0.94144 | ElmTr3
2026 | 2026_DzMD_GzMX_Dp00_Gp00 | A1-Pensilvania 33 kV | All generators | 1 | ind | Manzanares 115/33/13.8 kV | m:cosphi:bushv | -0.92355 | ElmTr3
2026 | 2026_DzMD_GzMX_Dp00_Gp00 | A1-Pensilvania 33 kV | All generators | 0.9 | ind | Purnio 230/115 | m:P:bushv in MW | -67.515 | ElmTr3
2026 | 2026_DzMD_GzMX_Dp00_Gp00 | A1-Pensilvania 33 kV | All generators | 0.91 | ind | Purnio 230/115 | m:P:bushv in MW | -67.5214 | ElmTr3
2026 | 2026_DzMD_GzMX_Dp00_Gp00 | A1-Pensilvania 33 kV | All generators | 0.92 | ind | Purnio 230/115 | m:P:bushv in MW | -67.5278 | ElmTr3
2026 | 2026_DzMD_GzMX_Dp00_Gp00 | A1-Pensilvania 33 kV | All generators | 0.93 | ind | Purnio 230/115 | m:P:bushv in MW | -67.5341 | ElmTr3
2026 | 2026_DzMD_GzMX_Dp00_Gp00 | A1-Pensilvania 33 kV | All generators | 0.94 | ind | Purnio 230/115 | m:P:bushv in MW | -67.5404 | ElmTr3
2026 | 2026_DzMD_GzMX_Dp00_Gp00 | A1-Pensilvania 33 kV | All generators | 0.95 | ind | Purnio 230/115 | m:P:bushv in MW | -67.5465 | ElmTr3
2026 | 2026_DzMD_GzMX_Dp00_Gp00 | A1-Pensilvania 33 kV | All generators | 0.96 | ind | Purnio 230/115 | m:P:bushv in MW | -67.5527 | ElmTr3
2026 | 2026_DzMD_GzMX_Dp00_Gp00 | A1-Pensilvania 33 kV | All generators | 0.97 | ind | Purnio 230/115 | m:P:bushv in MW | -67.5588 | ElmTr3
2026 | 2026_DzMD_GzMX_Dp00_Gp00 | A1-Pensilvania 33 kV | All generators | 0.98 | ind | Purnio 230/115 | m:P:bushv in MW | -67.5649 | ElmTr3
2026 | 2026_DzMD_GzMX_Dp00_Gp00 | A1-Pensilvania 33 kV | All generators | 0.99 | ind | Purnio 230/115 | m:P:bushv in MW | -67.5709 | ElmTr3
2026 | 2026_DzMD_GzMX_Dp00_Gp00 | A1-Pensilvania 33 kV | All generators | 1 | ind | Purnio 230/115 | m:P:bushv in MW | -67.5762 | ElmTr3
2026 | 2026_DzMD_GzMX_Dp00_Gp00 | A1-Pensilvania 33 kV | All generators | 0.9 | ind | Purnio 230/115 | m:Q:bushv in Mvar | 18.9337 | ElmTr3
2026 | 2026_DzMD_GzMX_Dp00_Gp00 | A1-Pensilvania 33 kV | All generators | 0.91 | ind | Purnio 230/115 | m:Q:bushv in Mvar | 19.0284 | ElmTr3
2026 | 2026_DzMD_GzMX_Dp00_Gp00 | A1-Pensilvania 33 kV | All generators | 0.92 | ind | Purnio 230/115 | m:Q:bushv in Mvar | 19.1273 | ElmTr3
2026 | 2026_DzMD_GzMX_Dp00_Gp00 | A1-Pensilvania 33 kV | All generators | 0.93 | ind | Purnio 230/115 | m:Q:bushv in Mvar | 19.2316 | ElmTr3
2026 | 2026_DzMD_GzMX_Dp00_Gp00 | A1-Pensilvania 33 kV | All generators | 0.94 | ind | Purnio 230/115 | m:Q:bushv in Mvar | 19.3425 | ElmTr3
2026 | 2026_DzMD_GzMX_Dp00_Gp00 | A1-Pensilvania 33 kV | All generators | 0.95 | ind | Purnio 230/115 | m:Q:bushv in Mvar | 19.4623 | ElmTr3
2026 | 2026_DzMD_GzMX_Dp00_Gp00 | A1-Pensilvania 33 kV | All generators | 0.96 | ind | Purnio 230/115 | m:Q:bushv in Mvar | 19.5941 | ElmTr3
2026 | 2026_DzMD_GzMX_Dp00_Gp00 | A1-Pensilvania 33 kV | All generators | 0.97 | ind | Purnio 230/115 | m:Q:bushv in Mvar | 19.7433 | ElmTr3
2026 | 2026_DzMD_GzMX_Dp00_Gp00 | A1-Pensilvania 33 kV | All generators | 0.98 | ind | Purnio 230/115 | m:Q:bushv in Mvar | 19.9206 | ElmTr3
2026 | 2026_DzMD_GzMX_Dp00_Gp00 | A1-Pensilvania 33 kV | All generators | 0.99 | ind | Purnio 230/115 | m:Q:bushv in Mvar | 20.1538 | ElmTr3
2026 | 2026_DzMD_GzMX_Dp00_Gp00 | A1-Pensilvania 33 kV | All generators | 1 | ind | Purnio 230/115 | m:Q:bushv in Mvar | 20.742 | ElmTr3
2026 | 2026_DzMD_GzMX_Dp00_Gp00 | A1-Pensilvania 33 kV | All generators | 0.9 | ind | Purnio 230/115 | m:cosphi:bushv | -0.96285 | ElmTr3
2026 | 2026_DzMD_GzMX_Dp00_Gp00 | A1-Pensilvania 33 kV | All generators | 0.91 | ind | Purnio 230/115 | m:cosphi:bushv | -0.96251 | ElmTr3
2026 | 2026_DzMD_GzMX_Dp00_Gp00 | A1-Pensilvania 33 kV | All generators | 0.92 | ind | Purnio 230/115 | m:cosphi:bushv | -0.96215 | ElmTr3
2026 | 2026_DzMD_GzMX_Dp00_Gp00 | A1-Pensilvania 33 kV | All generators | 0.93 | ind | Purnio 230/115 | m:cosphi:bushv | -0.96176 | ElmTr3
2026 | 2026_DzMD_GzMX_Dp00_Gp00 | A1-Pensilvania 33 kV | All generators | 0.94 | ind | Purnio 230/115 | m:cosphi:bushv | -0.96135 | ElmTr3
2026 | 2026_DzMD_GzMX_Dp00_Gp00 | A1-Pensilvania 33 kV | All generators | 0.95 | ind | Purnio 230/115 | m:cosphi:bushv | -0.96091 | ElmTr3
2026 | 2026_DzMD_GzMX_Dp00_Gp00 | A1-Pensilvania 33 kV | All generators | 0.96 | ind | Purnio 230/115 | m:cosphi:bushv | -0.96042 | ElmTr3
2026 | 2026_DzMD_GzMX_Dp00_Gp00 | A1-Pensilvania 33 kV | All generators | 0.97 | ind | Purnio 230/115 | m:cosphi:bushv | -0.95985 | ElmTr3
2026 | 2026_DzMD_GzMX_Dp00_Gp00 | A1-Pensilvania 33 kV | All generators | 0.98 | ind | Purnio 230/115 | m:cosphi:bushv | -0.95918 | ElmTr3
2026 | 2026_DzMD_GzMX_Dp00_Gp00 | A1-Pensilvania 33 kV | All generators | 0.99 | ind | Purnio 230/115 | m:cosphi:bushv | -0.95828 | ElmTr3
2026 | 2026_DzMD_GzMX_Dp00_Gp00 | A1-Pensilvania 33 kV | All generators | 1 | ind | Purnio 230/115 | m:cosphi:bushv | -0.95598 | ElmTr3
2026 | 2026_DzMD_GzMX_Dp00_Gp00 | A1-Pensilvania 33 kV | All generators | 0.9 | ind | Victoria 115/33/13.8 kV | m:P:bushv in MW | -11.9743 | ElmTr3
2026 | 2026_DzMD_GzMX_Dp00_Gp00 | A1-Pensilvania 33 kV | All generators | 0.91 | ind | Victoria 115/33/13.8 kV | m:P:bushv in MW | -11.9919 | ElmTr3
2026 | 2026_DzMD_GzMX_Dp00_Gp00 | A1-Pensilvania 33 kV | All generators | 0.92 | ind | Victoria 115/33/13.8 kV | m:P:bushv in MW | -12.0097 | ElmTr3
2026 | 2026_DzMD_GzMX_Dp00_Gp00 | A1-Pensilvania 33 kV | All generators | 0.93 | ind | Victoria 115/33/13.8 kV | m:P:bushv in MW | -12.0278 | ElmTr3
2026 | 2026_DzMD_GzMX_Dp00_Gp00 | A1-Pensilvania 33 kV | All generators | 0.94 | ind | Victoria 115/33/13.8 kV | m:P:bushv in MW | -12.0463 | ElmTr3
2026 | 2026_DzMD_GzMX_Dp00_Gp00 | A1-Pensilvania 33 kV | All generators | 0.95 | ind | Victoria 115/33/13.8 kV | m:P:bushv in MW | -12.0653 | ElmTr3
2026 | 2026_DzMD_GzMX_Dp00_Gp00 | A1-Pensilvania 33 kV | All generators | 0.96 | ind | Victoria 115/33/13.8 kV | m:P:bushv in MW | -12.0852 | ElmTr3
2026 | 2026_DzMD_GzMX_Dp00_Gp00 | A1-Pensilvania 33 kV | All generators | 0.97 | ind | Victoria 115/33/13.8 kV | m:P:bushv in MW | -12.1063 | ElmTr3
2026 | 2026_DzMD_GzMX_Dp00_Gp00 | A1-Pensilvania 33 kV | All generators | 0.98 | ind | Victoria 115/33/13.8 kV | m:P:bushv in MW | -12.1295 | ElmTr3
2026 | 2026_DzMD_GzMX_Dp00_Gp00 | A1-Pensilvania 33 kV | All generators | 0.99 | ind | Victoria 115/33/13.8 kV | m:P:bushv in MW | -12.1568 | ElmTr3
2026 | 2026_DzMD_GzMX_Dp00_Gp00 | A1-Pensilvania 33 kV | All generators | 1 | ind | Victoria 115/33/13.8 kV | m:P:bushv in MW | -12.2093 | ElmTr3
2026 | 2026_DzMD_GzMX_Dp00_Gp00 | A1-Pensilvania 33 kV | All generators | 0.9 | ind | Victoria 115/33/13.8 kV | m:Q:bushv in Mvar | 4.0994 | ElmTr3
2026 | 2026_DzMD_GzMX_Dp00_Gp00 | A1-Pensilvania 33 kV | All generators | 0.91 | ind | Victoria 115/33/13.8 kV | m:Q:bushv in Mvar | 4.239 | ElmTr3
2026 | 2026_DzMD_GzMX_Dp00_Gp00 | A1-Pensilvania 33 kV | All generators | 0.92 | ind | Victoria 115/33/13.8 kV | m:Q:bushv in Mvar | 4.385 | ElmTr3
2026 | 2026_DzMD_GzMX_Dp00_Gp00 | A1-Pensilvania 33 kV | All generators | 0.93 | ind | Victoria 115/33/13.8 kV | m:Q:bushv in Mvar | 4.539 | ElmTr3
2026 | 2026_DzMD_GzMX_Dp00_Gp00 | A1-Pensilvania 33 kV | All generators | 0.94 | ind | Victoria 115/33/13.8 kV | m:Q:bushv in Mvar | 4.7031 | ElmTr3
2026 | 2026_DzMD_GzMX_Dp00_Gp00 | A1-Pensilvania 33 kV | All generators | 0.95 | ind | Victoria 115/33/13.8 kV | m:Q:bushv in Mvar | 4.8804 | ElmTr3
2026 | 2026_DzMD_GzMX_Dp00_Gp00 | A1-Pensilvania 33 kV | All generators | 0.96 | ind | Victoria 115/33/13.8 kV | m:Q:bushv in Mvar | 5.0757 | ElmTr3
2026 | 2026_DzMD_GzMX_Dp00_Gp00 | A1-Pensilvania 33 kV | All generators | 0.97 | ind | Victoria 115/33/13.8 kV | m:Q:bushv in Mvar | 5.2971 | ElmTr3
2026 | 2026_DzMD_GzMX_Dp00_Gp00 | A1-Pensilvania 33 kV | All generators | 0.98 | ind | Victoria 115/33/13.8 kV | m:Q:bushv in Mvar | 5.5606 | ElmTr3
2026 | 2026_DzMD_GzMX_Dp00_Gp00 | A1-Pensilvania 33 kV | All generators | 0.99 | ind | Victoria 115/33/13.8 kV | m:Q:bushv in Mvar | 5.9079 | ElmTr3
2026 | 2026_DzMD_GzMX_Dp00_Gp00 | A1-Pensilvania 33 kV | All generators | 1 | ind | Victoria 115/33/13.8 kV | m:Q:bushv in Mvar | 6.7872 | ElmTr3
2026 | 2026_DzMD_GzMX_Dp00_Gp00 | A1-Pensilvania 33 kV | All generators | 0.9 | ind | Victoria 115/33/13.8 kV | m:cosphi:bushv | -0.94609 | ElmTr3
2026 | 2026_DzMD_GzMX_Dp00_Gp00 | A1-Pensilvania 33 kV | All generators | 0.91 | ind | Victoria 115/33/13.8 kV | m:cosphi:bushv | -0.94283 | ElmTr3
2026 | 2026_DzMD_GzMX_Dp00_Gp00 | A1-Pensilvania 33 kV | All generators | 0.92 | ind | Victoria 115/33/13.8 kV | m:cosphi:bushv | -0.93935 | ElmTr3
2026 | 2026_DzMD_GzMX_Dp00_Gp00 | A1-Pensilvania 33 kV | All generators | 0.93 | ind | Victoria 115/33/13.8 kV | m:cosphi:bushv | -0.9356 | ElmTr3
2026 | 2026_DzMD_GzMX_Dp00_Gp00 | A1-Pensilvania 33 kV | All generators | 0.94 | ind | Victoria 115/33/13.8 kV | m:cosphi:bushv | -0.93152 | ElmTr3
2026 | 2026_DzMD_GzMX_Dp00_Gp00 | A1-Pensilvania 33 kV | All generators | 0.95 | ind | Victoria 115/33/13.8 kV | m:cosphi:bushv | -0.92703 | ElmTr3
2026 | 2026_DzMD_GzMX_Dp00_Gp00 | A1-Pensilvania 33 kV | All generators | 0.96 | ind | Victoria 115/33/13.8 kV | m:cosphi:bushv | -0.92199 | ElmTr3
2026 | 2026_DzMD_GzMX_Dp00_Gp00 | A1-Pensilvania 33 kV | All generators | 0.97 | ind | Victoria 115/33/13.8 kV | m:cosphi:bushv | -0.91614 | ElmTr3
2026 | 2026_DzMD_GzMX_Dp00_Gp00 | A1-Pensilvania 33 kV | All generators | 0.98 | ind | Victoria 115/33/13.8 kV | m:cosphi:bushv | -0.90903 | ElmTr3
2026 | 2026_DzMD_GzMX_Dp00_Gp00 | A1-Pensilvania 33 kV | All generators | 0.99 | ind | Victoria 115/33/13.8 kV | m:cosphi:bushv | -0.89941 | ElmTr3
2026 | 2026_DzMD_GzMX_Dp00_Gp00 | A1-Pensilvania 33 kV | All generators | 1 | ind | Victoria 115/33/13.8 kV | m:cosphi:bushv | -0.87403 | ElmTr3
2026 | 2026_DzMD_GzMX_Dp00_Gp00 | A2- Bolivia 33 kV | All generators | 0.9 | cap | Dorada - Magdalena 115 kV | m:P:bus1 in MW | 77.8018 | ElmLne
2026 | 2026_DzMD_GzMX_Dp00_Gp00 | A2- Bolivia 33 kV | All generators | 0.91 | cap | Dorada - Magdalena 115 kV | m:P:bus1 in MW | 77.8348 | ElmLne
2026 | 2026_DzMD_GzMX_Dp00_Gp00 | A2- Bolivia 33 kV | All generators | 0.92 | cap | Dorada - Magdalena 115 kV | m:P:bus1 in MW | 77.8638 | ElmLne
2026 | 2026_DzMD_GzMX_Dp00_Gp00 | A2- Bolivia 33 kV | All generators | 0.93 | cap | Dorada - Magdalena 115 kV | m:P:bus1 in MW | 77.8903 | ElmLne
2026 | 2026_DzMD_GzMX_Dp00_Gp00 | A2- Bolivia 33 kV | All generators | 0.94 | cap | Dorada - Magdalena 115 kV | m:P:bus1 in MW | 77.915 | ElmLne
2026 | 2026_DzMD_GzMX_Dp00_Gp00 | A2- Bolivia 33 kV | All generators | 0.95 | cap | Dorada - Magdalena 115 kV | m:P:bus1 in MW | 77.9388 | ElmLne
2026 | 2026_DzMD_GzMX_Dp00_Gp00 | A2- Bolivia 33 kV | All generators | 0.96 | cap | Dorada - Magdalena 115 kV | m:P:bus1 in MW | 77.9623 | ElmLne
2026 | 2026_DzMD_GzMX_Dp00_Gp00 | A2- Bolivia 33 kV | All generators | 0.97 | cap | Dorada - Magdalena 115 kV | m:P:bus1 in MW | 77.986 | ElmLne
2026 | 2026_DzMD_GzMX_Dp00_Gp00 | A2- Bolivia 33 kV | All generators | 0.98 | cap | Dorada - Magdalena 115 kV | m:P:bus1 in MW | 78.0113 | ElmLne
2026 | 2026_DzMD_GzMX_Dp00_Gp00 | A2- Bolivia 33 kV | All generators | 0.99 | cap | Dorada - Magdalena 115 kV | m:P:bus1 in MW | 78.0404 | ElmLne
2026 | 2026_DzMD_GzMX_Dp00_Gp00 | A2- Bolivia 33 kV | All generators | 1 | cap | Dorada - Magdalena 115 kV | m:P:bus1 in MW | 78.0996 | ElmLne
2026 | 2026_DzMD_GzMX_Dp00_Gp00 | A2- Bolivia 33 kV | All generators | 0.9 | cap | Dorada - Magdalena 115 kV | m:P:bus2 in MW | -77.46 | ElmLne
2026 | 2026_DzMD_GzMX_Dp00_Gp00 | A2- Bolivia 33 kV | All generators | 0.91 | cap | Dorada - Magdalena 115 kV | m:P:bus2 in MW | -77.493 | ElmLne
2026 | 2026_DzMD_GzMX_Dp00_Gp00 | A2- Bolivia 33 kV | All generators | 0.92 | cap | Dorada - Magdalena 115 kV | m:P:bus2 in MW | -77.522 | ElmLne
2026 | 2026_DzMD_GzMX_Dp00_Gp00 | A2- Bolivia 33 kV | All generators | 0.93 | cap | Dorada - Magdalena 115 kV | m:P:bus2 in MW | -77.5484 | ElmLne
2026 | 2026_DzMD_GzMX_Dp00_Gp00 | A2- Bolivia 33 kV | All generators | 0.94 | cap | Dorada - Magdalena 115 kV | m:P:bus2 in MW | -77.5732 | ElmLne
2026 | 2026_DzMD_GzMX_Dp00_Gp00 | A2- Bolivia 33 kV | All generators | 0.95 | cap | Dorada - Magdalena 115 kV | m:P:bus2 in MW | -77.597 | ElmLne
2026 | 2026_DzMD_GzMX_Dp00_Gp00 | A2- Bolivia 33 kV | All generators | 0.96 | cap | Dorada - Magdalena 115 kV | m:P:bus2 in MW | -77.6204 | ElmLne
2026 | 2026_DzMD_GzMX_Dp00_Gp00 | A2- Bolivia 33 kV | All generators | 0.97 | cap | Dorada - Magdalena 115 kV | m:P:bus2 in MW | -77.6442 | ElmLne
2026 | 2026_DzMD_GzMX_Dp00_Gp00 | A2- Bolivia 33 kV | All generators | 0.98 | cap | Dorada - Magdalena 115 kV | m:P:bus2 in MW | -77.6694 | ElmLne
2026 | 2026_DzMD_GzMX_Dp00_Gp00 | A2- Bolivia 33 kV | All generators | 0.99 | cap | Dorada - Magdalena 115 kV | m:P:bus2 in MW | -77.6987 | ElmLne
2026 | 2026_DzMD_GzMX_Dp00_Gp00 | A2- Bolivia 33 kV | All generators | 1 | cap | Dorada - Magdalena 115 kV | m:P:bus2 in MW | -77.7579 | ElmLne
2026 | 2026_DzMD_GzMX_Dp00_Gp00 | A2- Bolivia 33 kV | All generators | 0.9 | cap | Dorada - Magdalena 115 kV | m:Q:bus1 in Mvar | 1.7834 | ElmLne
2026 | 2026_DzMD_GzMX_Dp00_Gp00 | A2- Bolivia 33 kV | All generators | 0.91 | cap | Dorada - Magdalena 115 kV | m:Q:bus1 in Mvar | 1.8515 | ElmLne
2026 | 2026_DzMD_GzMX_Dp00_Gp00 | A2- Bolivia 33 kV | All generators | 0.92 | cap | Dorada - Magdalena 115 kV | m:Q:bus1 in Mvar | 1.9125 | ElmLne
2026 | 2026_DzMD_GzMX_Dp00_Gp00 | A2- Bolivia 33 kV | All generators | 0.93 | cap | Dorada - Magdalena 115 kV | m:Q:bus1 in Mvar | 1.9693 | ElmLne
2026 | 2026_DzMD_GzMX_Dp00_Gp00 | A2- Bolivia 33 kV | All generators | 0.94 | cap | Dorada - Magdalena 115 kV | m:Q:bus1 in Mvar | 2.0234 | ElmLne
2026 | 2026_DzMD_GzMX_Dp00_Gp00 | A2- Bolivia 33 kV | All generators | 0.95 | cap | Dorada - Magdalena 115 kV | m:Q:bus1 in Mvar | 2.0764 | ElmLne
2026 | 2026_DzMD_GzMX_Dp00_Gp00 | A2- Bolivia 33 kV | All generators | 0.96 | cap | Dorada - Magdalena 115 kV | m:Q:bus1 in Mvar | 2.1295 | ElmLne
2026 | 2026_DzMD_GzMX_Dp00_Gp00 | A2- Bolivia 33 kV | All generators | 0.97 | cap | Dorada - Magdalena 115 kV | m:Q:bus1 in Mvar | 2.1843 | ElmLne
2026 | 2026_DzMD_GzMX_Dp00_Gp00 | A2- Bolivia 33 kV | All generators | 0.98 | cap | Dorada - Magdalena 115 kV | m:Q:bus1 in Mvar | 2.2437 | ElmLne
2026 | 2026_DzMD_GzMX_Dp00_Gp00 | A2- Bolivia 33 kV | All generators | 0.99 | cap | Dorada - Magdalena 115 kV | m:Q:bus1 in Mvar | 2.314 | ElmLne
2026 | 2026_DzMD_GzMX_Dp00_Gp00 | A2- Bolivia 33 kV | All generators | 1 | cap | Dorada - Magdalena 115 kV | m:Q:bus1 in Mvar | 2.4622 | ElmLne
2026 | 2026_DzMD_GzMX_Dp00_Gp00 | A2- Bolivia 33 kV | All generators | 0.9 | cap | Dorada - Magdalena 115 kV | m:Q:bus2 in Mvar | -0.43062 | ElmLne
2026 | 2026_DzMD_GzMX_Dp00_Gp00 | A2- Bolivia 33 kV | All generators | 0.91 | cap | Dorada - Magdalena 115 kV | m:Q:bus2 in Mvar | -0.49887 | ElmLne
2026 | 2026_DzMD_GzMX_Dp00_Gp00 | A2- Bolivia 33 kV | All generators | 0.92 | cap | Dorada - Magdalena 115 kV | m:Q:bus2 in Mvar | -0.56007 | ElmLne
2026 | 2026_DzMD_GzMX_Dp00_Gp00 | A2- Bolivia 33 kV | All generators | 0.93 | cap | Dorada - Magdalena 115 kV | m:Q:bus2 in Mvar | -0.61697 | ElmLne
2026 | 2026_DzMD_GzMX_Dp00_Gp00 | A2- Bolivia 33 kV | All generators | 0.94 | cap | Dorada - Magdalena 115 kV | m:Q:bus2 in Mvar | -0.67132 | ElmLne
2026 | 2026_DzMD_GzMX_Dp00_Gp00 | A2- Bolivia 33 kV | All generators | 0.95 | cap | Dorada - Magdalena 115 kV | m:Q:bus2 in Mvar | -0.72448 | ElmLne
2026 | 2026_DzMD_GzMX_Dp00_Gp00 | A2- Bolivia 33 kV | All generators | 0.96 | cap | Dorada - Magdalena 115 kV | m:Q:bus2 in Mvar | -0.77779 | ElmLne
2026 | 2026_DzMD_GzMX_Dp00_Gp00 | A2- Bolivia 33 kV | All generators | 0.97 | cap | Dorada - Magdalena 115 kV | m:Q:bus2 in Mvar | -0.83291 | ElmLne
2026 | 2026_DzMD_GzMX_Dp00_Gp00 | A2- Bolivia 33 kV | All generators | 0.98 | cap | Dorada - Magdalena 115 kV | m:Q:bus2 in Mvar | -0.89256 | ElmLne
2026 | 2026_DzMD_GzMX_Dp00_Gp00 | A2- Bolivia 33 kV | All generators | 0.99 | cap | Dorada - Magdalena 115 kV | m:Q:bus2 in Mvar | -0.96326 | ElmLne
2026 | 2026_DzMD_GzMX_Dp00_Gp00 | A2- Bolivia 33 kV | All generators | 1 | cap | Dorada - Magdalena 115 kV | m:Q:bus2 in Mvar | -1.1124 | ElmLne
2026 | 2026_DzMD_GzMX_Dp00_Gp00 | A2- Bolivia 33 kV | All generators | 0.9 | cap | Dorada - Magdalena 115 kV | m:cosphi:bus1 | 0.99974 | ElmLne
2026 | 2026_DzMD_GzMX_Dp00_Gp00 | A2- Bolivia 33 kV | All generators | 0.91 | cap | Dorada - Magdalena 115 kV | m:cosphi:bus1 | 0.99972 | ElmLne
2026 | 2026_DzMD_GzMX_Dp00_Gp00 | A2- Bolivia 33 kV | All generators | 0.92 | cap | Dorada - Magdalena 115 kV | m:cosphi:bus1 | 0.9997 | ElmLne
2026 | 2026_DzMD_GzMX_Dp00_Gp00 | A2- Bolivia 33 kV | All generators | 0.93 | cap | Dorada - Magdalena 115 kV | m:cosphi:bus1 | 0.99968 | ElmLne
2026 | 2026_DzMD_GzMX_Dp00_Gp00 | A2- Bolivia 33 kV | All generators | 0.94 | cap | Dorada - Magdalena 115 kV | m:cosphi:bus1 | 0.99966 | ElmLne
2026 | 2026_DzMD_GzMX_Dp00_Gp00 | A2- Bolivia 33 kV | All generators | 0.95 | cap | Dorada - Magdalena 115 kV | m:cosphi:bus1 | 0.99965 | ElmLne
2026 | 2026_DzMD_GzMX_Dp00_Gp00 | A2- Bolivia 33 kV | All generators | 0.96 | cap | Dorada - Magdalena 115 kV | m:cosphi:bus1 | 0.99963 | ElmLne
2026 | 2026_DzMD_GzMX_Dp00_Gp00 | A2- Bolivia 33 kV | All generators | 0.97 | cap | Dorada - Magdalena 115 kV | m:cosphi:bus1 | 0.99961 | ElmLne
2026 | 2026_DzMD_GzMX_Dp00_Gp00 | A2- Bolivia 33 kV | All generators | 0.98 | cap | Dorada - Magdalena 115 kV | m:cosphi:bus1 | 0.99959 | ElmLne
2026 | 2026_DzMD_GzMX_Dp00_Gp00 | A2- Bolivia 33 kV | All generators | 0.99 | cap | Dorada - Magdalena 115 kV | m:cosphi:bus1 | 0.99956 | ElmLne
2026 | 2026_DzMD_GzMX_Dp00_Gp00 | A2- Bolivia 33 kV | All generators | 1 | cap | Dorada - Magdalena 115 kV | m:cosphi:bus1 | 0.9995 | ElmLne
2026 | 2026_DzMD_GzMX_Dp00_Gp00 | A2- Bolivia 33 kV | All generators | 0.9 | cap | Dorada - Magdalena 115 kV | m:cosphi:bus2 | -0.99999 | ElmLne
2026 | 2026_DzMD_GzMX_Dp00_Gp00 | A2- Bolivia 33 kV | All generators | 0.91 | cap | Dorada - Magdalena 115 kV | m:cosphi:bus2 | -0.99998 | ElmLne
2026 | 2026_DzMD_GzMX_Dp00_Gp00 | A2- Bolivia 33 kV | All generators | 0.92 | cap | Dorada - Magdalena 115 kV | m:cosphi:bus2 | -0.99997 | ElmLne
2026 | 2026_DzMD_GzMX_Dp00_Gp00 | A2- Bolivia 33 kV | All generators | 0.93 | cap | Dorada - Magdalena 115 kV | m:cosphi:bus2 | -0.99997 | ElmLne
2026 | 2026_DzMD_GzMX_Dp00_Gp00 | A2- Bolivia 33 kV | All generators | 0.94 | cap | Dorada - Magdalena 115 kV | m:cosphi:bus2 | -0.99996 | ElmLne
2026 | 2026_DzMD_GzMX_Dp00_Gp00 | A2- Bolivia 33 kV | All generators | 0.95 | cap | Dorada - Magdalena 115 kV | m:cosphi:bus2 | -0.99996 | ElmLne
2026 | 2026_DzMD_GzMX_Dp00_Gp00 | A2- Bolivia 33 kV | All generators | 0.96 | cap | Dorada - Magdalena 115 kV | m:cosphi:bus2 | -0.99995 | ElmLne
2026 | 2026_DzMD_GzMX_Dp00_Gp00 | A2- Bolivia 33 kV | All generators | 0.97 | cap | Dorada - Magdalena 115 kV | m:cosphi:bus2 | -0.99994 | ElmLne
2026 | 2026_DzMD_GzMX_Dp00_Gp00 | A2- Bolivia 33 kV | All generators | 0.98 | cap | Dorada - Magdalena 115 kV | m:cosphi:bus2 | -0.99993 | ElmLne
2026 | 2026_DzMD_GzMX_Dp00_Gp00 | A2- Bolivia 33 kV | All generators | 0.99 | cap | Dorada - Magdalena 115 kV | m:cosphi:bus2 | -0.99992 | ElmLne
2026 | 2026_DzMD_GzMX_Dp00_Gp00 | A2- Bolivia 33 kV | All generators | 1 | cap | Dorada - Magdalena 115 kV | m:cosphi:bus2 | -0.9999 | ElmLne
2026 | 2026_DzMD_GzMX_Dp00_Gp00 | A2- Bolivia 33 kV | All generators | 0.9 | cap | Mariquita - Victoria 2 115 | m:P:bus1 in MW | -15.8437 | ElmLne
2026 | 2026_DzMD_GzMX_Dp00_Gp00 | A2- Bolivia 33 kV | All generators | 0.91 | cap | Mariquita - Victoria 2 115 | m:P:bus1 in MW | -15.8487 | ElmLne
2026 | 2026_DzMD_GzMX_Dp00_Gp00 | A2- Bolivia 33 kV | All generators | 0.92 | cap | Mariquita - Victoria 2 115 | m:P:bus1 in MW | -15.8542 | ElmLne
2026 | 2026_DzMD_GzMX_Dp00_Gp00 | A2- Bolivia 33 kV | All generators | 0.93 | cap | Mariquita - Victoria 2 115 | m:P:bus1 in MW | -15.8602 | ElmLne
2026 | 2026_DzMD_GzMX_Dp00_Gp00 | A2- Bolivia 33 kV | All generators | 0.94 | cap | Mariquita - Victoria 2 115 | m:P:bus1 in MW | -15.8667 | ElmLne
2026 | 2026_DzMD_GzMX_Dp00_Gp00 | A2- Bolivia 33 kV | All generators | 0.95 | cap | Mariquita - Victoria 2 115 | m:P:bus1 in MW | -15.8737 | ElmLne
2026 | 2026_DzMD_GzMX_Dp00_Gp00 | A2- Bolivia 33 kV | All generators | 0.96 | cap | Mariquita - Victoria 2 115 | m:P:bus1 in MW | -15.8816 | ElmLne
2026 | 2026_DzMD_GzMX_Dp00_Gp00 | A2- Bolivia 33 kV | All generators | 0.97 | cap | Mariquita - Victoria 2 115 | m:P:bus1 in MW | -15.8904 | ElmLne
2026 | 2026_DzMD_GzMX_Dp00_Gp00 | A2- Bolivia 33 kV | All generators | 0.98 | cap | Mariquita - Victoria 2 115 | m:P:bus1 in MW | -15.9008 | ElmLne
2026 | 2026_DzMD_GzMX_Dp00_Gp00 | A2- Bolivia 33 kV | All generators | 0.99 | cap | Mariquita - Victoria 2 115 | m:P:bus1 in MW | -15.9143 | ElmLne
2026 | 2026_DzMD_GzMX_Dp00_Gp00 | A2- Bolivia 33 kV | All generators | 1 | cap | Mariquita - Victoria 2 115 | m:P:bus1 in MW | -15.9467 | ElmLne
2026 | 2026_DzMD_GzMX_Dp00_Gp00 | A2- Bolivia 33 kV | All generators | 0.9 | cap | Mariquita - Victoria 2 115 | m:P:bus2 in MW | 15.9217 | ElmLne
2026 | 2026_DzMD_GzMX_Dp00_Gp00 | A2- Bolivia 33 kV | All generators | 0.91 | cap | Mariquita - Victoria 2 115 | m:P:bus2 in MW | 15.9269 | ElmLne
2026 | 2026_DzMD_GzMX_Dp00_Gp00 | A2- Bolivia 33 kV | All generators | 0.92 | cap | Mariquita - Victoria 2 115 | m:P:bus2 in MW | 15.9327 | ElmLne
2026 | 2026_DzMD_GzMX_Dp00_Gp00 | A2- Bolivia 33 kV | All generators | 0.93 | cap | Mariquita - Victoria 2 115 | m:P:bus2 in MW | 15.939 | ElmLne
2026 | 2026_DzMD_GzMX_Dp00_Gp00 | A2- Bolivia 33 kV | All generators | 0.94 | cap | Mariquita - Victoria 2 115 | m:P:bus2 in MW | 15.9457 | ElmLne
2026 | 2026_DzMD_GzMX_Dp00_Gp00 | A2- Bolivia 33 kV | All generators | 0.95 | cap | Mariquita - Victoria 2 115 | m:P:bus2 in MW | 15.9531 | ElmLne
2026 | 2026_DzMD_GzMX_Dp00_Gp00 | A2- Bolivia 33 kV | All generators | 0.96 | cap | Mariquita - Victoria 2 115 | m:P:bus2 in MW | 15.9611 | ElmLne
2026 | 2026_DzMD_GzMX_Dp00_Gp00 | A2- Bolivia 33 kV | All generators | 0.97 | cap | Mariquita - Victoria 2 115 | m:P:bus2 in MW | 15.9703 | ElmLne
2026 | 2026_DzMD_GzMX_Dp00_Gp00 | A2- Bolivia 33 kV | All generators | 0.98 | cap | Mariquita - Victoria 2 115 | m:P:bus2 in MW | 15.981 | ElmLne
2026 | 2026_DzMD_GzMX_Dp00_Gp00 | A2- Bolivia 33 kV | All generators | 0.99 | cap | Mariquita - Victoria 2 115 | m:P:bus2 in MW | 15.9948 | ElmLne
2026 | 2026_DzMD_GzMX_Dp00_Gp00 | A2- Bolivia 33 kV | All generators | 1 | cap | Mariquita - Victoria 2 115 | m:P:bus2 in MW | 16.0281 | ElmLne
2026 | 2026_DzMD_GzMX_Dp00_Gp00 | A2- Bolivia 33 kV | All generators | 0.9 | cap | Mariquita - Victoria 2 115 | m:Q:bus1 in Mvar | 9.1068 | ElmLne
2026 | 2026_DzMD_GzMX_Dp00_Gp00 | A2- Bolivia 33 kV | All generators | 0.91 | cap | Mariquita - Victoria 2 115 | m:Q:bus1 in Mvar | 9.19 | ElmLne
2026 | 2026_DzMD_GzMX_Dp00_Gp00 | A2- Bolivia 33 kV | All generators | 0.92 | cap | Mariquita - Victoria 2 115 | m:Q:bus1 in Mvar | 9.2644 | ElmLne
2026 | 2026_DzMD_GzMX_Dp00_Gp00 | A2- Bolivia 33 kV | All generators | 0.93 | cap | Mariquita - Victoria 2 115 | m:Q:bus1 in Mvar | 9.3333 | ElmLne
2026 | 2026_DzMD_GzMX_Dp00_Gp00 | A2- Bolivia 33 kV | All generators | 0.94 | cap | Mariquita - Victoria 2 115 | m:Q:bus1 in Mvar | 9.3989 | ElmLne
2026 | 2026_DzMD_GzMX_Dp00_Gp00 | A2- Bolivia 33 kV | All generators | 0.95 | cap | Mariquita - Victoria 2 115 | m:Q:bus1 in Mvar | 9.4629 | ElmLne
2026 | 2026_DzMD_GzMX_Dp00_Gp00 | A2- Bolivia 33 kV | All generators | 0.96 | cap | Mariquita - Victoria 2 115 | m:Q:bus1 in Mvar | 9.5268 | ElmLne
2026 | 2026_DzMD_GzMX_Dp00_Gp00 | A2- Bolivia 33 kV | All generators | 0.97 | cap | Mariquita - Victoria 2 115 | m:Q:bus1 in Mvar | 9.5927 | ElmLne
2026 | 2026_DzMD_GzMX_Dp00_Gp00 | A2- Bolivia 33 kV | All generators | 0.98 | cap | Mariquita - Victoria 2 115 | m:Q:bus1 in Mvar | 9.6638 | ElmLne
2026 | 2026_DzMD_GzMX_Dp00_Gp00 | A2- Bolivia 33 kV | All generators | 0.99 | cap | Mariquita - Victoria 2 115 | m:Q:bus1 in Mvar | 9.7478 | ElmLne
2026 | 2026_DzMD_GzMX_Dp00_Gp00 | A2- Bolivia 33 kV | All generators | 1 | cap | Mariquita - Victoria 2 115 | m:Q:bus1 in Mvar | 9.9237 | ElmLne
2026 | 2026_DzMD_GzMX_Dp00_Gp00 | A2- Bolivia 33 kV | All generators | 0.9 | cap | Mariquita - Victoria 2 115 | m:Q:bus2 in Mvar | -9.5202 | ElmLne
2026 | 2026_DzMD_GzMX_Dp00_Gp00 | A2- Bolivia 33 kV | All generators | 0.91 | cap | Mariquita - Victoria 2 115 | m:Q:bus2 in Mvar | -9.6035 | ElmLne
2026 | 2026_DzMD_GzMX_Dp00_Gp00 | A2- Bolivia 33 kV | All generators | 0.92 | cap | Mariquita - Victoria 2 115 | m:Q:bus2 in Mvar | -9.678 | ElmLne
2026 | 2026_DzMD_GzMX_Dp00_Gp00 | A2- Bolivia 33 kV | All generators | 0.93 | cap | Mariquita - Victoria 2 115 | m:Q:bus2 in Mvar | -9.7469 | ElmLne
2026 | 2026_DzMD_GzMX_Dp00_Gp00 | A2- Bolivia 33 kV | All generators | 0.94 | cap | Mariquita - Victoria 2 115 | m:Q:bus2 in Mvar | -9.8125 | ElmLne
2026 | 2026_DzMD_GzMX_Dp00_Gp00 | A2- Bolivia 33 kV | All generators | 0.95 | cap | Mariquita - Victoria 2 115 | m:Q:bus2 in Mvar | -9.8765 | ElmLne
2026 | 2026_DzMD_GzMX_Dp00_Gp00 | A2- Bolivia 33 kV | All generators | 0.96 | cap | Mariquita - Victoria 2 115 | m:Q:bus2 in Mvar | -9.9405 | ElmLne
2026 | 2026_DzMD_GzMX_Dp00_Gp00 | A2- Bolivia 33 kV | All generators | 0.97 | cap | Mariquita - Victoria 2 115 | m:Q:bus2 in Mvar | -10.0063 | ElmLne
2026 | 2026_DzMD_GzMX_Dp00_Gp00 | A2- Bolivia 33 kV | All generators | 0.98 | cap | Mariquita - Victoria 2 115 | m:Q:bus2 in Mvar | -10.0774 | ElmLne
2026 | 2026_DzMD_GzMX_Dp00_Gp00 | A2- Bolivia 33 kV | All generators | 0.99 | cap | Mariquita - Victoria 2 115 | m:Q:bus2 in Mvar | -10.1613 | ElmLne
2026 | 2026_DzMD_GzMX_Dp00_Gp00 | A2- Bolivia 33 kV | All generators | 1 | cap | Mariquita - Victoria 2 115 | m:Q:bus2 in Mvar | -10.337 | ElmLne
2026 | 2026_DzMD_GzMX_Dp00_Gp00 | A2- Bolivia 33 kV | All generators | 0.9 | cap | Mariquita - Victoria 2 115 | m:cosphi:bus1 | -0.86699 | ElmLne
2026 | 2026_DzMD_GzMX_Dp00_Gp00 | A2- Bolivia 33 kV | All generators | 0.91 | cap | Mariquita - Victoria 2 115 | m:cosphi:bus1 | -0.86508 | ElmLne
2026 | 2026_DzMD_GzMX_Dp00_Gp00 | A2- Bolivia 33 kV | All generators | 0.92 | cap | Mariquita - Victoria 2 115 | m:cosphi:bus1 | -0.8634 | ElmLne
2026 | 2026_DzMD_GzMX_Dp00_Gp00 | A2- Bolivia 33 kV | All generators | 0.93 | cap | Mariquita - Victoria 2 115 | m:cosphi:bus1 | -0.86184 | ElmLne
2026 | 2026_DzMD_GzMX_Dp00_Gp00 | A2- Bolivia 33 kV | All generators | 0.94 | cap | Mariquita - Victoria 2 115 | m:cosphi:bus1 | -0.86038 | ElmLne
2026 | 2026_DzMD_GzMX_Dp00_Gp00 | A2- Bolivia 33 kV | All generators | 0.95 | cap | Mariquita - Victoria 2 115 | m:cosphi:bus1 | -0.85895 | ElmLne
2026 | 2026_DzMD_GzMX_Dp00_Gp00 | A2- Bolivia 33 kV | All generators | 0.96 | cap | Mariquita - Victoria 2 115 | m:cosphi:bus1 | -0.85754 | ElmLne
2026 | 2026_DzMD_GzMX_Dp00_Gp00 | A2- Bolivia 33 kV | All generators | 0.97 | cap | Mariquita - Victoria 2 115 | m:cosphi:bus1 | -0.8561 | ElmLne
2026 | 2026_DzMD_GzMX_Dp00_Gp00 | A2- Bolivia 33 kV | All generators | 0.98 | cap | Mariquita - Victoria 2 115 | m:cosphi:bus1 | -0.85455 | ElmLne
2026 | 2026_DzMD_GzMX_Dp00_Gp00 | A2- Bolivia 33 kV | All generators | 0.99 | cap | Mariquita - Victoria 2 115 | m:cosphi:bus1 | -0.85275 | ElmLne
2026 | 2026_DzMD_GzMX_Dp00_Gp00 | A2- Bolivia 33 kV | All generators | 1 | cap | Mariquita - Victoria 2 115 | m:cosphi:bus1 | -0.84903 | ElmLne
2026 | 2026_DzMD_GzMX_Dp00_Gp00 | A2- Bolivia 33 kV | All generators | 0.9 | cap | Mariquita - Victoria 2 115 | m:cosphi:bus2 | 0.85827 | ElmLne
2026 | 2026_DzMD_GzMX_Dp00_Gp00 | A2- Bolivia 33 kV | All generators | 0.91 | cap | Mariquita - Victoria 2 115 | m:cosphi:bus2 | 0.85637 | ElmLne
2026 | 2026_DzMD_GzMX_Dp00_Gp00 | A2- Bolivia 33 kV | All generators | 0.92 | cap | Mariquita - Victoria 2 115 | m:cosphi:bus2 | 0.85468 | ElmLne
2026 | 2026_DzMD_GzMX_Dp00_Gp00 | A2- Bolivia 33 kV | All generators | 0.93 | cap | Mariquita - Victoria 2 115 | m:cosphi:bus2 | 0.85313 | ElmLne
2026 | 2026_DzMD_GzMX_Dp00_Gp00 | A2- Bolivia 33 kV | All generators | 0.94 | cap | Mariquita - Victoria 2 115 | m:cosphi:bus2 | 0.85166 | ElmLne
2026 | 2026_DzMD_GzMX_Dp00_Gp00 | A2- Bolivia 33 kV | All generators | 0.95 | cap | Mariquita - Victoria 2 115 | m:cosphi:bus2 | 0.85025 | ElmLne
2026 | 2026_DzMD_GzMX_Dp00_Gp00 | A2- Bolivia 33 kV | All generators | 0.96 | cap | Mariquita - Victoria 2 115 | m:cosphi:bus2 | 0.84884 | ElmLne
2026 | 2026_DzMD_GzMX_Dp00_Gp00 | A2- Bolivia 33 kV | All generators | 0.97 | cap | Mariquita - Victoria 2 115 | m:cosphi:bus2 | 0.8474 | ElmLne
2026 | 2026_DzMD_GzMX_Dp00_Gp00 | A2- Bolivia 33 kV | All generators | 0.98 | cap | Mariquita - Victoria 2 115 | m:cosphi:bus2 | 0.84587 | ElmLne
2026 | 2026_DzMD_GzMX_Dp00_Gp00 | A2- Bolivia 33 kV | All generators | 0.99 | cap | Mariquita - Victoria 2 115 | m:cosphi:bus2 | 0.84407 | ElmLne
2026 | 2026_DzMD_GzMX_Dp00_Gp00 | A2- Bolivia 33 kV | All generators | 1 | cap | Mariquita - Victoria 2 115 | m:cosphi:bus2 | 0.84039 | ElmLne
2026 | 2026_DzMD_GzMX_Dp00_Gp00 | A2- Bolivia 33 kV | All generators | 0.9 | cap | Dorada 115/33/13.8 kV | m:P:bushv in MW | -14.8699 | ElmTr3
2026 | 2026_DzMD_GzMX_Dp00_Gp00 | A2- Bolivia 33 kV | All generators | 0.91 | cap | Dorada 115/33/13.8 kV | m:P:bushv in MW | -14.885 | ElmTr3
2026 | 2026_DzMD_GzMX_Dp00_Gp00 | A2- Bolivia 33 kV | All generators | 0.92 | cap | Dorada 115/33/13.8 kV | m:P:bushv in MW | -14.8982 | ElmTr3
2026 | 2026_DzMD_GzMX_Dp00_Gp00 | A2- Bolivia 33 kV | All generators | 0.93 | cap | Dorada 115/33/13.8 kV | m:P:bushv in MW | -14.9102 | ElmTr3
2026 | 2026_DzMD_GzMX_Dp00_Gp00 | A2- Bolivia 33 kV | All generators | 0.94 | cap | Dorada 115/33/13.8 kV | m:P:bushv in MW | -14.9214 | ElmTr3
2026 | 2026_DzMD_GzMX_Dp00_Gp00 | A2- Bolivia 33 kV | All generators | 0.95 | cap | Dorada 115/33/13.8 kV | m:P:bushv in MW | -14.9322 | ElmTr3
2026 | 2026_DzMD_GzMX_Dp00_Gp00 | A2- Bolivia 33 kV | All generators | 0.96 | cap | Dorada 115/33/13.8 kV | m:P:bushv in MW | -14.9428 | ElmTr3
2026 | 2026_DzMD_GzMX_Dp00_Gp00 | A2- Bolivia 33 kV | All generators | 0.97 | cap | Dorada 115/33/13.8 kV | m:P:bushv in MW | -14.9535 | ElmTr3
2026 | 2026_DzMD_GzMX_Dp00_Gp00 | A2- Bolivia 33 kV | All generators | 0.98 | cap | Dorada 115/33/13.8 kV | m:P:bushv in MW | -14.9648 | ElmTr3
2026 | 2026_DzMD_GzMX_Dp00_Gp00 | A2- Bolivia 33 kV | All generators | 0.99 | cap | Dorada 115/33/13.8 kV | m:P:bushv in MW | -14.978 | ElmTr3
2026 | 2026_DzMD_GzMX_Dp00_Gp00 | A2- Bolivia 33 kV | All generators | 1 | cap | Dorada 115/33/13.8 kV | m:P:bushv in MW | -15.0044 | ElmTr3
2026 | 2026_DzMD_GzMX_Dp00_Gp00 | A2- Bolivia 33 kV | All generators | 0.9 | cap | Dorada 115/33/13.8 kV | m:Q:bushv in Mvar | 8.6654 | ElmTr3
2026 | 2026_DzMD_GzMX_Dp00_Gp00 | A2- Bolivia 33 kV | All generators | 0.91 | cap | Dorada 115/33/13.8 kV | m:Q:bushv in Mvar | 8.6303 | ElmTr3
2026 | 2026_DzMD_GzMX_Dp00_Gp00 | A2- Bolivia 33 kV | All generators | 0.92 | cap | Dorada 115/33/13.8 kV | m:Q:bushv in Mvar | 8.5986 | ElmTr3
2026 | 2026_DzMD_GzMX_Dp00_Gp00 | A2- Bolivia 33 kV | All generators | 0.93 | cap | Dorada 115/33/13.8 kV | m:Q:bushv in Mvar | 8.569 | ElmTr3
2026 | 2026_DzMD_GzMX_Dp00_Gp00 | A2- Bolivia 33 kV | All generators | 0.94 | cap | Dorada 115/33/13.8 kV | m:Q:bushv in Mvar | 8.5406 | ElmTr3
2026 | 2026_DzMD_GzMX_Dp00_Gp00 | A2- Bolivia 33 kV | All generators | 0.95 | cap | Dorada 115/33/13.8 kV | m:Q:bushv in Mvar | 8.5126 | ElmTr3
2026 | 2026_DzMD_GzMX_Dp00_Gp00 | A2- Bolivia 33 kV | All generators | 0.96 | cap | Dorada 115/33/13.8 kV | m:Q:bushv in Mvar | 8.4845 | ElmTr3
2026 | 2026_DzMD_GzMX_Dp00_Gp00 | A2- Bolivia 33 kV | All generators | 0.97 | cap | Dorada 115/33/13.8 kV | m:Q:bushv in Mvar | 8.4552 | ElmTr3
2026 | 2026_DzMD_GzMX_Dp00_Gp00 | A2- Bolivia 33 kV | All generators | 0.98 | cap | Dorada 115/33/13.8 kV | m:Q:bushv in Mvar | 8.4234 | ElmTr3
2026 | 2026_DzMD_GzMX_Dp00_Gp00 | A2- Bolivia 33 kV | All generators | 0.99 | cap | Dorada 115/33/13.8 kV | m:Q:bushv in Mvar | 8.3856 | ElmTr3
2026 | 2026_DzMD_GzMX_Dp00_Gp00 | A2- Bolivia 33 kV | All generators | 1 | cap | Dorada 115/33/13.8 kV | m:Q:bushv in Mvar | 8.3049 | ElmTr3
2026 | 2026_DzMD_GzMX_Dp00_Gp00 | A2- Bolivia 33 kV | All generators | 0.9 | cap | Dorada 115/33/13.8 kV | m:cosphi:bushv | -0.864 | ElmTr3
2026 | 2026_DzMD_GzMX_Dp00_Gp00 | A2- Bolivia 33 kV | All generators | 0.91 | cap | Dorada 115/33/13.8 kV | m:cosphi:bushv | -0.86511 | ElmTr3
2026 | 2026_DzMD_GzMX_Dp00_Gp00 | A2- Bolivia 33 kV | All generators | 0.92 | cap | Dorada 115/33/13.8 kV | m:cosphi:bushv | -0.8661 | ElmTr3
2026 | 2026_DzMD_GzMX_Dp00_Gp00 | A2- Bolivia 33 kV | All generators | 0.93 | cap | Dorada 115/33/13.8 kV | m:cosphi:bushv | -0.86702 | ElmTr3
2026 | 2026_DzMD_GzMX_Dp00_Gp00 | A2- Bolivia 33 kV | All generators | 0.94 | cap | Dorada 115/33/13.8 kV | m:cosphi:bushv | -0.86789 | ElmTr3
2026 | 2026_DzMD_GzMX_Dp00_Gp00 | A2- Bolivia 33 kV | All generators | 0.95 | cap | Dorada 115/33/13.8 kV | m:cosphi:bushv | -0.86875 | ElmTr3
2026 | 2026_DzMD_GzMX_Dp00_Gp00 | A2- Bolivia 33 kV | All generators | 0.96 | cap | Dorada 115/33/13.8 kV | m:cosphi:bushv | -0.8696 | ElmTr3
2026 | 2026_DzMD_GzMX_Dp00_Gp00 | A2- Bolivia 33 kV | All generators | 0.97 | cap | Dorada 115/33/13.8 kV | m:cosphi:bushv | -0.87048 | ElmTr3
2026 | 2026_DzMD_GzMX_Dp00_Gp00 | A2- Bolivia 33 kV | All generators | 0.98 | cap | Dorada 115/33/13.8 kV | m:cosphi:bushv | -0.87143 | ElmTr3
2026 | 2026_DzMD_GzMX_Dp00_Gp00 | A2- Bolivia 33 kV | All generators | 0.99 | cap | Dorada 115/33/13.8 kV | m:cosphi:bushv | -0.87256 | ElmTr3
2026 | 2026_DzMD_GzMX_Dp00_Gp00 | A2- Bolivia 33 kV | All generators | 1 | cap | Dorada 115/33/13.8 kV | m:cosphi:bushv | -0.87492 | ElmTr3
2026 | 2026_DzMD_GzMX_Dp00_Gp00 | A2- Bolivia 33 kV | All generators | 0.9 | cap | Manzanares 115/33/13.8 kV | m:P:bushv in MW | -25.7418 | ElmTr3
2026 | 2026_DzMD_GzMX_Dp00_Gp00 | A2- Bolivia 33 kV | All generators | 0.91 | cap | Manzanares 115/33/13.8 kV | m:P:bushv in MW | -25.9338 | ElmTr3
2026 | 2026_DzMD_GzMX_Dp00_Gp00 | A2- Bolivia 33 kV | All generators | 0.92 | cap | Manzanares 115/33/13.8 kV | m:P:bushv in MW | -26.0913 | ElmTr3
2026 | 2026_DzMD_GzMX_Dp00_Gp00 | A2- Bolivia 33 kV | All generators | 0.93 | cap | Manzanares 115/33/13.8 kV | m:P:bushv in MW | -26.2255 | ElmTr3
2026 | 2026_DzMD_GzMX_Dp00_Gp00 | A2- Bolivia 33 kV | All generators | 0.94 | cap | Manzanares 115/33/13.8 kV | m:P:bushv in MW | -26.3428 | ElmTr3
2026 | 2026_DzMD_GzMX_Dp00_Gp00 | A2- Bolivia 33 kV | All generators | 0.95 | cap | Manzanares 115/33/13.8 kV | m:P:bushv in MW | -26.4472 | ElmTr3
2026 | 2026_DzMD_GzMX_Dp00_Gp00 | A2- Bolivia 33 kV | All generators | 0.96 | cap | Manzanares 115/33/13.8 kV | m:P:bushv in MW | -26.542 | ElmTr3
2026 | 2026_DzMD_GzMX_Dp00_Gp00 | A2- Bolivia 33 kV | All generators | 0.97 | cap | Manzanares 115/33/13.8 kV | m:P:bushv in MW | -26.6294 | ElmTr3
2026 | 2026_DzMD_GzMX_Dp00_Gp00 | A2- Bolivia 33 kV | All generators | 0.98 | cap | Manzanares 115/33/13.8 kV | m:P:bushv in MW | -26.7122 | ElmTr3
2026 | 2026_DzMD_GzMX_Dp00_Gp00 | A2- Bolivia 33 kV | All generators | 0.99 | cap | Manzanares 115/33/13.8 kV | m:P:bushv in MW | -26.7944 | ElmTr3
2026 | 2026_DzMD_GzMX_Dp00_Gp00 | A2- Bolivia 33 kV | All generators | 1 | cap | Manzanares 115/33/13.8 kV | m:P:bushv in MW | -26.9122 | ElmTr3
2026 | 2026_DzMD_GzMX_Dp00_Gp00 | A2- Bolivia 33 kV | All generators | 0.9 | cap | Manzanares 115/33/13.8 kV | m:Q:bushv in Mvar | 20.7206 | ElmTr3
2026 | 2026_DzMD_GzMX_Dp00_Gp00 | A2- Bolivia 33 kV | All generators | 0.91 | cap | Manzanares 115/33/13.8 kV | m:Q:bushv in Mvar | 19.6592 | ElmTr3
2026 | 2026_DzMD_GzMX_Dp00_Gp00 | A2- Bolivia 33 kV | All generators | 0.92 | cap | Manzanares 115/33/13.8 kV | m:Q:bushv in Mvar | 18.7069 | ElmTr3
2026 | 2026_DzMD_GzMX_Dp00_Gp00 | A2- Bolivia 33 kV | All generators | 0.93 | cap | Manzanares 115/33/13.8 kV | m:Q:bushv in Mvar | 17.8214 | ElmTr3
2026 | 2026_DzMD_GzMX_Dp00_Gp00 | A2- Bolivia 33 kV | All generators | 0.94 | cap | Manzanares 115/33/13.8 kV | m:Q:bushv in Mvar | 16.9753 | ElmTr3
2026 | 2026_DzMD_GzMX_Dp00_Gp00 | A2- Bolivia 33 kV | All generators | 0.95 | cap | Manzanares 115/33/13.8 kV | m:Q:bushv in Mvar | 16.1473 | ElmTr3
2026 | 2026_DzMD_GzMX_Dp00_Gp00 | A2- Bolivia 33 kV | All generators | 0.96 | cap | Manzanares 115/33/13.8 kV | m:Q:bushv in Mvar | 15.3168 | ElmTr3
2026 | 2026_DzMD_GzMX_Dp00_Gp00 | A2- Bolivia 33 kV | All generators | 0.97 | cap | Manzanares 115/33/13.8 kV | m:Q:bushv in Mvar | 14.4578 | ElmTr3
2026 | 2026_DzMD_GzMX_Dp00_Gp00 | A2- Bolivia 33 kV | All generators | 0.98 | cap | Manzanares 115/33/13.8 kV | m:Q:bushv in Mvar | 13.5277 | ElmTr3
2026 | 2026_DzMD_GzMX_Dp00_Gp00 | A2- Bolivia 33 kV | All generators | 0.99 | cap | Manzanares 115/33/13.8 kV | m:Q:bushv in Mvar | 12.4251 | ElmTr3
2026 | 2026_DzMD_GzMX_Dp00_Gp00 | A2- Bolivia 33 kV | All generators | 1 | cap | Manzanares 115/33/13.8 kV | m:Q:bushv in Mvar | 10.0977 | ElmTr3
2026 | 2026_DzMD_GzMX_Dp00_Gp00 | A2- Bolivia 33 kV | All generators | 0.9 | cap | Manzanares 115/33/13.8 kV | m:cosphi:bushv | -0.77899 | ElmTr3
2026 | 2026_DzMD_GzMX_Dp00_Gp00 | A2- Bolivia 33 kV | All generators | 0.91 | cap | Manzanares 115/33/13.8 kV | m:cosphi:bushv | -0.79691 | ElmTr3
2026 | 2026_DzMD_GzMX_Dp00_Gp00 | A2- Bolivia 33 kV | All generators | 0.92 | cap | Manzanares 115/33/13.8 kV | m:cosphi:bushv | -0.8127 | ElmTr3
2026 | 2026_DzMD_GzMX_Dp00_Gp00 | A2- Bolivia 33 kV | All generators | 0.93 | cap | Manzanares 115/33/13.8 kV | m:cosphi:bushv | -0.8271 | ElmTr3
2026 | 2026_DzMD_GzMX_Dp00_Gp00 | A2- Bolivia 33 kV | All generators | 0.94 | cap | Manzanares 115/33/13.8 kV | m:cosphi:bushv | -0.84059 | ElmTr3
2026 | 2026_DzMD_GzMX_Dp00_Gp00 | A2- Bolivia 33 kV | All generators | 0.95 | cap | Manzanares 115/33/13.8 kV | m:cosphi:bushv | -0.8535 | ElmTr3
2026 | 2026_DzMD_GzMX_Dp00_Gp00 | A2- Bolivia 33 kV | All generators | 0.96 | cap | Manzanares 115/33/13.8 kV | m:cosphi:bushv | -0.86613 | ElmTr3
2026 | 2026_DzMD_GzMX_Dp00_Gp00 | A2- Bolivia 33 kV | All generators | 0.97 | cap | Manzanares 115/33/13.8 kV | m:cosphi:bushv | -0.87883 | ElmTr3
2026 | 2026_DzMD_GzMX_Dp00_Gp00 | A2- Bolivia 33 kV | All generators | 0.98 | cap | Manzanares 115/33/13.8 kV | m:cosphi:bushv | -0.89212 | ElmTr3
2026 | 2026_DzMD_GzMX_Dp00_Gp00 | A2- Bolivia 33 kV | All generators | 0.99 | cap | Manzanares 115/33/13.8 kV | m:cosphi:bushv | -0.90721 | ElmTr3
2026 | 2026_DzMD_GzMX_Dp00_Gp00 | A2- Bolivia 33 kV | All generators | 1 | cap | Manzanares 115/33/13.8 kV | m:cosphi:bushv | -0.93627 | ElmTr3
2026 | 2026_DzMD_GzMX_Dp00_Gp00 | A2- Bolivia 33 kV | All generators | 0.9 | cap | Purnio 230/115 | m:P:bushv in MW | -67.4784 | ElmTr3
2026 | 2026_DzMD_GzMX_Dp00_Gp00 | A2- Bolivia 33 kV | All generators | 0.91 | cap | Purnio 230/115 | m:P:bushv in MW | -67.5084 | ElmTr3
2026 | 2026_DzMD_GzMX_Dp00_Gp00 | A2- Bolivia 33 kV | All generators | 0.92 | cap | Purnio 230/115 | m:P:bushv in MW | -67.532 | ElmTr3
2026 | 2026_DzMD_GzMX_Dp00_Gp00 | A2- Bolivia 33 kV | All generators | 0.93 | cap | Purnio 230/115 | m:P:bushv in MW | -67.5513 | ElmTr3
2026 | 2026_DzMD_GzMX_Dp00_Gp00 | A2- Bolivia 33 kV | All generators | 0.94 | cap | Purnio 230/115 | m:P:bushv in MW | -67.5673 | ElmTr3
2026 | 2026_DzMD_GzMX_Dp00_Gp00 | A2- Bolivia 33 kV | All generators | 0.95 | cap | Purnio 230/115 | m:P:bushv in MW | -67.5807 | ElmTr3
2026 | 2026_DzMD_GzMX_Dp00_Gp00 | A2- Bolivia 33 kV | All generators | 0.96 | cap | Purnio 230/115 | m:P:bushv in MW | -67.592 | ElmTr3
2026 | 2026_DzMD_GzMX_Dp00_Gp00 | A2- Bolivia 33 kV | All generators | 0.97 | cap | Purnio 230/115 | m:P:bushv in MW | -67.6013 | ElmTr3
2026 | 2026_DzMD_GzMX_Dp00_Gp00 | A2- Bolivia 33 kV | All generators | 0.98 | cap | Purnio 230/115 | m:P:bushv in MW | -67.6088 | ElmTr3
2026 | 2026_DzMD_GzMX_Dp00_Gp00 | A2- Bolivia 33 kV | All generators | 0.99 | cap | Purnio 230/115 | m:P:bushv in MW | -67.6141 | ElmTr3
2026 | 2026_DzMD_GzMX_Dp00_Gp00 | A2- Bolivia 33 kV | All generators | 1 | cap | Purnio 230/115 | m:P:bushv in MW | -67.613 | ElmTr3
2026 | 2026_DzMD_GzMX_Dp00_Gp00 | A2- Bolivia 33 kV | All generators | 0.9 | cap | Purnio 230/115 | m:Q:bushv in Mvar | 23.3491 | ElmTr3
2026 | 2026_DzMD_GzMX_Dp00_Gp00 | A2- Bolivia 33 kV | All generators | 0.91 | cap | Purnio 230/115 | m:Q:bushv in Mvar | 23.0898 | ElmTr3
2026 | 2026_DzMD_GzMX_Dp00_Gp00 | A2- Bolivia 33 kV | All generators | 0.92 | cap | Purnio 230/115 | m:Q:bushv in Mvar | 22.8567 | ElmTr3
2026 | 2026_DzMD_GzMX_Dp00_Gp00 | A2- Bolivia 33 kV | All generators | 0.93 | cap | Purnio 230/115 | m:Q:bushv in Mvar | 22.6396 | ElmTr3
2026 | 2026_DzMD_GzMX_Dp00_Gp00 | A2- Bolivia 33 kV | All generators | 0.94 | cap | Purnio 230/115 | m:Q:bushv in Mvar | 22.4318 | ElmTr3
2026 | 2026_DzMD_GzMX_Dp00_Gp00 | A2- Bolivia 33 kV | All generators | 0.95 | cap | Purnio 230/115 | m:Q:bushv in Mvar | 22.2281 | ElmTr3
2026 | 2026_DzMD_GzMX_Dp00_Gp00 | A2- Bolivia 33 kV | All generators | 0.96 | cap | Purnio 230/115 | m:Q:bushv in Mvar | 22.0235 | ElmTr3
2026 | 2026_DzMD_GzMX_Dp00_Gp00 | A2- Bolivia 33 kV | All generators | 0.97 | cap | Purnio 230/115 | m:Q:bushv in Mvar | 21.8116 | ElmTr3
2026 | 2026_DzMD_GzMX_Dp00_Gp00 | A2- Bolivia 33 kV | All generators | 0.98 | cap | Purnio 230/115 | m:Q:bushv in Mvar | 21.5817 | ElmTr3
2026 | 2026_DzMD_GzMX_Dp00_Gp00 | A2- Bolivia 33 kV | All generators | 0.99 | cap | Purnio 230/115 | m:Q:bushv in Mvar | 21.3088 | ElmTr3
2026 | 2026_DzMD_GzMX_Dp00_Gp00 | A2- Bolivia 33 kV | All generators | 1 | cap | Purnio 230/115 | m:Q:bushv in Mvar | 20.731 | ElmTr3
2026 | 2026_DzMD_GzMX_Dp00_Gp00 | A2- Bolivia 33 kV | All generators | 0.9 | cap | Purnio 230/115 | m:cosphi:bushv | -0.94502 | ElmTr3
2026 | 2026_DzMD_GzMX_Dp00_Gp00 | A2- Bolivia 33 kV | All generators | 0.91 | cap | Purnio 230/115 | m:cosphi:bushv | -0.94619 | ElmTr3
2026 | 2026_DzMD_GzMX_Dp00_Gp00 | A2- Bolivia 33 kV | All generators | 0.92 | cap | Purnio 230/115 | m:cosphi:bushv | -0.94722 | ElmTr3
2026 | 2026_DzMD_GzMX_Dp00_Gp00 | A2- Bolivia 33 kV | All generators | 0.93 | cap | Purnio 230/115 | m:cosphi:bushv | -0.94817 | ElmTr3
2026 | 2026_DzMD_GzMX_Dp00_Gp00 | A2- Bolivia 33 kV | All generators | 0.94 | cap | Purnio 230/115 | m:cosphi:bushv | -0.94906 | ElmTr3
2026 | 2026_DzMD_GzMX_Dp00_Gp00 | A2- Bolivia 33 kV | All generators | 0.95 | cap | Purnio 230/115 | m:cosphi:bushv | -0.94994 | ElmTr3
2026 | 2026_DzMD_GzMX_Dp00_Gp00 | A2- Bolivia 33 kV | All generators | 0.96 | cap | Purnio 230/115 | m:cosphi:bushv | -0.9508 | ElmTr3
2026 | 2026_DzMD_GzMX_Dp00_Gp00 | A2- Bolivia 33 kV | All generators | 0.97 | cap | Purnio 230/115 | m:cosphi:bushv | -0.95169 | ElmTr3
2026 | 2026_DzMD_GzMX_Dp00_Gp00 | A2- Bolivia 33 kV | All generators | 0.98 | cap | Purnio 230/115 | m:cosphi:bushv | -0.95264 | ElmTr3
2026 | 2026_DzMD_GzMX_Dp00_Gp00 | A2- Bolivia 33 kV | All generators | 0.99 | cap | Purnio 230/115 | m:cosphi:bushv | -0.95376 | ElmTr3
2026 | 2026_DzMD_GzMX_Dp00_Gp00 | A2- Bolivia 33 kV | All generators | 1 | cap | Purnio 230/115 | m:cosphi:bushv | -0.95607 | ElmTr3
2026 | 2026_DzMD_GzMX_Dp00_Gp00 | A2- Bolivia 33 kV | All generators | 0.9 | cap | Victoria 115/33/13.8 kV | m:P:bushv in MW | -11.6179 | ElmTr3
2026 | 2026_DzMD_GzMX_Dp00_Gp00 | A2- Bolivia 33 kV | All generators | 0.91 | cap | Victoria 115/33/13.8 kV | m:P:bushv in MW | -11.6751 | ElmTr3
2026 | 2026_DzMD_GzMX_Dp00_Gp00 | A2- Bolivia 33 kV | All generators | 0.92 | cap | Victoria 115/33/13.8 kV | m:P:bushv in MW | -11.7234 | ElmTr3
2026 | 2026_DzMD_GzMX_Dp00_Gp00 | A2- Bolivia 33 kV | All generators | 0.93 | cap | Victoria 115/33/13.8 kV | m:P:bushv in MW | -11.7659 | ElmTr3
2026 | 2026_DzMD_GzMX_Dp00_Gp00 | A2- Bolivia 33 kV | All generators | 0.94 | cap | Victoria 115/33/13.8 kV | m:P:bushv in MW | -11.8043 | ElmTr3
2026 | 2026_DzMD_GzMX_Dp00_Gp00 | A2- Bolivia 33 kV | All generators | 0.95 | cap | Victoria 115/33/13.8 kV | m:P:bushv in MW | -11.8397 | ElmTr3
2026 | 2026_DzMD_GzMX_Dp00_Gp00 | A2- Bolivia 33 kV | All generators | 0.96 | cap | Victoria 115/33/13.8 kV | m:P:bushv in MW | -11.8732 | ElmTr3
2026 | 2026_DzMD_GzMX_Dp00_Gp00 | A2- Bolivia 33 kV | All generators | 0.97 | cap | Victoria 115/33/13.8 kV | m:P:bushv in MW | -11.9058 | ElmTr3
2026 | 2026_DzMD_GzMX_Dp00_Gp00 | A2- Bolivia 33 kV | All generators | 0.98 | cap | Victoria 115/33/13.8 kV | m:P:bushv in MW | -11.9386 | ElmTr3
2026 | 2026_DzMD_GzMX_Dp00_Gp00 | A2- Bolivia 33 kV | All generators | 0.99 | cap | Victoria 115/33/13.8 kV | m:P:bushv in MW | -11.9743 | ElmTr3
2026 | 2026_DzMD_GzMX_Dp00_Gp00 | A2- Bolivia 33 kV | All generators | 1 | cap | Victoria 115/33/13.8 kV | m:P:bushv in MW | -12.0382 | ElmTr3
2026 | 2026_DzMD_GzMX_Dp00_Gp00 | A2- Bolivia 33 kV | All generators | 0.9 | cap | Victoria 115/33/13.8 kV | m:Q:bushv in Mvar | 9.3714 | ElmTr3
2026 | 2026_DzMD_GzMX_Dp00_Gp00 | A2- Bolivia 33 kV | All generators | 0.91 | cap | Victoria 115/33/13.8 kV | m:Q:bushv in Mvar | 9.1442 | ElmTr3
2026 | 2026_DzMD_GzMX_Dp00_Gp00 | A2- Bolivia 33 kV | All generators | 0.92 | cap | Victoria 115/33/13.8 kV | m:Q:bushv in Mvar | 8.9402 | ElmTr3
2026 | 2026_DzMD_GzMX_Dp00_Gp00 | A2- Bolivia 33 kV | All generators | 0.93 | cap | Victoria 115/33/13.8 kV | m:Q:bushv in Mvar | 8.7503 | ElmTr3
2026 | 2026_DzMD_GzMX_Dp00_Gp00 | A2- Bolivia 33 kV | All generators | 0.94 | cap | Victoria 115/33/13.8 kV | m:Q:bushv in Mvar | 8.5686 | ElmTr3
2026 | 2026_DzMD_GzMX_Dp00_Gp00 | A2- Bolivia 33 kV | All generators | 0.95 | cap | Victoria 115/33/13.8 kV | m:Q:bushv in Mvar | 8.3907 | ElmTr3
2026 | 2026_DzMD_GzMX_Dp00_Gp00 | A2- Bolivia 33 kV | All generators | 0.96 | cap | Victoria 115/33/13.8 kV | m:Q:bushv in Mvar | 8.2121 | ElmTr3
2026 | 2026_DzMD_GzMX_Dp00_Gp00 | A2- Bolivia 33 kV | All generators | 0.97 | cap | Victoria 115/33/13.8 kV | m:Q:bushv in Mvar | 8.0272 | ElmTr3
2026 | 2026_DzMD_GzMX_Dp00_Gp00 | A2- Bolivia 33 kV | All generators | 0.98 | cap | Victoria 115/33/13.8 kV | m:Q:bushv in Mvar | 7.8267 | ElmTr3
2026 | 2026_DzMD_GzMX_Dp00_Gp00 | A2- Bolivia 33 kV | All generators | 0.99 | cap | Victoria 115/33/13.8 kV | m:Q:bushv in Mvar | 7.5889 | ElmTr3
2026 | 2026_DzMD_GzMX_Dp00_Gp00 | A2- Bolivia 33 kV | All generators | 1 | cap | Victoria 115/33/13.8 kV | m:Q:bushv in Mvar | 7.0859 | ElmTr3
2026 | 2026_DzMD_GzMX_Dp00_Gp00 | A2- Bolivia 33 kV | All generators | 0.9 | cap | Victoria 115/33/13.8 kV | m:cosphi:bushv | -0.77834 | ElmTr3
2026 | 2026_DzMD_GzMX_Dp00_Gp00 | A2- Bolivia 33 kV | All generators | 0.91 | cap | Victoria 115/33/13.8 kV | m:cosphi:bushv | -0.78727 | ElmTr3
2026 | 2026_DzMD_GzMX_Dp00_Gp00 | A2- Bolivia 33 kV | All generators | 0.92 | cap | Victoria 115/33/13.8 kV | m:cosphi:bushv | -0.79517 | ElmTr3
2026 | 2026_DzMD_GzMX_Dp00_Gp00 | A2- Bolivia 33 kV | All generators | 0.93 | cap | Victoria 115/33/13.8 kV | m:cosphi:bushv | -0.80242 | ElmTr3
2026 | 2026_DzMD_GzMX_Dp00_Gp00 | A2- Bolivia 33 kV | All generators | 0.94 | cap | Victoria 115/33/13.8 kV | m:cosphi:bushv | -0.80927 | ElmTr3
2026 | 2026_DzMD_GzMX_Dp00_Gp00 | A2- Bolivia 33 kV | All generators | 0.95 | cap | Victoria 115/33/13.8 kV | m:cosphi:bushv | -0.81589 | ElmTr3
2026 | 2026_DzMD_GzMX_Dp00_Gp00 | A2- Bolivia 33 kV | All generators | 0.96 | cap | Victoria 115/33/13.8 kV | m:cosphi:bushv | -0.82245 | ElmTr3
2026 | 2026_DzMD_GzMX_Dp00_Gp00 | A2- Bolivia 33 kV | All generators | 0.97 | cap | Victoria 115/33/13.8 kV | m:cosphi:bushv | -0.82915 | ElmTr3
2026 | 2026_DzMD_GzMX_Dp00_Gp00 | A2- Bolivia 33 kV | All generators | 0.98 | cap | Victoria 115/33/13.8 kV | m:cosphi:bushv | -0.8363 | ElmTr3
2026 | 2026_DzMD_GzMX_Dp00_Gp00 | A2- Bolivia 33 kV | All generators | 0.99 | cap | Victoria 115/33/13.8 kV | m:cosphi:bushv | -0.84465 | ElmTr3
2026 | 2026_DzMD_GzMX_Dp00_Gp00 | A2- Bolivia 33 kV | All generators | 1 | cap | Victoria 115/33/13.8 kV | m:cosphi:bushv | -0.86179 | ElmTr3
2026 | 2026_DzMD_GzMX_Dp00_Gp00 | A2- Bolivia 33 kV | All generators | 0.9 | ind | Dorada - Magdalena 115 kV | m:P:bus1 in MW | 78.2437 | ElmLne
2026 | 2026_DzMD_GzMX_Dp00_Gp00 | A2- Bolivia 33 kV | All generators | 0.91 | ind | Dorada - Magdalena 115 kV | m:P:bus1 in MW | 78.2368 | ElmLne
2026 | 2026_DzMD_GzMX_Dp00_Gp00 | A2- Bolivia 33 kV | All generators | 0.92 | ind | Dorada - Magdalena 115 kV | m:P:bus1 in MW | 78.2295 | ElmLne
2026 | 2026_DzMD_GzMX_Dp00_Gp00 | A2- Bolivia 33 kV | All generators | 0.93 | ind | Dorada - Magdalena 115 kV | m:P:bus1 in MW | 78.2217 | ElmLne
2026 | 2026_DzMD_GzMX_Dp00_Gp00 | A2- Bolivia 33 kV | All generators | 0.94 | ind | Dorada - Magdalena 115 kV | m:P:bus1 in MW | 78.2133 | ElmLne
2026 | 2026_DzMD_GzMX_Dp00_Gp00 | A2- Bolivia 33 kV | All generators | 0.95 | ind | Dorada - Magdalena 115 kV | m:P:bus1 in MW | 78.2042 | ElmLne
2026 | 2026_DzMD_GzMX_Dp00_Gp00 | A2- Bolivia 33 kV | All generators | 0.96 | ind | Dorada - Magdalena 115 kV | m:P:bus1 in MW | 78.194 | ElmLne
2026 | 2026_DzMD_GzMX_Dp00_Gp00 | A2- Bolivia 33 kV | All generators | 0.97 | ind | Dorada - Magdalena 115 kV | m:P:bus1 in MW | 78.1823 | ElmLne
2026 | 2026_DzMD_GzMX_Dp00_Gp00 | A2- Bolivia 33 kV | All generators | 0.98 | ind | Dorada - Magdalena 115 kV | m:P:bus1 in MW | 78.1682 | ElmLne
2026 | 2026_DzMD_GzMX_Dp00_Gp00 | A2- Bolivia 33 kV | All generators | 0.99 | ind | Dorada - Magdalena 115 kV | m:P:bus1 in MW | 78.1492 | ElmLne
2026 | 2026_DzMD_GzMX_Dp00_Gp00 | A2- Bolivia 33 kV | All generators | 1 | ind | Dorada - Magdalena 115 kV | m:P:bus1 in MW | 78.0996 | ElmLne
2026 | 2026_DzMD_GzMX_Dp00_Gp00 | A2- Bolivia 33 kV | All generators | 0.9 | ind | Dorada - Magdalena 115 kV | m:P:bus2 in MW | -77.9023 | ElmLne
2026 | 2026_DzMD_GzMX_Dp00_Gp00 | A2- Bolivia 33 kV | All generators | 0.91 | ind | Dorada - Magdalena 115 kV | m:P:bus2 in MW | -77.8953 | ElmLne
2026 | 2026_DzMD_GzMX_Dp00_Gp00 | A2- Bolivia 33 kV | All generators | 0.92 | ind | Dorada - Magdalena 115 kV | m:P:bus2 in MW | -77.888 | ElmLne
2026 | 2026_DzMD_GzMX_Dp00_Gp00 | A2- Bolivia 33 kV | All generators | 0.93 | ind | Dorada - Magdalena 115 kV | m:P:bus2 in MW | -77.8802 | ElmLne
2026 | 2026_DzMD_GzMX_Dp00_Gp00 | A2- Bolivia 33 kV | All generators | 0.94 | ind | Dorada - Magdalena 115 kV | m:P:bus2 in MW | -77.8718 | ElmLne
2026 | 2026_DzMD_GzMX_Dp00_Gp00 | A2- Bolivia 33 kV | All generators | 0.95 | ind | Dorada - Magdalena 115 kV | m:P:bus2 in MW | -77.8626 | ElmLne
2026 | 2026_DzMD_GzMX_Dp00_Gp00 | A2- Bolivia 33 kV | All generators | 0.96 | ind | Dorada - Magdalena 115 kV | m:P:bus2 in MW | -77.8524 | ElmLne
2026 | 2026_DzMD_GzMX_Dp00_Gp00 | A2- Bolivia 33 kV | All generators | 0.97 | ind | Dorada - Magdalena 115 kV | m:P:bus2 in MW | -77.8407 | ElmLne
2026 | 2026_DzMD_GzMX_Dp00_Gp00 | A2- Bolivia 33 kV | All generators | 0.98 | ind | Dorada - Magdalena 115 kV | m:P:bus2 in MW | -77.8266 | ElmLne
2026 | 2026_DzMD_GzMX_Dp00_Gp00 | A2- Bolivia 33 kV | All generators | 0.99 | ind | Dorada - Magdalena 115 kV | m:P:bus2 in MW | -77.8076 | ElmLne
2026 | 2026_DzMD_GzMX_Dp00_Gp00 | A2- Bolivia 33 kV | All generators | 1 | ind | Dorada - Magdalena 115 kV | m:P:bus2 in MW | -77.7579 | ElmLne
2026 | 2026_DzMD_GzMX_Dp00_Gp00 | A2- Bolivia 33 kV | All generators | 0.9 | ind | Dorada - Magdalena 115 kV | m:Q:bus1 in Mvar | 2.8631 | ElmLne
2026 | 2026_DzMD_GzMX_Dp00_Gp00 | A2- Bolivia 33 kV | All generators | 0.91 | ind | Dorada - Magdalena 115 kV | m:Q:bus1 in Mvar | 2.8423 | ElmLne
2026 | 2026_DzMD_GzMX_Dp00_Gp00 | A2- Bolivia 33 kV | All generators | 0.92 | ind | Dorada - Magdalena 115 kV | m:Q:bus1 in Mvar | 2.8205 | ElmLne
2026 | 2026_DzMD_GzMX_Dp00_Gp00 | A2- Bolivia 33 kV | All generators | 0.93 | ind | Dorada - Magdalena 115 kV | m:Q:bus1 in Mvar | 2.7975 | ElmLne
2026 | 2026_DzMD_GzMX_Dp00_Gp00 | A2- Bolivia 33 kV | All generators | 0.94 | ind | Dorada - Magdalena 115 kV | m:Q:bus1 in Mvar | 2.773 | ElmLne
2026 | 2026_DzMD_GzMX_Dp00_Gp00 | A2- Bolivia 33 kV | All generators | 0.95 | ind | Dorada - Magdalena 115 kV | m:Q:bus1 in Mvar | 2.7465 | ElmLne
2026 | 2026_DzMD_GzMX_Dp00_Gp00 | A2- Bolivia 33 kV | All generators | 0.96 | ind | Dorada - Magdalena 115 kV | m:Q:bus1 in Mvar | 2.7174 | ElmLne
2026 | 2026_DzMD_GzMX_Dp00_Gp00 | A2- Bolivia 33 kV | All generators | 0.97 | ind | Dorada - Magdalena 115 kV | m:Q:bus1 in Mvar | 2.6843 | ElmLne
2026 | 2026_DzMD_GzMX_Dp00_Gp00 | A2- Bolivia 33 kV | All generators | 0.98 | ind | Dorada - Magdalena 115 kV | m:Q:bus1 in Mvar | 2.645 | ElmLne
2026 | 2026_DzMD_GzMX_Dp00_Gp00 | A2- Bolivia 33 kV | All generators | 0.99 | ind | Dorada - Magdalena 115 kV | m:Q:bus1 in Mvar | 2.5932 | ElmLne
2026 | 2026_DzMD_GzMX_Dp00_Gp00 | A2- Bolivia 33 kV | All generators | 1 | ind | Dorada - Magdalena 115 kV | m:Q:bus1 in Mvar | 2.4622 | ElmLne
2026 | 2026_DzMD_GzMX_Dp00_Gp00 | A2- Bolivia 33 kV | All generators | 0.9 | ind | Dorada - Magdalena 115 kV | m:Q:bus2 in Mvar | -1.5163 | ElmLne
2026 | 2026_DzMD_GzMX_Dp00_Gp00 | A2- Bolivia 33 kV | All generators | 0.91 | ind | Dorada - Magdalena 115 kV | m:Q:bus2 in Mvar | -1.4953 | ElmLne
2026 | 2026_DzMD_GzMX_Dp00_Gp00 | A2- Bolivia 33 kV | All generators | 0.92 | ind | Dorada - Magdalena 115 kV | m:Q:bus2 in Mvar | -1.4733 | ElmLne
2026 | 2026_DzMD_GzMX_Dp00_Gp00 | A2- Bolivia 33 kV | All generators | 0.93 | ind | Dorada - Magdalena 115 kV | m:Q:bus2 in Mvar | -1.4501 | ElmLne
2026 | 2026_DzMD_GzMX_Dp00_Gp00 | A2- Bolivia 33 kV | All generators | 0.94 | ind | Dorada - Magdalena 115 kV | m:Q:bus2 in Mvar | -1.4254 | ElmLne
2026 | 2026_DzMD_GzMX_Dp00_Gp00 | A2- Bolivia 33 kV | All generators | 0.95 | ind | Dorada - Magdalena 115 kV | m:Q:bus2 in Mvar | -1.3987 | ElmLne
2026 | 2026_DzMD_GzMX_Dp00_Gp00 | A2- Bolivia 33 kV | All generators | 0.96 | ind | Dorada - Magdalena 115 kV | m:Q:bus2 in Mvar | -1.3693 | ElmLne
2026 | 2026_DzMD_GzMX_Dp00_Gp00 | A2- Bolivia 33 kV | All generators | 0.97 | ind | Dorada - Magdalena 115 kV | m:Q:bus2 in Mvar | -1.336 | ElmLne
2026 | 2026_DzMD_GzMX_Dp00_Gp00 | A2- Bolivia 33 kV | All generators | 0.98 | ind | Dorada - Magdalena 115 kV | m:Q:bus2 in Mvar | -1.2964 | ElmLne
2026 | 2026_DzMD_GzMX_Dp00_Gp00 | A2- Bolivia 33 kV | All generators | 0.99 | ind | Dorada - Magdalena 115 kV | m:Q:bus2 in Mvar | -1.2443 | ElmLne
2026 | 2026_DzMD_GzMX_Dp00_Gp00 | A2- Bolivia 33 kV | All generators | 1 | ind | Dorada - Magdalena 115 kV | m:Q:bus2 in Mvar | -1.1124 | ElmLne
2026 | 2026_DzMD_GzMX_Dp00_Gp00 | A2- Bolivia 33 kV | All generators | 0.9 | ind | Dorada - Magdalena 115 kV | m:cosphi:bus1 | 0.99933 | ElmLne
2026 | 2026_DzMD_GzMX_Dp00_Gp00 | A2- Bolivia 33 kV | All generators | 0.91 | ind | Dorada - Magdalena 115 kV | m:cosphi:bus1 | 0.99934 | ElmLne
2026 | 2026_DzMD_GzMX_Dp00_Gp00 | A2- Bolivia 33 kV | All generators | 0.92 | ind | Dorada - Magdalena 115 kV | m:cosphi:bus1 | 0.99935 | ElmLne
2026 | 2026_DzMD_GzMX_Dp00_Gp00 | A2- Bolivia 33 kV | All generators | 0.93 | ind | Dorada - Magdalena 115 kV | m:cosphi:bus1 | 0.99936 | ElmLne
2026 | 2026_DzMD_GzMX_Dp00_Gp00 | A2- Bolivia 33 kV | All generators | 0.94 | ind | Dorada - Magdalena 115 kV | m:cosphi:bus1 | 0.99937 | ElmLne
2026 | 2026_DzMD_GzMX_Dp00_Gp00 | A2- Bolivia 33 kV | All generators | 0.95 | ind | Dorada - Magdalena 115 kV | m:cosphi:bus1 | 0.99938 | ElmLne
2026 | 2026_DzMD_GzMX_Dp00_Gp00 | A2- Bolivia 33 kV | All generators | 0.96 | ind | Dorada - Magdalena 115 kV | m:cosphi:bus1 | 0.9994 | ElmLne
2026 | 2026_DzMD_GzMX_Dp00_Gp00 | A2- Bolivia 33 kV | All generators | 0.97 | ind | Dorada - Magdalena 115 kV | m:cosphi:bus1 | 0.99941 | ElmLne
2026 | 2026_DzMD_GzMX_Dp00_Gp00 | A2- Bolivia 33 kV | All generators | 0.98 | ind | Dorada - Magdalena 115 kV | m:cosphi:bus1 | 0.99943 | ElmLne
2026 | 2026_DzMD_GzMX_Dp00_Gp00 | A2- Bolivia 33 kV | All generators | 0.99 | ind | Dorada - Magdalena 115 kV | m:cosphi:bus1 | 0.99945 | ElmLne
2026 | 2026_DzMD_GzMX_Dp00_Gp00 | A2- Bolivia 33 kV | All generators | 1 | ind | Dorada - Magdalena 115 kV | m:cosphi:bus1 | 0.9995 | ElmLne
2026 | 2026_DzMD_GzMX_Dp00_Gp00 | A2- Bolivia 33 kV | All generators | 0.9 | ind | Dorada - Magdalena 115 kV | m:cosphi:bus2 | -0.99981 | ElmLne
2026 | 2026_DzMD_GzMX_Dp00_Gp00 | A2- Bolivia 33 kV | All generators | 0.91 | ind | Dorada - Magdalena 115 kV | m:cosphi:bus2 | -0.99982 | ElmLne
2026 | 2026_DzMD_GzMX_Dp00_Gp00 | A2- Bolivia 33 kV | All generators | 0.92 | ind | Dorada - Magdalena 115 kV | m:cosphi:bus2 | -0.99982 | ElmLne
2026 | 2026_DzMD_GzMX_Dp00_Gp00 | A2- Bolivia 33 kV | All generators | 0.93 | ind | Dorada - Magdalena 115 kV | m:cosphi:bus2 | -0.99983 | ElmLne
2026 | 2026_DzMD_GzMX_Dp00_Gp00 | A2- Bolivia 33 kV | All generators | 0.94 | ind | Dorada - Magdalena 115 kV | m:cosphi:bus2 | -0.99983 | ElmLne
2026 | 2026_DzMD_GzMX_Dp00_Gp00 | A2- Bolivia 33 kV | All generators | 0.95 | ind | Dorada - Magdalena 115 kV | m:cosphi:bus2 | -0.99984 | ElmLne
2026 | 2026_DzMD_GzMX_Dp00_Gp00 | A2- Bolivia 33 kV | All generators | 0.96 | ind | Dorada - Magdalena 115 kV | m:cosphi:bus2 | -0.99985 | ElmLne
2026 | 2026_DzMD_GzMX_Dp00_Gp00 | A2- Bolivia 33 kV | All generators | 0.97 | ind | Dorada - Magdalena 115 kV | m:cosphi:bus2 | -0.99985 | ElmLne
2026 | 2026_DzMD_GzMX_Dp00_Gp00 | A2- Bolivia 33 kV | All generators | 0.98 | ind | Dorada - Magdalena 115 kV | m:cosphi:bus2 | -0.99986 | ElmLne
2026 | 2026_DzMD_GzMX_Dp00_Gp00 | A2- Bolivia 33 kV | All generators | 0.99 | ind | Dorada - Magdalena 115 kV | m:cosphi:bus2 | -0.99987 | ElmLne
2026 | 2026_DzMD_GzMX_Dp00_Gp00 | A2- Bolivia 33 kV | All generators | 1 | ind | Dorada - Magdalena 115 kV | m:cosphi:bus2 | -0.9999 | ElmLne
2026 | 2026_DzMD_GzMX_Dp00_Gp00 | A2- Bolivia 33 kV | All generators | 0.9 | ind | Mariquita - Victoria 2 115 | m:P:bus1 in MW | -16.0611 | ElmLne
2026 | 2026_DzMD_GzMX_Dp00_Gp00 | A2- Bolivia 33 kV | All generators | 0.91 | ind | Mariquita - Victoria 2 115 | m:P:bus1 in MW | -16.0542 | ElmLne
2026 | 2026_DzMD_GzMX_Dp00_Gp00 | A2- Bolivia 33 kV | All generators | 0.92 | ind | Mariquita - Victoria 2 115 | m:P:bus1 in MW | -16.0471 | ElmLne
2026 | 2026_DzMD_GzMX_Dp00_Gp00 | A2- Bolivia 33 kV | All generators | 0.93 | ind | Mariquita - Victoria 2 115 | m:P:bus1 in MW | -16.0397 | ElmLne
2026 | 2026_DzMD_GzMX_Dp00_Gp00 | A2- Bolivia 33 kV | All generators | 0.94 | ind | Mariquita - Victoria 2 115 | m:P:bus1 in MW | -16.032 | ElmLne
2026 | 2026_DzMD_GzMX_Dp00_Gp00 | A2- Bolivia 33 kV | All generators | 0.95 | ind | Mariquita - Victoria 2 115 | m:P:bus1 in MW | -16.0238 | ElmLne
2026 | 2026_DzMD_GzMX_Dp00_Gp00 | A2- Bolivia 33 kV | All generators | 0.96 | ind | Mariquita - Victoria 2 115 | m:P:bus1 in MW | -16.015 | ElmLne
2026 | 2026_DzMD_GzMX_Dp00_Gp00 | A2- Bolivia 33 kV | All generators | 0.97 | ind | Mariquita - Victoria 2 115 | m:P:bus1 in MW | -16.0053 | ElmLne
2026 | 2026_DzMD_GzMX_Dp00_Gp00 | A2- Bolivia 33 kV | All generators | 0.98 | ind | Mariquita - Victoria 2 115 | m:P:bus1 in MW | -15.9941 | ElmLne
2026 | 2026_DzMD_GzMX_Dp00_Gp00 | A2- Bolivia 33 kV | All generators | 0.99 | ind | Mariquita - Victoria 2 115 | m:P:bus1 in MW | -15.9798 | ElmLne
2026 | 2026_DzMD_GzMX_Dp00_Gp00 | A2- Bolivia 33 kV | All generators | 1 | ind | Mariquita - Victoria 2 115 | m:P:bus1 in MW | -15.9467 | ElmLne
2026 | 2026_DzMD_GzMX_Dp00_Gp00 | A2- Bolivia 33 kV | All generators | 0.9 | ind | Mariquita - Victoria 2 115 | m:P:bus2 in MW | 16.1448 | ElmLne
2026 | 2026_DzMD_GzMX_Dp00_Gp00 | A2- Bolivia 33 kV | All generators | 0.91 | ind | Mariquita - Victoria 2 115 | m:P:bus2 in MW | 16.1378 | ElmLne
2026 | 2026_DzMD_GzMX_Dp00_Gp00 | A2- Bolivia 33 kV | All generators | 0.92 | ind | Mariquita - Victoria 2 115 | m:P:bus2 in MW | 16.1306 | ElmLne
2026 | 2026_DzMD_GzMX_Dp00_Gp00 | A2- Bolivia 33 kV | All generators | 0.93 | ind | Mariquita - Victoria 2 115 | m:P:bus2 in MW | 16.123 | ElmLne
2026 | 2026_DzMD_GzMX_Dp00_Gp00 | A2- Bolivia 33 kV | All generators | 0.94 | ind | Mariquita - Victoria 2 115 | m:P:bus2 in MW | 16.1152 | ElmLne
2026 | 2026_DzMD_GzMX_Dp00_Gp00 | A2- Bolivia 33 kV | All generators | 0.95 | ind | Mariquita - Victoria 2 115 | m:P:bus2 in MW | 16.1069 | ElmLne
2026 | 2026_DzMD_GzMX_Dp00_Gp00 | A2- Bolivia 33 kV | All generators | 0.96 | ind | Mariquita - Victoria 2 115 | m:P:bus2 in MW | 16.0979 | ElmLne
2026 | 2026_DzMD_GzMX_Dp00_Gp00 | A2- Bolivia 33 kV | All generators | 0.97 | ind | Mariquita - Victoria 2 115 | m:P:bus2 in MW | 16.0879 | ElmLne
2026 | 2026_DzMD_GzMX_Dp00_Gp00 | A2- Bolivia 33 kV | All generators | 0.98 | ind | Mariquita - Victoria 2 115 | m:P:bus2 in MW | 16.0765 | ElmLne
2026 | 2026_DzMD_GzMX_Dp00_Gp00 | A2- Bolivia 33 kV | All generators | 0.99 | ind | Mariquita - Victoria 2 115 | m:P:bus2 in MW | 16.0619 | ElmLne
2026 | 2026_DzMD_GzMX_Dp00_Gp00 | A2- Bolivia 33 kV | All generators | 1 | ind | Mariquita - Victoria 2 115 | m:P:bus2 in MW | 16.0281 | ElmLne
2026 | 2026_DzMD_GzMX_Dp00_Gp00 | A2- Bolivia 33 kV | All generators | 0.9 | ind | Mariquita - Victoria 2 115 | m:Q:bus1 in Mvar | 10.393 | ElmLne
2026 | 2026_DzMD_GzMX_Dp00_Gp00 | A2- Bolivia 33 kV | All generators | 0.91 | ind | Mariquita - Victoria 2 115 | m:Q:bus1 in Mvar | 10.3688 | ElmLne
2026 | 2026_DzMD_GzMX_Dp00_Gp00 | A2- Bolivia 33 kV | All generators | 0.92 | ind | Mariquita - Victoria 2 115 | m:Q:bus1 in Mvar | 10.3435 | ElmLne
2026 | 2026_DzMD_GzMX_Dp00_Gp00 | A2- Bolivia 33 kV | All generators | 0.93 | ind | Mariquita - Victoria 2 115 | m:Q:bus1 in Mvar | 10.3168 | ElmLne
2026 | 2026_DzMD_GzMX_Dp00_Gp00 | A2- Bolivia 33 kV | All generators | 0.94 | ind | Mariquita - Victoria 2 115 | m:Q:bus1 in Mvar | 10.2883 | ElmLne
2026 | 2026_DzMD_GzMX_Dp00_Gp00 | A2- Bolivia 33 kV | All generators | 0.95 | ind | Mariquita - Victoria 2 115 | m:Q:bus1 in Mvar | 10.2575 | ElmLne
2026 | 2026_DzMD_GzMX_Dp00_Gp00 | A2- Bolivia 33 kV | All generators | 0.96 | ind | Mariquita - Victoria 2 115 | m:Q:bus1 in Mvar | 10.2235 | ElmLne
2026 | 2026_DzMD_GzMX_Dp00_Gp00 | A2- Bolivia 33 kV | All generators | 0.97 | ind | Mariquita - Victoria 2 115 | m:Q:bus1 in Mvar | 10.1849 | ElmLne
2026 | 2026_DzMD_GzMX_Dp00_Gp00 | A2- Bolivia 33 kV | All generators | 0.98 | ind | Mariquita - Victoria 2 115 | m:Q:bus1 in Mvar | 10.1389 | ElmLne
2026 | 2026_DzMD_GzMX_Dp00_Gp00 | A2- Bolivia 33 kV | All generators | 0.99 | ind | Mariquita - Victoria 2 115 | m:Q:bus1 in Mvar | 10.0781 | ElmLne
2026 | 2026_DzMD_GzMX_Dp00_Gp00 | A2- Bolivia 33 kV | All generators | 1 | ind | Mariquita - Victoria 2 115 | m:Q:bus1 in Mvar | 9.9237 | ElmLne
2026 | 2026_DzMD_GzMX_Dp00_Gp00 | A2- Bolivia 33 kV | All generators | 0.9 | ind | Mariquita - Victoria 2 115 | m:Q:bus2 in Mvar | -10.8051 | ElmLne
2026 | 2026_DzMD_GzMX_Dp00_Gp00 | A2- Bolivia 33 kV | All generators | 0.91 | ind | Mariquita - Victoria 2 115 | m:Q:bus2 in Mvar | -10.7811 | ElmLne
2026 | 2026_DzMD_GzMX_Dp00_Gp00 | A2- Bolivia 33 kV | All generators | 0.92 | ind | Mariquita - Victoria 2 115 | m:Q:bus2 in Mvar | -10.7558 | ElmLne
2026 | 2026_DzMD_GzMX_Dp00_Gp00 | A2- Bolivia 33 kV | All generators | 0.93 | ind | Mariquita - Victoria 2 115 | m:Q:bus2 in Mvar | -10.7292 | ElmLne
2026 | 2026_DzMD_GzMX_Dp00_Gp00 | A2- Bolivia 33 kV | All generators | 0.94 | ind | Mariquita - Victoria 2 115 | m:Q:bus2 in Mvar | -10.7008 | ElmLne
2026 | 2026_DzMD_GzMX_Dp00_Gp00 | A2- Bolivia 33 kV | All generators | 0.95 | ind | Mariquita - Victoria 2 115 | m:Q:bus2 in Mvar | -10.67 | ElmLne
2026 | 2026_DzMD_GzMX_Dp00_Gp00 | A2- Bolivia 33 kV | All generators | 0.96 | ind | Mariquita - Victoria 2 115 | m:Q:bus2 in Mvar | -10.6361 | ElmLne
2026 | 2026_DzMD_GzMX_Dp00_Gp00 | A2- Bolivia 33 kV | All generators | 0.97 | ind | Mariquita - Victoria 2 115 | m:Q:bus2 in Mvar | -10.5976 | ElmLne
2026 | 2026_DzMD_GzMX_Dp00_Gp00 | A2- Bolivia 33 kV | All generators | 0.98 | ind | Mariquita - Victoria 2 115 | m:Q:bus2 in Mvar | -10.5517 | ElmLne
2026 | 2026_DzMD_GzMX_Dp00_Gp00 | A2- Bolivia 33 kV | All generators | 0.99 | ind | Mariquita - Victoria 2 115 | m:Q:bus2 in Mvar | -10.4911 | ElmLne
2026 | 2026_DzMD_GzMX_Dp00_Gp00 | A2- Bolivia 33 kV | All generators | 1 | ind | Mariquita - Victoria 2 115 | m:Q:bus2 in Mvar | -10.337 | ElmLne
2026 | 2026_DzMD_GzMX_Dp00_Gp00 | A2- Bolivia 33 kV | All generators | 0.9 | ind | Mariquita - Victoria 2 115 | m:cosphi:bus1 | -0.83956 | ElmLne
2026 | 2026_DzMD_GzMX_Dp00_Gp00 | A2- Bolivia 33 kV | All generators | 0.91 | ind | Mariquita - Victoria 2 115 | m:cosphi:bus1 | -0.84003 | ElmLne
2026 | 2026_DzMD_GzMX_Dp00_Gp00 | A2- Bolivia 33 kV | All generators | 0.92 | ind | Mariquita - Victoria 2 115 | m:cosphi:bus1 | -0.84052 | ElmLne
2026 | 2026_DzMD_GzMX_Dp00_Gp00 | A2- Bolivia 33 kV | All generators | 0.93 | ind | Mariquita - Victoria 2 115 | m:cosphi:bus1 | -0.84105 | ElmLne
2026 | 2026_DzMD_GzMX_Dp00_Gp00 | A2- Bolivia 33 kV | All generators | 0.94 | ind | Mariquita - Victoria 2 115 | m:cosphi:bus1 | -0.84161 | ElmLne
2026 | 2026_DzMD_GzMX_Dp00_Gp00 | A2- Bolivia 33 kV | All generators | 0.95 | ind | Mariquita - Victoria 2 115 | m:cosphi:bus1 | -0.84222 | ElmLne
2026 | 2026_DzMD_GzMX_Dp00_Gp00 | A2- Bolivia 33 kV | All generators | 0.96 | ind | Mariquita - Victoria 2 115 | m:cosphi:bus1 | -0.8429 | ElmLne
2026 | 2026_DzMD_GzMX_Dp00_Gp00 | A2- Bolivia 33 kV | All generators | 0.97 | ind | Mariquita - Victoria 2 115 | m:cosphi:bus1 | -0.84367 | ElmLne
2026 | 2026_DzMD_GzMX_Dp00_Gp00 | A2- Bolivia 33 kV | All generators | 0.98 | ind | Mariquita - Victoria 2 115 | m:cosphi:bus1 | -0.8446 | ElmLne
2026 | 2026_DzMD_GzMX_Dp00_Gp00 | A2- Bolivia 33 kV | All generators | 0.99 | ind | Mariquita - Victoria 2 115 | m:cosphi:bus1 | -0.84583 | ElmLne
2026 | 2026_DzMD_GzMX_Dp00_Gp00 | A2- Bolivia 33 kV | All generators | 1 | ind | Mariquita - Victoria 2 115 | m:cosphi:bus1 | -0.84903 | ElmLne
2026 | 2026_DzMD_GzMX_Dp00_Gp00 | A2- Bolivia 33 kV | All generators | 0.9 | ind | Mariquita - Victoria 2 115 | m:cosphi:bus2 | 0.83105 | ElmLne
2026 | 2026_DzMD_GzMX_Dp00_Gp00 | A2- Bolivia 33 kV | All generators | 0.91 | ind | Mariquita - Victoria 2 115 | m:cosphi:bus2 | 0.83151 | ElmLne
2026 | 2026_DzMD_GzMX_Dp00_Gp00 | A2- Bolivia 33 kV | All generators | 0.92 | ind | Mariquita - Victoria 2 115 | m:cosphi:bus2 | 0.832 | ElmLne
2026 | 2026_DzMD_GzMX_Dp00_Gp00 | A2- Bolivia 33 kV | All generators | 0.93 | ind | Mariquita - Victoria 2 115 | m:cosphi:bus2 | 0.83252 | ElmLne
2026 | 2026_DzMD_GzMX_Dp00_Gp00 | A2- Bolivia 33 kV | All generators | 0.94 | ind | Mariquita - Victoria 2 115 | m:cosphi:bus2 | 0.83307 | ElmLne
2026 | 2026_DzMD_GzMX_Dp00_Gp00 | A2- Bolivia 33 kV | All generators | 0.95 | ind | Mariquita - Victoria 2 115 | m:cosphi:bus2 | 0.83367 | ElmLne
2026 | 2026_DzMD_GzMX_Dp00_Gp00 | A2- Bolivia 33 kV | All generators | 0.96 | ind | Mariquita - Victoria 2 115 | m:cosphi:bus2 | 0.83433 | ElmLne
2026 | 2026_DzMD_GzMX_Dp00_Gp00 | A2- Bolivia 33 kV | All generators | 0.97 | ind | Mariquita - Victoria 2 115 | m:cosphi:bus2 | 0.8351 | ElmLne
2026 | 2026_DzMD_GzMX_Dp00_Gp00 | A2- Bolivia 33 kV | All generators | 0.98 | ind | Mariquita - Victoria 2 115 | m:cosphi:bus2 | 0.83601 | ElmLne
2026 | 2026_DzMD_GzMX_Dp00_Gp00 | A2- Bolivia 33 kV | All generators | 0.99 | ind | Mariquita - Victoria 2 115 | m:cosphi:bus2 | 0.83723 | ElmLne
2026 | 2026_DzMD_GzMX_Dp00_Gp00 | A2- Bolivia 33 kV | All generators | 1 | ind | Mariquita - Victoria 2 115 | m:cosphi:bus2 | 0.84039 | ElmLne
2026 | 2026_DzMD_GzMX_Dp00_Gp00 | A2- Bolivia 33 kV | All generators | 0.9 | ind | Dorada 115/33/13.8 kV | m:P:bushv in MW | -15.0681 | ElmTr3
2026 | 2026_DzMD_GzMX_Dp00_Gp00 | A2- Bolivia 33 kV | All generators | 0.91 | ind | Dorada 115/33/13.8 kV | m:P:bushv in MW | -15.065 | ElmTr3
2026 | 2026_DzMD_GzMX_Dp00_Gp00 | A2- Bolivia 33 kV | All generators | 0.92 | ind | Dorada 115/33/13.8 kV | m:P:bushv in MW | -15.0618 | ElmTr3
2026 | 2026_DzMD_GzMX_Dp00_Gp00 | A2- Bolivia 33 kV | All generators | 0.93 | ind | Dorada 115/33/13.8 kV | m:P:bushv in MW | -15.0584 | ElmTr3
2026 | 2026_DzMD_GzMX_Dp00_Gp00 | A2- Bolivia 33 kV | All generators | 0.94 | ind | Dorada 115/33/13.8 kV | m:P:bushv in MW | -15.0548 | ElmTr3
2026 | 2026_DzMD_GzMX_Dp00_Gp00 | A2- Bolivia 33 kV | All generators | 0.95 | ind | Dorada 115/33/13.8 kV | m:P:bushv in MW | -15.0507 | ElmTr3
2026 | 2026_DzMD_GzMX_Dp00_Gp00 | A2- Bolivia 33 kV | All generators | 0.96 | ind | Dorada 115/33/13.8 kV | m:P:bushv in MW | -15.0462 | ElmTr3
2026 | 2026_DzMD_GzMX_Dp00_Gp00 | A2- Bolivia 33 kV | All generators | 0.97 | ind | Dorada 115/33/13.8 kV | m:P:bushv in MW | -15.0411 | ElmTr3
2026 | 2026_DzMD_GzMX_Dp00_Gp00 | A2- Bolivia 33 kV | All generators | 0.98 | ind | Dorada 115/33/13.8 kV | m:P:bushv in MW | -15.0349 | ElmTr3
2026 | 2026_DzMD_GzMX_Dp00_Gp00 | A2- Bolivia 33 kV | All generators | 0.99 | ind | Dorada 115/33/13.8 kV | m:P:bushv in MW | -15.0265 | ElmTr3
2026 | 2026_DzMD_GzMX_Dp00_Gp00 | A2- Bolivia 33 kV | All generators | 1 | ind | Dorada 115/33/13.8 kV | m:P:bushv in MW | -15.0044 | ElmTr3
2026 | 2026_DzMD_GzMX_Dp00_Gp00 | A2- Bolivia 33 kV | All generators | 0.9 | ind | Dorada 115/33/13.8 kV | m:Q:bushv in Mvar | 8.0818 | ElmTr3
2026 | 2026_DzMD_GzMX_Dp00_Gp00 | A2- Bolivia 33 kV | All generators | 0.91 | ind | Dorada 115/33/13.8 kV | m:Q:bushv in Mvar | 8.0936 | ElmTr3
2026 | 2026_DzMD_GzMX_Dp00_Gp00 | A2- Bolivia 33 kV | All generators | 0.92 | ind | Dorada 115/33/13.8 kV | m:Q:bushv in Mvar | 8.1059 | ElmTr3
2026 | 2026_DzMD_GzMX_Dp00_Gp00 | A2- Bolivia 33 kV | All generators | 0.93 | ind | Dorada 115/33/13.8 kV | m:Q:bushv in Mvar | 8.1188 | ElmTr3
2026 | 2026_DzMD_GzMX_Dp00_Gp00 | A2- Bolivia 33 kV | All generators | 0.94 | ind | Dorada 115/33/13.8 kV | m:Q:bushv in Mvar | 8.1326 | ElmTr3
2026 | 2026_DzMD_GzMX_Dp00_Gp00 | A2- Bolivia 33 kV | All generators | 0.95 | ind | Dorada 115/33/13.8 kV | m:Q:bushv in Mvar | 8.1474 | ElmTr3
2026 | 2026_DzMD_GzMX_Dp00_Gp00 | A2- Bolivia 33 kV | All generators | 0.96 | ind | Dorada 115/33/13.8 kV | m:Q:bushv in Mvar | 8.1638 | ElmTr3
2026 | 2026_DzMD_GzMX_Dp00_Gp00 | A2- Bolivia 33 kV | All generators | 0.97 | ind | Dorada 115/33/13.8 kV | m:Q:bushv in Mvar | 8.1822 | ElmTr3
2026 | 2026_DzMD_GzMX_Dp00_Gp00 | A2- Bolivia 33 kV | All generators | 0.98 | ind | Dorada 115/33/13.8 kV | m:Q:bushv in Mvar | 8.2041 | ElmTr3
2026 | 2026_DzMD_GzMX_Dp00_Gp00 | A2- Bolivia 33 kV | All generators | 0.99 | ind | Dorada 115/33/13.8 kV | m:Q:bushv in Mvar | 8.2328 | ElmTr3
2026 | 2026_DzMD_GzMX_Dp00_Gp00 | A2- Bolivia 33 kV | All generators | 1 | ind | Dorada 115/33/13.8 kV | m:Q:bushv in Mvar | 8.3049 | ElmTr3
2026 | 2026_DzMD_GzMX_Dp00_Gp00 | A2- Bolivia 33 kV | All generators | 0.9 | ind | Dorada 115/33/13.8 kV | m:cosphi:bushv | -0.88125 | ElmTr3
2026 | 2026_DzMD_GzMX_Dp00_Gp00 | A2- Bolivia 33 kV | All generators | 0.91 | ind | Dorada 115/33/13.8 kV | m:cosphi:bushv | -0.88092 | ElmTr3
2026 | 2026_DzMD_GzMX_Dp00_Gp00 | A2- Bolivia 33 kV | All generators | 0.92 | ind | Dorada 115/33/13.8 kV | m:cosphi:bushv | -0.88058 | ElmTr3
2026 | 2026_DzMD_GzMX_Dp00_Gp00 | A2- Bolivia 33 kV | All generators | 0.93 | ind | Dorada 115/33/13.8 kV | m:cosphi:bushv | -0.88022 | ElmTr3
2026 | 2026_DzMD_GzMX_Dp00_Gp00 | A2- Bolivia 33 kV | All generators | 0.94 | ind | Dorada 115/33/13.8 kV | m:cosphi:bushv | -0.87983 | ElmTr3
2026 | 2026_DzMD_GzMX_Dp00_Gp00 | A2- Bolivia 33 kV | All generators | 0.95 | ind | Dorada 115/33/13.8 kV | m:cosphi:bushv | -0.87941 | ElmTr3
2026 | 2026_DzMD_GzMX_Dp00_Gp00 | A2- Bolivia 33 kV | All generators | 0.96 | ind | Dorada 115/33/13.8 kV | m:cosphi:bushv | -0.87896 | ElmTr3
2026 | 2026_DzMD_GzMX_Dp00_Gp00 | A2- Bolivia 33 kV | All generators | 0.97 | ind | Dorada 115/33/13.8 kV | m:cosphi:bushv | -0.87844 | ElmTr3
2026 | 2026_DzMD_GzMX_Dp00_Gp00 | A2- Bolivia 33 kV | All generators | 0.98 | ind | Dorada 115/33/13.8 kV | m:cosphi:bushv | -0.87782 | ElmTr3
2026 | 2026_DzMD_GzMX_Dp00_Gp00 | A2- Bolivia 33 kV | All generators | 0.99 | ind | Dorada 115/33/13.8 kV | m:cosphi:bushv | -0.877 | ElmTr3
2026 | 2026_DzMD_GzMX_Dp00_Gp00 | A2- Bolivia 33 kV | All generators | 1 | ind | Dorada 115/33/13.8 kV | m:cosphi:bushv | -0.87492 | ElmTr3
2026 | 2026_DzMD_GzMX_Dp00_Gp00 | A2- Bolivia 33 kV | All generators | 0.9 | ind | Manzanares 115/33/13.8 kV | m:P:bushv in MW | -26.8597 | ElmTr3
2026 | 2026_DzMD_GzMX_Dp00_Gp00 | A2- Bolivia 33 kV | All generators | 0.91 | ind | Manzanares 115/33/13.8 kV | m:P:bushv in MW | -26.8756 | ElmTr3
2026 | 2026_DzMD_GzMX_Dp00_Gp00 | A2- Bolivia 33 kV | All generators | 0.92 | ind | Manzanares 115/33/13.8 kV | m:P:bushv in MW | -26.8907 | ElmTr3
2026 | 2026_DzMD_GzMX_Dp00_Gp00 | A2- Bolivia 33 kV | All generators | 0.93 | ind | Manzanares 115/33/13.8 kV | m:P:bushv in MW | -26.905 | ElmTr3
2026 | 2026_DzMD_GzMX_Dp00_Gp00 | A2- Bolivia 33 kV | All generators | 0.94 | ind | Manzanares 115/33/13.8 kV | m:P:bushv in MW | -26.9182 | ElmTr3
2026 | 2026_DzMD_GzMX_Dp00_Gp00 | A2- Bolivia 33 kV | All generators | 0.95 | ind | Manzanares 115/33/13.8 kV | m:P:bushv in MW | -26.9302 | ElmTr3
2026 | 2026_DzMD_GzMX_Dp00_Gp00 | A2- Bolivia 33 kV | All generators | 0.96 | ind | Manzanares 115/33/13.8 kV | m:P:bushv in MW | -26.9408 | ElmTr3
2026 | 2026_DzMD_GzMX_Dp00_Gp00 | A2- Bolivia 33 kV | All generators | 0.97 | ind | Manzanares 115/33/13.8 kV | m:P:bushv in MW | -26.9494 | ElmTr3
2026 | 2026_DzMD_GzMX_Dp00_Gp00 | A2- Bolivia 33 kV | All generators | 0.98 | ind | Manzanares 115/33/13.8 kV | m:P:bushv in MW | -26.9549 | ElmTr3
2026 | 2026_DzMD_GzMX_Dp00_Gp00 | A2- Bolivia 33 kV | All generators | 0.99 | ind | Manzanares 115/33/13.8 kV | m:P:bushv in MW | -26.9542 | ElmTr3
2026 | 2026_DzMD_GzMX_Dp00_Gp00 | A2- Bolivia 33 kV | All generators | 1 | ind | Manzanares 115/33/13.8 kV | m:P:bushv in MW | -26.9122 | ElmTr3
2026 | 2026_DzMD_GzMX_Dp00_Gp00 | A2- Bolivia 33 kV | All generators | 0.9 | ind | Manzanares 115/33/13.8 kV | m:Q:bushv in Mvar | 3.7824 | ElmTr3
2026 | 2026_DzMD_GzMX_Dp00_Gp00 | A2- Bolivia 33 kV | All generators | 0.91 | ind | Manzanares 115/33/13.8 kV | m:Q:bushv in Mvar | 4.1116 | ElmTr3
2026 | 2026_DzMD_GzMX_Dp00_Gp00 | A2- Bolivia 33 kV | All generators | 0.92 | ind | Manzanares 115/33/13.8 kV | m:Q:bushv in Mvar | 4.4558 | ElmTr3
2026 | 2026_DzMD_GzMX_Dp00_Gp00 | A2- Bolivia 33 kV | All generators | 0.93 | ind | Manzanares 115/33/13.8 kV | m:Q:bushv in Mvar | 4.8186 | ElmTr3
2026 | 2026_DzMD_GzMX_Dp00_Gp00 | A2- Bolivia 33 kV | All generators | 0.94 | ind | Manzanares 115/33/13.8 kV | m:Q:bushv in Mvar | 5.2051 | ElmTr3
2026 | 2026_DzMD_GzMX_Dp00_Gp00 | A2- Bolivia 33 kV | All generators | 0.95 | ind | Manzanares 115/33/13.8 kV | m:Q:bushv in Mvar | 5.6226 | ElmTr3
2026 | 2026_DzMD_GzMX_Dp00_Gp00 | A2- Bolivia 33 kV | All generators | 0.96 | ind | Manzanares 115/33/13.8 kV | m:Q:bushv in Mvar | 6.0821 | ElmTr3
2026 | 2026_DzMD_GzMX_Dp00_Gp00 | A2- Bolivia 33 kV | All generators | 0.97 | ind | Manzanares 115/33/13.8 kV | m:Q:bushv in Mvar | 6.6027 | ElmTr3
2026 | 2026_DzMD_GzMX_Dp00_Gp00 | A2- Bolivia 33 kV | All generators | 0.98 | ind | Manzanares 115/33/13.8 kV | m:Q:bushv in Mvar | 7.2219 | ElmTr3
2026 | 2026_DzMD_GzMX_Dp00_Gp00 | A2- Bolivia 33 kV | All generators | 0.99 | ind | Manzanares 115/33/13.8 kV | m:Q:bushv in Mvar | 8.0372 | ElmTr3
2026 | 2026_DzMD_GzMX_Dp00_Gp00 | A2- Bolivia 33 kV | All generators | 1 | ind | Manzanares 115/33/13.8 kV | m:Q:bushv in Mvar | 10.0977 | ElmTr3
2026 | 2026_DzMD_GzMX_Dp00_Gp00 | A2- Bolivia 33 kV | All generators | 0.9 | ind | Manzanares 115/33/13.8 kV | m:cosphi:bushv | -0.99023 | ElmTr3
2026 | 2026_DzMD_GzMX_Dp00_Gp00 | A2- Bolivia 33 kV | All generators | 0.91 | ind | Manzanares 115/33/13.8 kV | m:cosphi:bushv | -0.9885 | ElmTr3
2026 | 2026_DzMD_GzMX_Dp00_Gp00 | A2- Bolivia 33 kV | All generators | 0.92 | ind | Manzanares 115/33/13.8 kV | m:cosphi:bushv | -0.98655 | ElmTr3
2026 | 2026_DzMD_GzMX_Dp00_Gp00 | A2- Bolivia 33 kV | All generators | 0.93 | ind | Manzanares 115/33/13.8 kV | m:cosphi:bushv | -0.98434 | ElmTr3
2026 | 2026_DzMD_GzMX_Dp00_Gp00 | A2- Bolivia 33 kV | All generators | 0.94 | ind | Manzanares 115/33/13.8 kV | m:cosphi:bushv | -0.98181 | ElmTr3
2026 | 2026_DzMD_GzMX_Dp00_Gp00 | A2- Bolivia 33 kV | All generators | 0.95 | ind | Manzanares 115/33/13.8 kV | m:cosphi:bushv | -0.97889 | ElmTr3
2026 | 2026_DzMD_GzMX_Dp00_Gp00 | A2- Bolivia 33 kV | All generators | 0.96 | ind | Manzanares 115/33/13.8 kV | m:cosphi:bushv | -0.97545 | ElmTr3
2026 | 2026_DzMD_GzMX_Dp00_Gp00 | A2- Bolivia 33 kV | All generators | 0.97 | ind | Manzanares 115/33/13.8 kV | m:cosphi:bushv | -0.97127 | ElmTr3
2026 | 2026_DzMD_GzMX_Dp00_Gp00 | A2- Bolivia 33 kV | All generators | 0.98 | ind | Manzanares 115/33/13.8 kV | m:cosphi:bushv | -0.96593 | ElmTr3
2026 | 2026_DzMD_GzMX_Dp00_Gp00 | A2- Bolivia 33 kV | All generators | 0.99 | ind | Manzanares 115/33/13.8 kV | m:cosphi:bushv | -0.9583 | ElmTr3
2026 | 2026_DzMD_GzMX_Dp00_Gp00 | A2- Bolivia 33 kV | All generators | 1 | ind | Manzanares 115/33/13.8 kV | m:cosphi:bushv | -0.93627 | ElmTr3
2026 | 2026_DzMD_GzMX_Dp00_Gp00 | A2- Bolivia 33 kV | All generators | 0.9 | ind | Purnio 230/115 | m:P:bushv in MW | -67.528 | ElmTr3
2026 | 2026_DzMD_GzMX_Dp00_Gp00 | A2- Bolivia 33 kV | All generators | 0.91 | ind | Purnio 230/115 | m:P:bushv in MW | -67.5353 | ElmTr3
2026 | 2026_DzMD_GzMX_Dp00_Gp00 | A2- Bolivia 33 kV | All generators | 0.92 | ind | Purnio 230/115 | m:P:bushv in MW | -67.5427 | ElmTr3
2026 | 2026_DzMD_GzMX_Dp00_Gp00 | A2- Bolivia 33 kV | All generators | 0.93 | ind | Purnio 230/115 | m:P:bushv in MW | -67.5501 | ElmTr3
2026 | 2026_DzMD_GzMX_Dp00_Gp00 | A2- Bolivia 33 kV | All generators | 0.94 | ind | Purnio 230/115 | m:P:bushv in MW | -67.5575 | ElmTr3
2026 | 2026_DzMD_GzMX_Dp00_Gp00 | A2- Bolivia 33 kV | All generators | 0.95 | ind | Purnio 230/115 | m:P:bushv in MW | -67.565 | ElmTr3
2026 | 2026_DzMD_GzMX_Dp00_Gp00 | A2- Bolivia 33 kV | All generators | 0.96 | ind | Purnio 230/115 | m:P:bushv in MW | -67.5727 | ElmTr3
2026 | 2026_DzMD_GzMX_Dp00_Gp00 | A2- Bolivia 33 kV | All generators | 0.97 | ind | Purnio 230/115 | m:P:bushv in MW | -67.5806 | ElmTr3
2026 | 2026_DzMD_GzMX_Dp00_Gp00 | A2- Bolivia 33 kV | All generators | 0.98 | ind | Purnio 230/115 | m:P:bushv in MW | -67.589 | ElmTr3
2026 | 2026_DzMD_GzMX_Dp00_Gp00 | A2- Bolivia 33 kV | All generators | 0.99 | ind | Purnio 230/115 | m:P:bushv in MW | -67.5983 | ElmTr3
2026 | 2026_DzMD_GzMX_Dp00_Gp00 | A2- Bolivia 33 kV | All generators | 1 | ind | Purnio 230/115 | m:P:bushv in MW | -67.613 | ElmTr3
2026 | 2026_DzMD_GzMX_Dp00_Gp00 | A2- Bolivia 33 kV | All generators | 0.9 | ind | Purnio 230/115 | m:Q:bushv in Mvar | 19.1525 | ElmTr3
2026 | 2026_DzMD_GzMX_Dp00_Gp00 | A2- Bolivia 33 kV | All generators | 0.91 | ind | Purnio 230/115 | m:Q:bushv in Mvar | 19.2351 | ElmTr3
2026 | 2026_DzMD_GzMX_Dp00_Gp00 | A2- Bolivia 33 kV | All generators | 0.92 | ind | Purnio 230/115 | m:Q:bushv in Mvar | 19.3215 | ElmTr3
2026 | 2026_DzMD_GzMX_Dp00_Gp00 | A2- Bolivia 33 kV | All generators | 0.93 | ind | Purnio 230/115 | m:Q:bushv in Mvar | 19.4125 | ElmTr3
2026 | 2026_DzMD_GzMX_Dp00_Gp00 | A2- Bolivia 33 kV | All generators | 0.94 | ind | Purnio 230/115 | m:Q:bushv in Mvar | 19.5094 | ElmTr3
2026 | 2026_DzMD_GzMX_Dp00_Gp00 | A2- Bolivia 33 kV | All generators | 0.95 | ind | Purnio 230/115 | m:Q:bushv in Mvar | 19.614 | ElmTr3
2026 | 2026_DzMD_GzMX_Dp00_Gp00 | A2- Bolivia 33 kV | All generators | 0.96 | ind | Purnio 230/115 | m:Q:bushv in Mvar | 19.729 | ElmTr3
2026 | 2026_DzMD_GzMX_Dp00_Gp00 | A2- Bolivia 33 kV | All generators | 0.97 | ind | Purnio 230/115 | m:Q:bushv in Mvar | 19.8593 | ElmTr3
2026 | 2026_DzMD_GzMX_Dp00_Gp00 | A2- Bolivia 33 kV | All generators | 0.98 | ind | Purnio 230/115 | m:Q:bushv in Mvar | 20.014 | ElmTr3
2026 | 2026_DzMD_GzMX_Dp00_Gp00 | A2- Bolivia 33 kV | All generators | 0.99 | ind | Purnio 230/115 | m:Q:bushv in Mvar | 20.2176 | ElmTr3
2026 | 2026_DzMD_GzMX_Dp00_Gp00 | A2- Bolivia 33 kV | All generators | 1 | ind | Purnio 230/115 | m:Q:bushv in Mvar | 20.731 | ElmTr3
2026 | 2026_DzMD_GzMX_Dp00_Gp00 | A2- Bolivia 33 kV | All generators | 0.9 | ind | Purnio 230/115 | m:cosphi:bushv | -0.96205 | ElmTr3
2026 | 2026_DzMD_GzMX_Dp00_Gp00 | A2- Bolivia 33 kV | All generators | 0.91 | ind | Purnio 230/115 | m:cosphi:bushv | -0.96175 | ElmTr3
2026 | 2026_DzMD_GzMX_Dp00_Gp00 | A2- Bolivia 33 kV | All generators | 0.92 | ind | Purnio 230/115 | m:cosphi:bushv | -0.96144 | ElmTr3
2026 | 2026_DzMD_GzMX_Dp00_Gp00 | A2- Bolivia 33 kV | All generators | 0.93 | ind | Purnio 230/115 | m:cosphi:bushv | -0.9611 | ElmTr3
2026 | 2026_DzMD_GzMX_Dp00_Gp00 | A2- Bolivia 33 kV | All generators | 0.94 | ind | Purnio 230/115 | m:cosphi:bushv | -0.96074 | ElmTr3
2026 | 2026_DzMD_GzMX_Dp00_Gp00 | A2- Bolivia 33 kV | All generators | 0.95 | ind | Purnio 230/115 | m:cosphi:bushv | -0.96035 | ElmTr3
2026 | 2026_DzMD_GzMX_Dp00_Gp00 | A2- Bolivia 33 kV | All generators | 0.96 | ind | Purnio 230/115 | m:cosphi:bushv | -0.95992 | ElmTr3
2026 | 2026_DzMD_GzMX_Dp00_Gp00 | A2- Bolivia 33 kV | All generators | 0.97 | ind | Purnio 230/115 | m:cosphi:bushv | -0.95943 | ElmTr3
2026 | 2026_DzMD_GzMX_Dp00_Gp00 | A2- Bolivia 33 kV | All generators | 0.98 | ind | Purnio 230/115 | m:cosphi:bushv | -0.95885 | ElmTr3
2026 | 2026_DzMD_GzMX_Dp00_Gp00 | A2- Bolivia 33 kV | All generators | 0.99 | ind | Purnio 230/115 | m:cosphi:bushv | -0.95807 | ElmTr3
2026 | 2026_DzMD_GzMX_Dp00_Gp00 | A2- Bolivia 33 kV | All generators | 1 | ind | Purnio 230/115 | m:cosphi:bushv | -0.95607 | ElmTr3
2026 | 2026_DzMD_GzMX_Dp00_Gp00 | A2- Bolivia 33 kV | All generators | 0.9 | ind | Victoria 115/33/13.8 kV | m:P:bushv in MW | -12.1361 | ElmTr3
2026 | 2026_DzMD_GzMX_Dp00_Gp00 | A2- Bolivia 33 kV | All generators | 0.91 | ind | Victoria 115/33/13.8 kV | m:P:bushv in MW | -12.1337 | ElmTr3
2026 | 2026_DzMD_GzMX_Dp00_Gp00 | A2- Bolivia 33 kV | All generators | 0.92 | ind | Victoria 115/33/13.8 kV | m:P:bushv in MW | -12.1308 | ElmTr3
2026 | 2026_DzMD_GzMX_Dp00_Gp00 | A2- Bolivia 33 kV | All generators | 0.93 | ind | Victoria 115/33/13.8 kV | m:P:bushv in MW | -12.1275 | ElmTr3
2026 | 2026_DzMD_GzMX_Dp00_Gp00 | A2- Bolivia 33 kV | All generators | 0.94 | ind | Victoria 115/33/13.8 kV | m:P:bushv in MW | -12.1235 | ElmTr3
2026 | 2026_DzMD_GzMX_Dp00_Gp00 | A2- Bolivia 33 kV | All generators | 0.95 | ind | Victoria 115/33/13.8 kV | m:P:bushv in MW | -12.1188 | ElmTr3
2026 | 2026_DzMD_GzMX_Dp00_Gp00 | A2- Bolivia 33 kV | All generators | 0.96 | ind | Victoria 115/33/13.8 kV | m:P:bushv in MW | -12.1131 | ElmTr3
2026 | 2026_DzMD_GzMX_Dp00_Gp00 | A2- Bolivia 33 kV | All generators | 0.97 | ind | Victoria 115/33/13.8 kV | m:P:bushv in MW | -12.1059 | ElmTr3
2026 | 2026_DzMD_GzMX_Dp00_Gp00 | A2- Bolivia 33 kV | All generators | 0.98 | ind | Victoria 115/33/13.8 kV | m:P:bushv in MW | -12.0964 | ElmTr3
2026 | 2026_DzMD_GzMX_Dp00_Gp00 | A2- Bolivia 33 kV | All generators | 0.99 | ind | Victoria 115/33/13.8 kV | m:P:bushv in MW | -12.0822 | ElmTr3
2026 | 2026_DzMD_GzMX_Dp00_Gp00 | A2- Bolivia 33 kV | All generators | 1 | ind | Victoria 115/33/13.8 kV | m:P:bushv in MW | -12.0382 | ElmTr3
2026 | 2026_DzMD_GzMX_Dp00_Gp00 | A2- Bolivia 33 kV | All generators | 0.9 | ind | Victoria 115/33/13.8 kV | m:Q:bushv in Mvar | 5.7153 | ElmTr3
2026 | 2026_DzMD_GzMX_Dp00_Gp00 | A2- Bolivia 33 kV | All generators | 0.91 | ind | Victoria 115/33/13.8 kV | m:Q:bushv in Mvar | 5.787 | ElmTr3
2026 | 2026_DzMD_GzMX_Dp00_Gp00 | A2- Bolivia 33 kV | All generators | 0.92 | ind | Victoria 115/33/13.8 kV | m:Q:bushv in Mvar | 5.8619 | ElmTr3
2026 | 2026_DzMD_GzMX_Dp00_Gp00 | A2- Bolivia 33 kV | All generators | 0.93 | ind | Victoria 115/33/13.8 kV | m:Q:bushv in Mvar | 5.9408 | ElmTr3
2026 | 2026_DzMD_GzMX_Dp00_Gp00 | A2- Bolivia 33 kV | All generators | 0.94 | ind | Victoria 115/33/13.8 kV | m:Q:bushv in Mvar | 6.0248 | ElmTr3
2026 | 2026_DzMD_GzMX_Dp00_Gp00 | A2- Bolivia 33 kV | All generators | 0.95 | ind | Victoria 115/33/13.8 kV | m:Q:bushv in Mvar | 6.1156 | ElmTr3
2026 | 2026_DzMD_GzMX_Dp00_Gp00 | A2- Bolivia 33 kV | All generators | 0.96 | ind | Victoria 115/33/13.8 kV | m:Q:bushv in Mvar | 6.2154 | ElmTr3
2026 | 2026_DzMD_GzMX_Dp00_Gp00 | A2- Bolivia 33 kV | All generators | 0.97 | ind | Victoria 115/33/13.8 kV | m:Q:bushv in Mvar | 6.3285 | ElmTr3
2026 | 2026_DzMD_GzMX_Dp00_Gp00 | A2- Bolivia 33 kV | All generators | 0.98 | ind | Victoria 115/33/13.8 kV | m:Q:bushv in Mvar | 6.4629 | ElmTr3
2026 | 2026_DzMD_GzMX_Dp00_Gp00 | A2- Bolivia 33 kV | All generators | 0.99 | ind | Victoria 115/33/13.8 kV | m:Q:bushv in Mvar | 6.6397 | ElmTr3
2026 | 2026_DzMD_GzMX_Dp00_Gp00 | A2- Bolivia 33 kV | All generators | 1 | ind | Victoria 115/33/13.8 kV | m:Q:bushv in Mvar | 7.0859 | ElmTr3
2026 | 2026_DzMD_GzMX_Dp00_Gp00 | A2- Bolivia 33 kV | All generators | 0.9 | ind | Victoria 115/33/13.8 kV | m:cosphi:bushv | -0.9047 | ElmTr3
2026 | 2026_DzMD_GzMX_Dp00_Gp00 | A2- Bolivia 33 kV | All generators | 0.91 | ind | Victoria 115/33/13.8 kV | m:cosphi:bushv | -0.9026 | ElmTr3
2026 | 2026_DzMD_GzMX_Dp00_Gp00 | A2- Bolivia 33 kV | All generators | 0.92 | ind | Victoria 115/33/13.8 kV | m:cosphi:bushv | -0.90039 | ElmTr3
2026 | 2026_DzMD_GzMX_Dp00_Gp00 | A2- Bolivia 33 kV | All generators | 0.93 | ind | Victoria 115/33/13.8 kV | m:cosphi:bushv | -0.89804 | ElmTr3
2026 | 2026_DzMD_GzMX_Dp00_Gp00 | A2- Bolivia 33 kV | All generators | 0.94 | ind | Victoria 115/33/13.8 kV | m:cosphi:bushv | -0.89552 | ElmTr3
2026 | 2026_DzMD_GzMX_Dp00_Gp00 | A2- Bolivia 33 kV | All generators | 0.95 | ind | Victoria 115/33/13.8 kV | m:cosphi:bushv | -0.89277 | ElmTr3
2026 | 2026_DzMD_GzMX_Dp00_Gp00 | A2- Bolivia 33 kV | All generators | 0.96 | ind | Victoria 115/33/13.8 kV | m:cosphi:bushv | -0.88971 | ElmTr3
2026 | 2026_DzMD_GzMX_Dp00_Gp00 | A2- Bolivia 33 kV | All generators | 0.97 | ind | Victoria 115/33/13.8 kV | m:cosphi:bushv | -0.88621 | ElmTr3
2026 | 2026_DzMD_GzMX_Dp00_Gp00 | A2- Bolivia 33 kV | All generators | 0.98 | ind | Victoria 115/33/13.8 kV | m:cosphi:bushv | -0.88201 | ElmTr3
2026 | 2026_DzMD_GzMX_Dp00_Gp00 | A2- Bolivia 33 kV | All generators | 0.99 | ind | Victoria 115/33/13.8 kV | m:cosphi:bushv | -0.87639 | ElmTr3
2026 | 2026_DzMD_GzMX_Dp00_Gp00 | A2- Bolivia 33 kV | All generators | 1 | ind | Victoria 115/33/13.8 kV | m:cosphi:bushv | -0.86179 | ElmTr3
2026 | 2026_DzMD_GzMX_Dp00_Gp00 | A3 -Florencia 33 kV | All generators | 0.9 | cap | Dorada - Magdalena 115 kV | m:P:bus1 in MW | 77.7546 | ElmLne
2026 | 2026_DzMD_GzMX_Dp00_Gp00 | A3 -Florencia 33 kV | All generators | 0.91 | cap | Dorada - Magdalena 115 kV | m:P:bus1 in MW | 77.7883 | ElmLne
2026 | 2026_DzMD_GzMX_Dp00_Gp00 | A3 -Florencia 33 kV | All generators | 0.92 | cap | Dorada - Magdalena 115 kV | m:P:bus1 in MW | 77.8197 | ElmLne
2026 | 2026_DzMD_GzMX_Dp00_Gp00 | A3 -Florencia 33 kV | All generators | 0.93 | cap | Dorada - Magdalena 115 kV | m:P:bus1 in MW | 77.8497 | ElmLne
2026 | 2026_DzMD_GzMX_Dp00_Gp00 | A3 -Florencia 33 kV | All generators | 0.94 | cap | Dorada - Magdalena 115 kV | m:P:bus1 in MW | 77.8786 | ElmLne
2026 | 2026_DzMD_GzMX_Dp00_Gp00 | A3 -Florencia 33 kV | All generators | 0.95 | cap | Dorada - Magdalena 115 kV | m:P:bus1 in MW | 77.9072 | ElmLne
2026 | 2026_DzMD_GzMX_Dp00_Gp00 | A3 -Florencia 33 kV | All generators | 0.96 | cap | Dorada - Magdalena 115 kV | m:P:bus1 in MW | 77.9358 | ElmLne
2026 | 2026_DzMD_GzMX_Dp00_Gp00 | A3 -Florencia 33 kV | All generators | 0.97 | cap | Dorada - Magdalena 115 kV | m:P:bus1 in MW | 77.9653 | ElmLne
2026 | 2026_DzMD_GzMX_Dp00_Gp00 | A3 -Florencia 33 kV | All generators | 0.98 | cap | Dorada - Magdalena 115 kV | m:P:bus1 in MW | 77.9971 | ElmLne
2026 | 2026_DzMD_GzMX_Dp00_Gp00 | A3 -Florencia 33 kV | All generators | 0.99 | cap | Dorada - Magdalena 115 kV | m:P:bus1 in MW | 78.0344 | ElmLne
2026 | 2026_DzMD_GzMX_Dp00_Gp00 | A3 -Florencia 33 kV | All generators | 1 | cap | Dorada - Magdalena 115 kV | m:P:bus1 in MW | 78.1113 | ElmLne
2026 | 2026_DzMD_GzMX_Dp00_Gp00 | A3 -Florencia 33 kV | All generators | 0.9 | cap | Dorada - Magdalena 115 kV | m:P:bus2 in MW | -77.413 | ElmLne
2026 | 2026_DzMD_GzMX_Dp00_Gp00 | A3 -Florencia 33 kV | All generators | 0.91 | cap | Dorada - Magdalena 115 kV | m:P:bus2 in MW | -77.4466 | ElmLne
2026 | 2026_DzMD_GzMX_Dp00_Gp00 | A3 -Florencia 33 kV | All generators | 0.92 | cap | Dorada - Magdalena 115 kV | m:P:bus2 in MW | -77.478 | ElmLne
2026 | 2026_DzMD_GzMX_Dp00_Gp00 | A3 -Florencia 33 kV | All generators | 0.93 | cap | Dorada - Magdalena 115 kV | m:P:bus2 in MW | -77.508 | ElmLne
2026 | 2026_DzMD_GzMX_Dp00_Gp00 | A3 -Florencia 33 kV | All generators | 0.94 | cap | Dorada - Magdalena 115 kV | m:P:bus2 in MW | -77.5369 | ElmLne
2026 | 2026_DzMD_GzMX_Dp00_Gp00 | A3 -Florencia 33 kV | All generators | 0.95 | cap | Dorada - Magdalena 115 kV | m:P:bus2 in MW | -77.5654 | ElmLne
2026 | 2026_DzMD_GzMX_Dp00_Gp00 | A3 -Florencia 33 kV | All generators | 0.96 | cap | Dorada - Magdalena 115 kV | m:P:bus2 in MW | -77.5941 | ElmLne
2026 | 2026_DzMD_GzMX_Dp00_Gp00 | A3 -Florencia 33 kV | All generators | 0.97 | cap | Dorada - Magdalena 115 kV | m:P:bus2 in MW | -77.6236 | ElmLne
2026 | 2026_DzMD_GzMX_Dp00_Gp00 | A3 -Florencia 33 kV | All generators | 0.98 | cap | Dorada - Magdalena 115 kV | m:P:bus2 in MW | -77.6554 | ElmLne
2026 | 2026_DzMD_GzMX_Dp00_Gp00 | A3 -Florencia 33 kV | All generators | 0.99 | cap | Dorada - Magdalena 115 kV | m:P:bus2 in MW | -77.6927 | ElmLne
2026 | 2026_DzMD_GzMX_Dp00_Gp00 | A3 -Florencia 33 kV | All generators | 1 | cap | Dorada - Magdalena 115 kV | m:P:bus2 in MW | -77.7696 | ElmLne
2026 | 2026_DzMD_GzMX_Dp00_Gp00 | A3 -Florencia 33 kV | All generators | 0.9 | cap | Dorada - Magdalena 115 kV | m:Q:bus1 in Mvar | 1.6984 | ElmLne
2026 | 2026_DzMD_GzMX_Dp00_Gp00 | A3 -Florencia 33 kV | All generators | 0.91 | cap | Dorada - Magdalena 115 kV | m:Q:bus1 in Mvar | 1.7687 | ElmLne
2026 | 2026_DzMD_GzMX_Dp00_Gp00 | A3 -Florencia 33 kV | All generators | 0.92 | cap | Dorada - Magdalena 115 kV | m:Q:bus1 in Mvar | 1.8354 | ElmLne
2026 | 2026_DzMD_GzMX_Dp00_Gp00 | A3 -Florencia 33 kV | All generators | 0.93 | cap | Dorada - Magdalena 115 kV | m:Q:bus1 in Mvar | 1.8999 | ElmLne
2026 | 2026_DzMD_GzMX_Dp00_Gp00 | A3 -Florencia 33 kV | All generators | 0.94 | cap | Dorada - Magdalena 115 kV | m:Q:bus1 in Mvar | 1.9632 | ElmLne
2026 | 2026_DzMD_GzMX_Dp00_Gp00 | A3 -Florencia 33 kV | All generators | 0.95 | cap | Dorada - Magdalena 115 kV | m:Q:bus1 in Mvar | 2.0264 | ElmLne
2026 | 2026_DzMD_GzMX_Dp00_Gp00 | A3 -Florencia 33 kV | All generators | 0.96 | cap | Dorada - Magdalena 115 kV | m:Q:bus1 in Mvar | 2.0909 | ElmLne
2026 | 2026_DzMD_GzMX_Dp00_Gp00 | A3 -Florencia 33 kV | All generators | 0.97 | cap | Dorada - Magdalena 115 kV | m:Q:bus1 in Mvar | 2.1584 | ElmLne
2026 | 2026_DzMD_GzMX_Dp00_Gp00 | A3 -Florencia 33 kV | All generators | 0.98 | cap | Dorada - Magdalena 115 kV | m:Q:bus1 in Mvar | 2.2324 | ElmLne
2026 | 2026_DzMD_GzMX_Dp00_Gp00 | A3 -Florencia 33 kV | All generators | 0.99 | cap | Dorada - Magdalena 115 kV | m:Q:bus1 in Mvar | 2.3209 | ElmLne
2026 | 2026_DzMD_GzMX_Dp00_Gp00 | A3 -Florencia 33 kV | All generators | 1 | cap | Dorada - Magdalena 115 kV | m:Q:bus1 in Mvar | 2.5098 | ElmLne
2026 | 2026_DzMD_GzMX_Dp00_Gp00 | A3 -Florencia 33 kV | All generators | 0.9 | cap | Dorada - Magdalena 115 kV | m:Q:bus2 in Mvar | -0.34588 | ElmLne
2026 | 2026_DzMD_GzMX_Dp00_Gp00 | A3 -Florencia 33 kV | All generators | 0.91 | cap | Dorada - Magdalena 115 kV | m:Q:bus2 in Mvar | -0.41631 | ElmLne
2026 | 2026_DzMD_GzMX_Dp00_Gp00 | A3 -Florencia 33 kV | All generators | 0.92 | cap | Dorada - Magdalena 115 kV | m:Q:bus2 in Mvar | -0.48324 | ElmLne
2026 | 2026_DzMD_GzMX_Dp00_Gp00 | A3 -Florencia 33 kV | All generators | 0.93 | cap | Dorada - Magdalena 115 kV | m:Q:bus2 in Mvar | -0.54791 | ElmLne
2026 | 2026_DzMD_GzMX_Dp00_Gp00 | A3 -Florencia 33 kV | All generators | 0.94 | cap | Dorada - Magdalena 115 kV | m:Q:bus2 in Mvar | -0.61143 | ElmLne
2026 | 2026_DzMD_GzMX_Dp00_Gp00 | A3 -Florencia 33 kV | All generators | 0.95 | cap | Dorada - Magdalena 115 kV | m:Q:bus2 in Mvar | -0.67488 | ElmLne
2026 | 2026_DzMD_GzMX_Dp00_Gp00 | A3 -Florencia 33 kV | All generators | 0.96 | cap | Dorada - Magdalena 115 kV | m:Q:bus2 in Mvar | -0.73958 | ElmLne
2026 | 2026_DzMD_GzMX_Dp00_Gp00 | A3 -Florencia 33 kV | All generators | 0.97 | cap | Dorada - Magdalena 115 kV | m:Q:bus2 in Mvar | -0.80739 | ElmLne
2026 | 2026_DzMD_GzMX_Dp00_Gp00 | A3 -Florencia 33 kV | All generators | 0.98 | cap | Dorada - Magdalena 115 kV | m:Q:bus2 in Mvar | -0.88163 | ElmLne
2026 | 2026_DzMD_GzMX_Dp00_Gp00 | A3 -Florencia 33 kV | All generators | 0.99 | cap | Dorada - Magdalena 115 kV | m:Q:bus2 in Mvar | -0.97054 | ElmLne
2026 | 2026_DzMD_GzMX_Dp00_Gp00 | A3 -Florencia 33 kV | All generators | 1 | cap | Dorada - Magdalena 115 kV | m:Q:bus2 in Mvar | -1.1605 | ElmLne
2026 | 2026_DzMD_GzMX_Dp00_Gp00 | A3 -Florencia 33 kV | All generators | 0.9 | cap | Dorada - Magdalena 115 kV | m:cosphi:bus1 | 0.99976 | ElmLne
2026 | 2026_DzMD_GzMX_Dp00_Gp00 | A3 -Florencia 33 kV | All generators | 0.91 | cap | Dorada - Magdalena 115 kV | m:cosphi:bus1 | 0.99974 | ElmLne
2026 | 2026_DzMD_GzMX_Dp00_Gp00 | A3 -Florencia 33 kV | All generators | 0.92 | cap | Dorada - Magdalena 115 kV | m:cosphi:bus1 | 0.99972 | ElmLne
2026 | 2026_DzMD_GzMX_Dp00_Gp00 | A3 -Florencia 33 kV | All generators | 0.93 | cap | Dorada - Magdalena 115 kV | m:cosphi:bus1 | 0.9997 | ElmLne
2026 | 2026_DzMD_GzMX_Dp00_Gp00 | A3 -Florencia 33 kV | All generators | 0.94 | cap | Dorada - Magdalena 115 kV | m:cosphi:bus1 | 0.99968 | ElmLne
2026 | 2026_DzMD_GzMX_Dp00_Gp00 | A3 -Florencia 33 kV | All generators | 0.95 | cap | Dorada - Magdalena 115 kV | m:cosphi:bus1 | 0.99966 | ElmLne
2026 | 2026_DzMD_GzMX_Dp00_Gp00 | A3 -Florencia 33 kV | All generators | 0.96 | cap | Dorada - Magdalena 115 kV | m:cosphi:bus1 | 0.99964 | ElmLne
2026 | 2026_DzMD_GzMX_Dp00_Gp00 | A3 -Florencia 33 kV | All generators | 0.97 | cap | Dorada - Magdalena 115 kV | m:cosphi:bus1 | 0.99962 | ElmLne
2026 | 2026_DzMD_GzMX_Dp00_Gp00 | A3 -Florencia 33 kV | All generators | 0.98 | cap | Dorada - Magdalena 115 kV | m:cosphi:bus1 | 0.99959 | ElmLne
2026 | 2026_DzMD_GzMX_Dp00_Gp00 | A3 -Florencia 33 kV | All generators | 0.99 | cap | Dorada - Magdalena 115 kV | m:cosphi:bus1 | 0.99956 | ElmLne
2026 | 2026_DzMD_GzMX_Dp00_Gp00 | A3 -Florencia 33 kV | All generators | 1 | cap | Dorada - Magdalena 115 kV | m:cosphi:bus1 | 0.99948 | ElmLne
2026 | 2026_DzMD_GzMX_Dp00_Gp00 | A3 -Florencia 33 kV | All generators | 0.9 | cap | Dorada - Magdalena 115 kV | m:cosphi:bus2 | -0.99999 | ElmLne
2026 | 2026_DzMD_GzMX_Dp00_Gp00 | A3 -Florencia 33 kV | All generators | 0.91 | cap | Dorada - Magdalena 115 kV | m:cosphi:bus2 | -0.99999 | ElmLne
2026 | 2026_DzMD_GzMX_Dp00_Gp00 | A3 -Florencia 33 kV | All generators | 0.92 | cap | Dorada - Magdalena 115 kV | m:cosphi:bus2 | -0.99998 | ElmLne
2026 | 2026_DzMD_GzMX_Dp00_Gp00 | A3 -Florencia 33 kV | All generators | 0.93 | cap | Dorada - Magdalena 115 kV | m:cosphi:bus2 | -0.99997 | ElmLne
2026 | 2026_DzMD_GzMX_Dp00_Gp00 | A3 -Florencia 33 kV | All generators | 0.94 | cap | Dorada - Magdalena 115 kV | m:cosphi:bus2 | -0.99997 | ElmLne
2026 | 2026_DzMD_GzMX_Dp00_Gp00 | A3 -Florencia 33 kV | All generators | 0.95 | cap | Dorada - Magdalena 115 kV | m:cosphi:bus2 | -0.99996 | ElmLne
2026 | 2026_DzMD_GzMX_Dp00_Gp00 | A3 -Florencia 33 kV | All generators | 0.96 | cap | Dorada - Magdalena 115 kV | m:cosphi:bus2 | -0.99995 | ElmLne
2026 | 2026_DzMD_GzMX_Dp00_Gp00 | A3 -Florencia 33 kV | All generators | 0.97 | cap | Dorada - Magdalena 115 kV | m:cosphi:bus2 | -0.99995 | ElmLne
2026 | 2026_DzMD_GzMX_Dp00_Gp00 | A3 -Florencia 33 kV | All generators | 0.98 | cap | Dorada - Magdalena 115 kV | m:cosphi:bus2 | -0.99994 | ElmLne
2026 | 2026_DzMD_GzMX_Dp00_Gp00 | A3 -Florencia 33 kV | All generators | 0.99 | cap | Dorada - Magdalena 115 kV | m:cosphi:bus2 | -0.99992 | ElmLne
2026 | 2026_DzMD_GzMX_Dp00_Gp00 | A3 -Florencia 33 kV | All generators | 1 | cap | Dorada - Magdalena 115 kV | m:cosphi:bus2 | -0.99989 | ElmLne
2026 | 2026_DzMD_GzMX_Dp00_Gp00 | A3 -Florencia 33 kV | All generators | 0.9 | cap | Mariquita - Victoria 2 115 | m:P:bus1 in MW | -15.8203 | ElmLne
2026 | 2026_DzMD_GzMX_Dp00_Gp00 | A3 -Florencia 33 kV | All generators | 0.91 | cap | Mariquita - Victoria 2 115 | m:P:bus1 in MW | -15.8206 | ElmLne
2026 | 2026_DzMD_GzMX_Dp00_Gp00 | A3 -Florencia 33 kV | All generators | 0.92 | cap | Mariquita - Victoria 2 115 | m:P:bus1 in MW | -15.8211 | ElmLne
2026 | 2026_DzMD_GzMX_Dp00_Gp00 | A3 -Florencia 33 kV | All generators | 0.93 | cap | Mariquita - Victoria 2 115 | m:P:bus1 in MW | -15.8217 | ElmLne
2026 | 2026_DzMD_GzMX_Dp00_Gp00 | A3 -Florencia 33 kV | All generators | 0.94 | cap | Mariquita - Victoria 2 115 | m:P:bus1 in MW | -15.8224 | ElmLne
2026 | 2026_DzMD_GzMX_Dp00_Gp00 | A3 -Florencia 33 kV | All generators | 0.95 | cap | Mariquita - Victoria 2 115 | m:P:bus1 in MW | -15.8233 | ElmLne
2026 | 2026_DzMD_GzMX_Dp00_Gp00 | A3 -Florencia 33 kV | All generators | 0.96 | cap | Mariquita - Victoria 2 115 | m:P:bus1 in MW | -15.8243 | ElmLne
2026 | 2026_DzMD_GzMX_Dp00_Gp00 | A3 -Florencia 33 kV | All generators | 0.97 | cap | Mariquita - Victoria 2 115 | m:P:bus1 in MW | -15.8256 | ElmLne
2026 | 2026_DzMD_GzMX_Dp00_Gp00 | A3 -Florencia 33 kV | All generators | 0.98 | cap | Mariquita - Victoria 2 115 | m:P:bus1 in MW | -15.8271 | ElmLne
2026 | 2026_DzMD_GzMX_Dp00_Gp00 | A3 -Florencia 33 kV | All generators | 0.99 | cap | Mariquita - Victoria 2 115 | m:P:bus1 in MW | -15.8292 | ElmLne
2026 | 2026_DzMD_GzMX_Dp00_Gp00 | A3 -Florencia 33 kV | All generators | 1 | cap | Mariquita - Victoria 2 115 | m:P:bus1 in MW | -15.8345 | ElmLne
2026 | 2026_DzMD_GzMX_Dp00_Gp00 | A3 -Florencia 33 kV | All generators | 0.9 | cap | Mariquita - Victoria 2 115 | m:P:bus2 in MW | 15.8995 | ElmLne
2026 | 2026_DzMD_GzMX_Dp00_Gp00 | A3 -Florencia 33 kV | All generators | 0.91 | cap | Mariquita - Victoria 2 115 | m:P:bus2 in MW | 15.8998 | ElmLne
2026 | 2026_DzMD_GzMX_Dp00_Gp00 | A3 -Florencia 33 kV | All generators | 0.92 | cap | Mariquita - Victoria 2 115 | m:P:bus2 in MW | 15.9003 | ElmLne
2026 | 2026_DzMD_GzMX_Dp00_Gp00 | A3 -Florencia 33 kV | All generators | 0.93 | cap | Mariquita - Victoria 2 115 | m:P:bus2 in MW | 15.9009 | ElmLne
2026 | 2026_DzMD_GzMX_Dp00_Gp00 | A3 -Florencia 33 kV | All generators | 0.94 | cap | Mariquita - Victoria 2 115 | m:P:bus2 in MW | 15.9016 | ElmLne
2026 | 2026_DzMD_GzMX_Dp00_Gp00 | A3 -Florencia 33 kV | All generators | 0.95 | cap | Mariquita - Victoria 2 115 | m:P:bus2 in MW | 15.9025 | ElmLne
2026 | 2026_DzMD_GzMX_Dp00_Gp00 | A3 -Florencia 33 kV | All generators | 0.96 | cap | Mariquita - Victoria 2 115 | m:P:bus2 in MW | 15.9035 | ElmLne
2026 | 2026_DzMD_GzMX_Dp00_Gp00 | A3 -Florencia 33 kV | All generators | 0.97 | cap | Mariquita - Victoria 2 115 | m:P:bus2 in MW | 15.9047 | ElmLne
2026 | 2026_DzMD_GzMX_Dp00_Gp00 | A3 -Florencia 33 kV | All generators | 0.98 | cap | Mariquita - Victoria 2 115 | m:P:bus2 in MW | 15.9062 | ElmLne
2026 | 2026_DzMD_GzMX_Dp00_Gp00 | A3 -Florencia 33 kV | All generators | 0.99 | cap | Mariquita - Victoria 2 115 | m:P:bus2 in MW | 15.9083 | ElmLne
2026 | 2026_DzMD_GzMX_Dp00_Gp00 | A3 -Florencia 33 kV | All generators | 1 | cap | Mariquita - Victoria 2 115 | m:P:bus2 in MW | 15.9136 | ElmLne
2026 | 2026_DzMD_GzMX_Dp00_Gp00 | A3 -Florencia 33 kV | All generators | 0.9 | cap | Mariquita - Victoria 2 115 | m:Q:bus1 in Mvar | 9.4343 | ElmLne
2026 | 2026_DzMD_GzMX_Dp00_Gp00 | A3 -Florencia 33 kV | All generators | 0.91 | cap | Mariquita - Victoria 2 115 | m:Q:bus1 in Mvar | 9.4489 | ElmLne
2026 | 2026_DzMD_GzMX_Dp00_Gp00 | A3 -Florencia 33 kV | All generators | 0.92 | cap | Mariquita - Victoria 2 115 | m:Q:bus1 in Mvar | 9.4628 | ElmLne
2026 | 2026_DzMD_GzMX_Dp00_Gp00 | A3 -Florencia 33 kV | All generators | 0.93 | cap | Mariquita - Victoria 2 115 | m:Q:bus1 in Mvar | 9.4763 | ElmLne
2026 | 2026_DzMD_GzMX_Dp00_Gp00 | A3 -Florencia 33 kV | All generators | 0.94 | cap | Mariquita - Victoria 2 115 | m:Q:bus1 in Mvar | 9.4895 | ElmLne
2026 | 2026_DzMD_GzMX_Dp00_Gp00 | A3 -Florencia 33 kV | All generators | 0.95 | cap | Mariquita - Victoria 2 115 | m:Q:bus1 in Mvar | 9.5028 | ElmLne
2026 | 2026_DzMD_GzMX_Dp00_Gp00 | A3 -Florencia 33 kV | All generators | 0.96 | cap | Mariquita - Victoria 2 115 | m:Q:bus1 in Mvar | 9.5163 | ElmLne
2026 | 2026_DzMD_GzMX_Dp00_Gp00 | A3 -Florencia 33 kV | All generators | 0.97 | cap | Mariquita - Victoria 2 115 | m:Q:bus1 in Mvar | 9.5306 | ElmLne
2026 | 2026_DzMD_GzMX_Dp00_Gp00 | A3 -Florencia 33 kV | All generators | 0.98 | cap | Mariquita - Victoria 2 115 | m:Q:bus1 in Mvar | 9.5462 | ElmLne
2026 | 2026_DzMD_GzMX_Dp00_Gp00 | A3 -Florencia 33 kV | All generators | 0.99 | cap | Mariquita - Victoria 2 115 | m:Q:bus1 in Mvar | 9.5649 | ElmLne
2026 | 2026_DzMD_GzMX_Dp00_Gp00 | A3 -Florencia 33 kV | All generators | 1 | cap | Mariquita - Victoria 2 115 | m:Q:bus1 in Mvar | 9.605 | ElmLne
2026 | 2026_DzMD_GzMX_Dp00_Gp00 | A3 -Florencia 33 kV | All generators | 0.9 | cap | Mariquita - Victoria 2 115 | m:Q:bus2 in Mvar | -9.845 | ElmLne
2026 | 2026_DzMD_GzMX_Dp00_Gp00 | A3 -Florencia 33 kV | All generators | 0.91 | cap | Mariquita - Victoria 2 115 | m:Q:bus2 in Mvar | -9.8603 | ElmLne
2026 | 2026_DzMD_GzMX_Dp00_Gp00 | A3 -Florencia 33 kV | All generators | 0.92 | cap | Mariquita - Victoria 2 115 | m:Q:bus2 in Mvar | -9.8749 | ElmLne
2026 | 2026_DzMD_GzMX_Dp00_Gp00 | A3 -Florencia 33 kV | All generators | 0.93 | cap | Mariquita - Victoria 2 115 | m:Q:bus2 in Mvar | -9.889 | ElmLne
2026 | 2026_DzMD_GzMX_Dp00_Gp00 | A3 -Florencia 33 kV | All generators | 0.94 | cap | Mariquita - Victoria 2 115 | m:Q:bus2 in Mvar | -9.9029 | ElmLne
2026 | 2026_DzMD_GzMX_Dp00_Gp00 | A3 -Florencia 33 kV | All generators | 0.95 | cap | Mariquita - Victoria 2 115 | m:Q:bus2 in Mvar | -9.9168 | ElmLne
2026 | 2026_DzMD_GzMX_Dp00_Gp00 | A3 -Florencia 33 kV | All generators | 0.96 | cap | Mariquita - Victoria 2 115 | m:Q:bus2 in Mvar | -9.9309 | ElmLne
2026 | 2026_DzMD_GzMX_Dp00_Gp00 | A3 -Florencia 33 kV | All generators | 0.97 | cap | Mariquita - Victoria 2 115 | m:Q:bus2 in Mvar | -9.9458 | ElmLne
2026 | 2026_DzMD_GzMX_Dp00_Gp00 | A3 -Florencia 33 kV | All generators | 0.98 | cap | Mariquita - Victoria 2 115 | m:Q:bus2 in Mvar | -9.9621 | ElmLne
2026 | 2026_DzMD_GzMX_Dp00_Gp00 | A3 -Florencia 33 kV | All generators | 0.99 | cap | Mariquita - Victoria 2 115 | m:Q:bus2 in Mvar | -9.9817 | ElmLne
2026 | 2026_DzMD_GzMX_Dp00_Gp00 | A3 -Florencia 33 kV | All generators | 1 | cap | Mariquita - Victoria 2 115 | m:Q:bus2 in Mvar | -10.0236 | ElmLne
2026 | 2026_DzMD_GzMX_Dp00_Gp00 | A3 -Florencia 33 kV | All generators | 0.9 | cap | Mariquita - Victoria 2 115 | m:cosphi:bus1 | -0.85888 | ElmLne
2026 | 2026_DzMD_GzMX_Dp00_Gp00 | A3 -Florencia 33 kV | All generators | 0.91 | cap | Mariquita - Victoria 2 115 | m:cosphi:bus1 | -0.85853 | ElmLne
2026 | 2026_DzMD_GzMX_Dp00_Gp00 | A3 -Florencia 33 kV | All generators | 0.92 | cap | Mariquita - Victoria 2 115 | m:cosphi:bus1 | -0.85821 | ElmLne
2026 | 2026_DzMD_GzMX_Dp00_Gp00 | A3 -Florencia 33 kV | All generators | 0.93 | cap | Mariquita - Victoria 2 115 | m:cosphi:bus1 | -0.85789 | ElmLne
2026 | 2026_DzMD_GzMX_Dp00_Gp00 | A3 -Florencia 33 kV | All generators | 0.94 | cap | Mariquita - Victoria 2 115 | m:cosphi:bus1 | -0.85759 | ElmLne
2026 | 2026_DzMD_GzMX_Dp00_Gp00 | A3 -Florencia 33 kV | All generators | 0.95 | cap | Mariquita - Victoria 2 115 | m:cosphi:bus1 | -0.85728 | ElmLne
2026 | 2026_DzMD_GzMX_Dp00_Gp00 | A3 -Florencia 33 kV | All generators | 0.96 | cap | Mariquita - Victoria 2 115 | m:cosphi:bus1 | -0.85697 | ElmLne
2026 | 2026_DzMD_GzMX_Dp00_Gp00 | A3 -Florencia 33 kV | All generators | 0.97 | cap | Mariquita - Victoria 2 115 | m:cosphi:bus1 | -0.85665 | ElmLne
2026 | 2026_DzMD_GzMX_Dp00_Gp00 | A3 -Florencia 33 kV | All generators | 0.98 | cap | Mariquita - Victoria 2 115 | m:cosphi:bus1 | -0.8563 | ElmLne
2026 | 2026_DzMD_GzMX_Dp00_Gp00 | A3 -Florencia 33 kV | All generators | 0.99 | cap | Mariquita - Victoria 2 115 | m:cosphi:bus1 | -0.85588 | ElmLne
2026 | 2026_DzMD_GzMX_Dp00_Gp00 | A3 -Florencia 33 kV | All generators | 1 | cap | Mariquita - Victoria 2 115 | m:cosphi:bus1 | -0.855 | ElmLne
2026 | 2026_DzMD_GzMX_Dp00_Gp00 | A3 -Florencia 33 kV | All generators | 0.9 | cap | Mariquita - Victoria 2 115 | m:cosphi:bus2 | 0.85021 | ElmLne
2026 | 2026_DzMD_GzMX_Dp00_Gp00 | A3 -Florencia 33 kV | All generators | 0.91 | cap | Mariquita - Victoria 2 115 | m:cosphi:bus2 | 0.84984 | ElmLne
2026 | 2026_DzMD_GzMX_Dp00_Gp00 | A3 -Florencia 33 kV | All generators | 0.92 | cap | Mariquita - Victoria 2 115 | m:cosphi:bus2 | 0.8495 | ElmLne
2026 | 2026_DzMD_GzMX_Dp00_Gp00 | A3 -Florencia 33 kV | All generators | 0.93 | cap | Mariquita - Victoria 2 115 | m:cosphi:bus2 | 0.84917 | ElmLne
2026 | 2026_DzMD_GzMX_Dp00_Gp00 | A3 -Florencia 33 kV | All generators | 0.94 | cap | Mariquita - Victoria 2 115 | m:cosphi:bus2 | 0.84885 | ElmLne
2026 | 2026_DzMD_GzMX_Dp00_Gp00 | A3 -Florencia 33 kV | All generators | 0.95 | cap | Mariquita - Victoria 2 115 | m:cosphi:bus2 | 0.84853 | ElmLne
2026 | 2026_DzMD_GzMX_Dp00_Gp00 | A3 -Florencia 33 kV | All generators | 0.96 | cap | Mariquita - Victoria 2 115 | m:cosphi:bus2 | 0.84821 | ElmLne
2026 | 2026_DzMD_GzMX_Dp00_Gp00 | A3 -Florencia 33 kV | All generators | 0.97 | cap | Mariquita - Victoria 2 115 | m:cosphi:bus2 | 0.84787 | ElmLne
2026 | 2026_DzMD_GzMX_Dp00_Gp00 | A3 -Florencia 33 kV | All generators | 0.98 | cap | Mariquita - Victoria 2 115 | m:cosphi:bus2 | 0.8475 | ElmLne
2026 | 2026_DzMD_GzMX_Dp00_Gp00 | A3 -Florencia 33 kV | All generators | 0.99 | cap | Mariquita - Victoria 2 115 | m:cosphi:bus2 | 0.84706 | ElmLne
2026 | 2026_DzMD_GzMX_Dp00_Gp00 | A3 -Florencia 33 kV | All generators | 1 | cap | Mariquita - Victoria 2 115 | m:cosphi:bus2 | 0.84614 | ElmLne
2026 | 2026_DzMD_GzMX_Dp00_Gp00 | A3 -Florencia 33 kV | All generators | 0.9 | cap | Dorada 115/33/13.8 kV | m:P:bushv in MW | -14.9815 | ElmTr3
2026 | 2026_DzMD_GzMX_Dp00_Gp00 | A3 -Florencia 33 kV | All generators | 0.91 | cap | Dorada 115/33/13.8 kV | m:P:bushv in MW | -14.9967 | ElmTr3
2026 | 2026_DzMD_GzMX_Dp00_Gp00 | A3 -Florencia 33 kV | All generators | 0.92 | cap | Dorada 115/33/13.8 kV | m:P:bushv in MW | -15.0095 | ElmTr3
2026 | 2026_DzMD_GzMX_Dp00_Gp00 | A3 -Florencia 33 kV | All generators | 0.93 | cap | Dorada 115/33/13.8 kV | m:P:bushv in MW | -15.0204 | ElmTr3
2026 | 2026_DzMD_GzMX_Dp00_Gp00 | A3 -Florencia 33 kV | All generators | 0.94 | cap | Dorada 115/33/13.8 kV | m:P:bushv in MW | -15.0297 | ElmTr3
2026 | 2026_DzMD_GzMX_Dp00_Gp00 | A3 -Florencia 33 kV | All generators | 0.95 | cap | Dorada 115/33/13.8 kV | m:P:bushv in MW | -15.0376 | ElmTr3
2026 | 2026_DzMD_GzMX_Dp00_Gp00 | A3 -Florencia 33 kV | All generators | 0.96 | cap | Dorada 115/33/13.8 kV | m:P:bushv in MW | -15.0441 | ElmTr3
2026 | 2026_DzMD_GzMX_Dp00_Gp00 | A3 -Florencia 33 kV | All generators | 0.97 | cap | Dorada 115/33/13.8 kV | m:P:bushv in MW | -15.0495 | ElmTr3
2026 | 2026_DzMD_GzMX_Dp00_Gp00 | A3 -Florencia 33 kV | All generators | 0.98 | cap | Dorada 115/33/13.8 kV | m:P:bushv in MW | -15.0534 | ElmTr3
2026 | 2026_DzMD_GzMX_Dp00_Gp00 | A3 -Florencia 33 kV | All generators | 0.99 | cap | Dorada 115/33/13.8 kV | m:P:bushv in MW | -15.0557 | ElmTr3
2026 | 2026_DzMD_GzMX_Dp00_Gp00 | A3 -Florencia 33 kV | All generators | 1 | cap | Dorada 115/33/13.8 kV | m:P:bushv in MW | -15.0514 | ElmTr3
2026 | 2026_DzMD_GzMX_Dp00_Gp00 | A3 -Florencia 33 kV | All generators | 0.9 | cap | Dorada 115/33/13.8 kV | m:Q:bushv in Mvar | 9.9508 | ElmTr3
2026 | 2026_DzMD_GzMX_Dp00_Gp00 | A3 -Florencia 33 kV | All generators | 0.91 | cap | Dorada 115/33/13.8 kV | m:Q:bushv in Mvar | 9.7537 | ElmTr3
2026 | 2026_DzMD_GzMX_Dp00_Gp00 | A3 -Florencia 33 kV | All generators | 0.92 | cap | Dorada 115/33/13.8 kV | m:Q:bushv in Mvar | 9.5665 | ElmTr3
2026 | 2026_DzMD_GzMX_Dp00_Gp00 | A3 -Florencia 33 kV | All generators | 0.93 | cap | Dorada 115/33/13.8 kV | m:Q:bushv in Mvar | 9.3859 | ElmTr3
2026 | 2026_DzMD_GzMX_Dp00_Gp00 | A3 -Florencia 33 kV | All generators | 0.94 | cap | Dorada 115/33/13.8 kV | m:Q:bushv in Mvar | 9.2086 | ElmTr3
2026 | 2026_DzMD_GzMX_Dp00_Gp00 | A3 -Florencia 33 kV | All generators | 0.95 | cap | Dorada 115/33/13.8 kV | m:Q:bushv in Mvar | 9.0318 | ElmTr3
2026 | 2026_DzMD_GzMX_Dp00_Gp00 | A3 -Florencia 33 kV | All generators | 0.96 | cap | Dorada 115/33/13.8 kV | m:Q:bushv in Mvar | 8.8516 | ElmTr3
2026 | 2026_DzMD_GzMX_Dp00_Gp00 | A3 -Florencia 33 kV | All generators | 0.97 | cap | Dorada 115/33/13.8 kV | m:Q:bushv in Mvar | 8.6629 | ElmTr3
2026 | 2026_DzMD_GzMX_Dp00_Gp00 | A3 -Florencia 33 kV | All generators | 0.98 | cap | Dorada 115/33/13.8 kV | m:Q:bushv in Mvar | 8.4566 | ElmTr3
2026 | 2026_DzMD_GzMX_Dp00_Gp00 | A3 -Florencia 33 kV | All generators | 0.99 | cap | Dorada 115/33/13.8 kV | m:Q:bushv in Mvar | 8.2098 | ElmTr3
2026 | 2026_DzMD_GzMX_Dp00_Gp00 | A3 -Florencia 33 kV | All generators | 1 | cap | Dorada 115/33/13.8 kV | m:Q:bushv in Mvar | 7.6835 | ElmTr3
2026 | 2026_DzMD_GzMX_Dp00_Gp00 | A3 -Florencia 33 kV | All generators | 0.9 | cap | Dorada 115/33/13.8 kV | m:cosphi:bushv | -0.833 | ElmTr3
2026 | 2026_DzMD_GzMX_Dp00_Gp00 | A3 -Florencia 33 kV | All generators | 0.91 | cap | Dorada 115/33/13.8 kV | m:cosphi:bushv | -0.8383 | ElmTr3
2026 | 2026_DzMD_GzMX_Dp00_Gp00 | A3 -Florencia 33 kV | All generators | 0.92 | cap | Dorada 115/33/13.8 kV | m:cosphi:bushv | -0.84328 | ElmTr3
2026 | 2026_DzMD_GzMX_Dp00_Gp00 | A3 -Florencia 33 kV | All generators | 0.93 | cap | Dorada 115/33/13.8 kV | m:cosphi:bushv | -0.84805 | ElmTr3
2026 | 2026_DzMD_GzMX_Dp00_Gp00 | A3 -Florencia 33 kV | All generators | 0.94 | cap | Dorada 115/33/13.8 kV | m:cosphi:bushv | -0.85268 | ElmTr3
2026 | 2026_DzMD_GzMX_Dp00_Gp00 | A3 -Florencia 33 kV | All generators | 0.95 | cap | Dorada 115/33/13.8 kV | m:cosphi:bushv | -0.85726 | ElmTr3
2026 | 2026_DzMD_GzMX_Dp00_Gp00 | A3 -Florencia 33 kV | All generators | 0.96 | cap | Dorada 115/33/13.8 kV | m:cosphi:bushv | -0.86188 | ElmTr3
2026 | 2026_DzMD_GzMX_Dp00_Gp00 | A3 -Florencia 33 kV | All generators | 0.97 | cap | Dorada 115/33/13.8 kV | m:cosphi:bushv | -0.86667 | ElmTr3
2026 | 2026_DzMD_GzMX_Dp00_Gp00 | A3 -Florencia 33 kV | All generators | 0.98 | cap | Dorada 115/33/13.8 kV | m:cosphi:bushv | -0.87185 | ElmTr3
2026 | 2026_DzMD_GzMX_Dp00_Gp00 | A3 -Florencia 33 kV | All generators | 0.99 | cap | Dorada 115/33/13.8 kV | m:cosphi:bushv | -0.87795 | ElmTr3
2026 | 2026_DzMD_GzMX_Dp00_Gp00 | A3 -Florencia 33 kV | All generators | 1 | cap | Dorada 115/33/13.8 kV | m:cosphi:bushv | -0.89066 | ElmTr3
2026 | 2026_DzMD_GzMX_Dp00_Gp00 | A3 -Florencia 33 kV | All generators | 0.9 | cap | Manzanares 115/33/13.8 kV | m:P:bushv in MW | -25.4424 | ElmTr3
2026 | 2026_DzMD_GzMX_Dp00_Gp00 | A3 -Florencia 33 kV | All generators | 0.91 | cap | Manzanares 115/33/13.8 kV | m:P:bushv in MW | -25.5918 | ElmTr3
2026 | 2026_DzMD_GzMX_Dp00_Gp00 | A3 -Florencia 33 kV | All generators | 0.92 | cap | Manzanares 115/33/13.8 kV | m:P:bushv in MW | -25.7285 | ElmTr3
2026 | 2026_DzMD_GzMX_Dp00_Gp00 | A3 -Florencia 33 kV | All generators | 0.93 | cap | Manzanares 115/33/13.8 kV | m:P:bushv in MW | -25.8559 | ElmTr3
2026 | 2026_DzMD_GzMX_Dp00_Gp00 | A3 -Florencia 33 kV | All generators | 0.94 | cap | Manzanares 115/33/13.8 kV | m:P:bushv in MW | -25.9764 | ElmTr3
2026 | 2026_DzMD_GzMX_Dp00_Gp00 | A3 -Florencia 33 kV | All generators | 0.95 | cap | Manzanares 115/33/13.8 kV | m:P:bushv in MW | -26.0924 | ElmTr3
2026 | 2026_DzMD_GzMX_Dp00_Gp00 | A3 -Florencia 33 kV | All generators | 0.96 | cap | Manzanares 115/33/13.8 kV | m:P:bushv in MW | -26.206 | ElmTr3
2026 | 2026_DzMD_GzMX_Dp00_Gp00 | A3 -Florencia 33 kV | All generators | 0.97 | cap | Manzanares 115/33/13.8 kV | m:P:bushv in MW | -26.32 | ElmTr3
2026 | 2026_DzMD_GzMX_Dp00_Gp00 | A3 -Florencia 33 kV | All generators | 0.98 | cap | Manzanares 115/33/13.8 kV | m:P:bushv in MW | -26.4391 | ElmTr3
2026 | 2026_DzMD_GzMX_Dp00_Gp00 | A3 -Florencia 33 kV | All generators | 0.99 | cap | Manzanares 115/33/13.8 kV | m:P:bushv in MW | -26.5737 | ElmTr3
2026 | 2026_DzMD_GzMX_Dp00_Gp00 | A3 -Florencia 33 kV | All generators | 1 | cap | Manzanares 115/33/13.8 kV | m:P:bushv in MW | -26.8322 | ElmTr3
2026 | 2026_DzMD_GzMX_Dp00_Gp00 | A3 -Florencia 33 kV | All generators | 0.9 | cap | Manzanares 115/33/13.8 kV | m:Q:bushv in Mvar | 17.9098 | ElmTr3
2026 | 2026_DzMD_GzMX_Dp00_Gp00 | A3 -Florencia 33 kV | All generators | 0.91 | cap | Manzanares 115/33/13.8 kV | m:Q:bushv in Mvar | 17.3911 | ElmTr3
2026 | 2026_DzMD_GzMX_Dp00_Gp00 | A3 -Florencia 33 kV | All generators | 0.92 | cap | Manzanares 115/33/13.8 kV | m:Q:bushv in Mvar | 16.897 | ElmTr3
2026 | 2026_DzMD_GzMX_Dp00_Gp00 | A3 -Florencia 33 kV | All generators | 0.93 | cap | Manzanares 115/33/13.8 kV | m:Q:bushv in Mvar | 16.4183 | ElmTr3
2026 | 2026_DzMD_GzMX_Dp00_Gp00 | A3 -Florencia 33 kV | All generators | 0.94 | cap | Manzanares 115/33/13.8 kV | m:Q:bushv in Mvar | 15.947 | ElmTr3
2026 | 2026_DzMD_GzMX_Dp00_Gp00 | A3 -Florencia 33 kV | All generators | 0.95 | cap | Manzanares 115/33/13.8 kV | m:Q:bushv in Mvar | 15.4752 | ElmTr3
2026 | 2026_DzMD_GzMX_Dp00_Gp00 | A3 -Florencia 33 kV | All generators | 0.96 | cap | Manzanares 115/33/13.8 kV | m:Q:bushv in Mvar | 14.993 | ElmTr3
2026 | 2026_DzMD_GzMX_Dp00_Gp00 | A3 -Florencia 33 kV | All generators | 0.97 | cap | Manzanares 115/33/13.8 kV | m:Q:bushv in Mvar | 14.4865 | ElmTr3
2026 | 2026_DzMD_GzMX_Dp00_Gp00 | A3 -Florencia 33 kV | All generators | 0.98 | cap | Manzanares 115/33/13.8 kV | m:Q:bushv in Mvar | 13.9306 | ElmTr3
2026 | 2026_DzMD_GzMX_Dp00_Gp00 | A3 -Florencia 33 kV | All generators | 0.99 | cap | Manzanares 115/33/13.8 kV | m:Q:bushv in Mvar | 13.2629 | ElmTr3
2026 | 2026_DzMD_GzMX_Dp00_Gp00 | A3 -Florencia 33 kV | All generators | 1 | cap | Manzanares 115/33/13.8 kV | m:Q:bushv in Mvar | 11.8302 | ElmTr3
2026 | 2026_DzMD_GzMX_Dp00_Gp00 | A3 -Florencia 33 kV | All generators | 0.9 | cap | Manzanares 115/33/13.8 kV | m:cosphi:bushv | -0.81772 | ElmTr3
2026 | 2026_DzMD_GzMX_Dp00_Gp00 | A3 -Florencia 33 kV | All generators | 0.91 | cap | Manzanares 115/33/13.8 kV | m:cosphi:bushv | -0.8271 | ElmTr3
2026 | 2026_DzMD_GzMX_Dp00_Gp00 | A3 -Florencia 33 kV | All generators | 0.92 | cap | Manzanares 115/33/13.8 kV | m:cosphi:bushv | -0.83586 | ElmTr3
2026 | 2026_DzMD_GzMX_Dp00_Gp00 | A3 -Florencia 33 kV | All generators | 0.93 | cap | Manzanares 115/33/13.8 kV | m:cosphi:bushv | -0.84419 | ElmTr3
2026 | 2026_DzMD_GzMX_Dp00_Gp00 | A3 -Florencia 33 kV | All generators | 0.94 | cap | Manzanares 115/33/13.8 kV | m:cosphi:bushv | -0.85222 | ElmTr3
2026 | 2026_DzMD_GzMX_Dp00_Gp00 | A3 -Florencia 33 kV | All generators | 0.95 | cap | Manzanares 115/33/13.8 kV | m:cosphi:bushv | -0.8601 | ElmTr3
2026 | 2026_DzMD_GzMX_Dp00_Gp00 | A3 -Florencia 33 kV | All generators | 0.96 | cap | Manzanares 115/33/13.8 kV | m:cosphi:bushv | -0.86798 | ElmTr3
2026 | 2026_DzMD_GzMX_Dp00_Gp00 | A3 -Florencia 33 kV | All generators | 0.97 | cap | Manzanares 115/33/13.8 kV | m:cosphi:bushv | -0.87607 | ElmTr3
2026 | 2026_DzMD_GzMX_Dp00_Gp00 | A3 -Florencia 33 kV | All generators | 0.98 | cap | Manzanares 115/33/13.8 kV | m:cosphi:bushv | -0.88471 | ElmTr3
2026 | 2026_DzMD_GzMX_Dp00_Gp00 | A3 -Florencia 33 kV | All generators | 0.99 | cap | Manzanares 115/33/13.8 kV | m:cosphi:bushv | -0.89475 | ElmTr3
2026 | 2026_DzMD_GzMX_Dp00_Gp00 | A3 -Florencia 33 kV | All generators | 1 | cap | Manzanares 115/33/13.8 kV | m:cosphi:bushv | -0.91501 | ElmTr3
2026 | 2026_DzMD_GzMX_Dp00_Gp00 | A3 -Florencia 33 kV | All generators | 0.9 | cap | Purnio 230/115 | m:P:bushv in MW | -67.4041 | ElmTr3
2026 | 2026_DzMD_GzMX_Dp00_Gp00 | A3 -Florencia 33 kV | All generators | 0.91 | cap | Purnio 230/115 | m:P:bushv in MW | -67.4302 | ElmTr3
2026 | 2026_DzMD_GzMX_Dp00_Gp00 | A3 -Florencia 33 kV | All generators | 0.92 | cap | Purnio 230/115 | m:P:bushv in MW | -67.4527 | ElmTr3
2026 | 2026_DzMD_GzMX_Dp00_Gp00 | A3 -Florencia 33 kV | All generators | 0.93 | cap | Purnio 230/115 | m:P:bushv in MW | -67.4724 | ElmTr3
2026 | 2026_DzMD_GzMX_Dp00_Gp00 | A3 -Florencia 33 kV | All generators | 0.94 | cap | Purnio 230/115 | m:P:bushv in MW | -67.4897 | ElmTr3
2026 | 2026_DzMD_GzMX_Dp00_Gp00 | A3 -Florencia 33 kV | All generators | 0.95 | cap | Purnio 230/115 | m:P:bushv in MW | -67.5051 | ElmTr3
2026 | 2026_DzMD_GzMX_Dp00_Gp00 | A3 -Florencia 33 kV | All generators | 0.96 | cap | Purnio 230/115 | m:P:bushv in MW | -67.5187 | ElmTr3
2026 | 2026_DzMD_GzMX_Dp00_Gp00 | A3 -Florencia 33 kV | All generators | 0.97 | cap | Purnio 230/115 | m:P:bushv in MW | -67.5309 | ElmTr3
2026 | 2026_DzMD_GzMX_Dp00_Gp00 | A3 -Florencia 33 kV | All generators | 0.98 | cap | Purnio 230/115 | m:P:bushv in MW | -67.5417 | ElmTr3
2026 | 2026_DzMD_GzMX_Dp00_Gp00 | A3 -Florencia 33 kV | All generators | 0.99 | cap | Purnio 230/115 | m:P:bushv in MW | -67.5511 | ElmTr3
2026 | 2026_DzMD_GzMX_Dp00_Gp00 | A3 -Florencia 33 kV | All generators | 1 | cap | Purnio 230/115 | m:P:bushv in MW | -67.5587 | ElmTr3
2026 | 2026_DzMD_GzMX_Dp00_Gp00 | A3 -Florencia 33 kV | All generators | 0.9 | cap | Purnio 230/115 | m:Q:bushv in Mvar | 23.6249 | ElmTr3
2026 | 2026_DzMD_GzMX_Dp00_Gp00 | A3 -Florencia 33 kV | All generators | 0.91 | cap | Purnio 230/115 | m:Q:bushv in Mvar | 23.3616 | ElmTr3
2026 | 2026_DzMD_GzMX_Dp00_Gp00 | A3 -Florencia 33 kV | All generators | 0.92 | cap | Purnio 230/115 | m:Q:bushv in Mvar | 23.111 | ElmTr3
2026 | 2026_DzMD_GzMX_Dp00_Gp00 | A3 -Florencia 33 kV | All generators | 0.93 | cap | Purnio 230/115 | m:Q:bushv in Mvar | 22.8685 | ElmTr3
2026 | 2026_DzMD_GzMX_Dp00_Gp00 | A3 -Florencia 33 kV | All generators | 0.94 | cap | Purnio 230/115 | m:Q:bushv in Mvar | 22.63 | ElmTr3
2026 | 2026_DzMD_GzMX_Dp00_Gp00 | A3 -Florencia 33 kV | All generators | 0.95 | cap | Purnio 230/115 | m:Q:bushv in Mvar | 22.3914 | ElmTr3
2026 | 2026_DzMD_GzMX_Dp00_Gp00 | A3 -Florencia 33 kV | All generators | 0.96 | cap | Purnio 230/115 | m:Q:bushv in Mvar | 22.1477 | ElmTr3
2026 | 2026_DzMD_GzMX_Dp00_Gp00 | A3 -Florencia 33 kV | All generators | 0.97 | cap | Purnio 230/115 | m:Q:bushv in Mvar | 21.892 | ElmTr3
2026 | 2026_DzMD_GzMX_Dp00_Gp00 | A3 -Florencia 33 kV | All generators | 0.98 | cap | Purnio 230/115 | m:Q:bushv in Mvar | 21.6117 | ElmTr3
2026 | 2026_DzMD_GzMX_Dp00_Gp00 | A3 -Florencia 33 kV | All generators | 0.99 | cap | Purnio 230/115 | m:Q:bushv in Mvar | 21.2753 | ElmTr3
2026 | 2026_DzMD_GzMX_Dp00_Gp00 | A3 -Florencia 33 kV | All generators | 1 | cap | Purnio 230/115 | m:Q:bushv in Mvar | 20.5548 | ElmTr3
2026 | 2026_DzMD_GzMX_Dp00_Gp00 | A3 -Florencia 33 kV | All generators | 0.9 | cap | Purnio 230/115 | m:cosphi:bushv | -0.94371 | ElmTr3
2026 | 2026_DzMD_GzMX_Dp00_Gp00 | A3 -Florencia 33 kV | All generators | 0.91 | cap | Purnio 230/115 | m:cosphi:bushv | -0.9449 | ElmTr3
2026 | 2026_DzMD_GzMX_Dp00_Gp00 | A3 -Florencia 33 kV | All generators | 0.92 | cap | Purnio 230/115 | m:cosphi:bushv | -0.94601 | ElmTr3
2026 | 2026_DzMD_GzMX_Dp00_Gp00 | A3 -Florencia 33 kV | All generators | 0.93 | cap | Purnio 230/115 | m:cosphi:bushv | -0.94708 | ElmTr3
2026 | 2026_DzMD_GzMX_Dp00_Gp00 | A3 -Florencia 33 kV | All generators | 0.94 | cap | Purnio 230/115 | m:cosphi:bushv | -0.94812 | ElmTr3
2026 | 2026_DzMD_GzMX_Dp00_Gp00 | A3 -Florencia 33 kV | All generators | 0.95 | cap | Purnio 230/115 | m:cosphi:bushv | -0.94915 | ElmTr3
2026 | 2026_DzMD_GzMX_Dp00_Gp00 | A3 -Florencia 33 kV | All generators | 0.96 | cap | Purnio 230/115 | m:cosphi:bushv | -0.95019 | ElmTr3
2026 | 2026_DzMD_GzMX_Dp00_Gp00 | A3 -Florencia 33 kV | All generators | 0.97 | cap | Purnio 230/115 | m:cosphi:bushv | -0.95126 | ElmTr3
2026 | 2026_DzMD_GzMX_Dp00_Gp00 | A3 -Florencia 33 kV | All generators | 0.98 | cap | Purnio 230/115 | m:cosphi:bushv | -0.95243 | ElmTr3
2026 | 2026_DzMD_GzMX_Dp00_Gp00 | A3 -Florencia 33 kV | All generators | 0.99 | cap | Purnio 230/115 | m:cosphi:bushv | -0.95381 | ElmTr3
2026 | 2026_DzMD_GzMX_Dp00_Gp00 | A3 -Florencia 33 kV | All generators | 1 | cap | Purnio 230/115 | m:cosphi:bushv | -0.9567 | ElmTr3
2026 | 2026_DzMD_GzMX_Dp00_Gp00 | A3 -Florencia 33 kV | All generators | 0.9 | cap | Victoria 115/33/13.8 kV | m:P:bushv in MW | -11.3972 | ElmTr3
2026 | 2026_DzMD_GzMX_Dp00_Gp00 | A3 -Florencia 33 kV | All generators | 0.91 | cap | Victoria 115/33/13.8 kV | m:P:bushv in MW | -11.4207 | ElmTr3
2026 | 2026_DzMD_GzMX_Dp00_Gp00 | A3 -Florencia 33 kV | All generators | 0.92 | cap | Victoria 115/33/13.8 kV | m:P:bushv in MW | -11.4403 | ElmTr3
2026 | 2026_DzMD_GzMX_Dp00_Gp00 | A3 -Florencia 33 kV | All generators | 0.93 | cap | Victoria 115/33/13.8 kV | m:P:bushv in MW | -11.4566 | ElmTr3
2026 | 2026_DzMD_GzMX_Dp00_Gp00 | A3 -Florencia 33 kV | All generators | 0.94 | cap | Victoria 115/33/13.8 kV | m:P:bushv in MW | -11.4702 | ElmTr3
2026 | 2026_DzMD_GzMX_Dp00_Gp00 | A3 -Florencia 33 kV | All generators | 0.95 | cap | Victoria 115/33/13.8 kV | m:P:bushv in MW | -11.4815 | ElmTr3
2026 | 2026_DzMD_GzMX_Dp00_Gp00 | A3 -Florencia 33 kV | All generators | 0.96 | cap | Victoria 115/33/13.8 kV | m:P:bushv in MW | -11.4905 | ElmTr3
2026 | 2026_DzMD_GzMX_Dp00_Gp00 | A3 -Florencia 33 kV | All generators | 0.97 | cap | Victoria 115/33/13.8 kV | m:P:bushv in MW | -11.4972 | ElmTr3
2026 | 2026_DzMD_GzMX_Dp00_Gp00 | A3 -Florencia 33 kV | All generators | 0.98 | cap | Victoria 115/33/13.8 kV | m:P:bushv in MW | -11.5015 | ElmTr3
2026 | 2026_DzMD_GzMX_Dp00_Gp00 | A3 -Florencia 33 kV | All generators | 0.99 | cap | Victoria 115/33/13.8 kV | m:P:bushv in MW | -11.5024 | ElmTr3
2026 | 2026_DzMD_GzMX_Dp00_Gp00 | A3 -Florencia 33 kV | All generators | 1 | cap | Victoria 115/33/13.8 kV | m:P:bushv in MW | -11.4888 | ElmTr3
2026 | 2026_DzMD_GzMX_Dp00_Gp00 | A3 -Florencia 33 kV | All generators | 0.9 | cap | Victoria 115/33/13.8 kV | m:Q:bushv in Mvar | 10.0962 | ElmTr3
2026 | 2026_DzMD_GzMX_Dp00_Gp00 | A3 -Florencia 33 kV | All generators | 0.91 | cap | Victoria 115/33/13.8 kV | m:Q:bushv in Mvar | 9.7772 | ElmTr3
2026 | 2026_DzMD_GzMX_Dp00_Gp00 | A3 -Florencia 33 kV | All generators | 0.92 | cap | Victoria 115/33/13.8 kV | m:Q:bushv in Mvar | 9.474 | ElmTr3
2026 | 2026_DzMD_GzMX_Dp00_Gp00 | A3 -Florencia 33 kV | All generators | 0.93 | cap | Victoria 115/33/13.8 kV | m:Q:bushv in Mvar | 9.1811 | ElmTr3
2026 | 2026_DzMD_GzMX_Dp00_Gp00 | A3 -Florencia 33 kV | All generators | 0.94 | cap | Victoria 115/33/13.8 kV | m:Q:bushv in Mvar | 8.8935 | ElmTr3
2026 | 2026_DzMD_GzMX_Dp00_Gp00 | A3 -Florencia 33 kV | All generators | 0.95 | cap | Victoria 115/33/13.8 kV | m:Q:bushv in Mvar | 8.6061 | ElmTr3
2026 | 2026_DzMD_GzMX_Dp00_Gp00 | A3 -Florencia 33 kV | All generators | 0.96 | cap | Victoria 115/33/13.8 kV | m:Q:bushv in Mvar | 8.3132 | ElmTr3
2026 | 2026_DzMD_GzMX_Dp00_Gp00 | A3 -Florencia 33 kV | All generators | 0.97 | cap | Victoria 115/33/13.8 kV | m:Q:bushv in Mvar | 8.0062 | ElmTr3
2026 | 2026_DzMD_GzMX_Dp00_Gp00 | A3 -Florencia 33 kV | All generators | 0.98 | cap | Victoria 115/33/13.8 kV | m:Q:bushv in Mvar | 7.6702 | ElmTr3
2026 | 2026_DzMD_GzMX_Dp00_Gp00 | A3 -Florencia 33 kV | All generators | 0.99 | cap | Victoria 115/33/13.8 kV | m:Q:bushv in Mvar | 7.2677 | ElmTr3
2026 | 2026_DzMD_GzMX_Dp00_Gp00 | A3 -Florencia 33 kV | All generators | 1 | cap | Victoria 115/33/13.8 kV | m:Q:bushv in Mvar | 6.4082 | ElmTr3
2026 | 2026_DzMD_GzMX_Dp00_Gp00 | A3 -Florencia 33 kV | All generators | 0.9 | cap | Victoria 115/33/13.8 kV | m:cosphi:bushv | -0.74854 | ElmTr3
2026 | 2026_DzMD_GzMX_Dp00_Gp00 | A3 -Florencia 33 kV | All generators | 0.91 | cap | Victoria 115/33/13.8 kV | m:cosphi:bushv | -0.75965 | ElmTr3
2026 | 2026_DzMD_GzMX_Dp00_Gp00 | A3 -Florencia 33 kV | All generators | 0.92 | cap | Victoria 115/33/13.8 kV | m:cosphi:bushv | -0.77019 | ElmTr3
2026 | 2026_DzMD_GzMX_Dp00_Gp00 | A3 -Florencia 33 kV | All generators | 0.93 | cap | Victoria 115/33/13.8 kV | m:cosphi:bushv | -0.78034 | ElmTr3
2026 | 2026_DzMD_GzMX_Dp00_Gp00 | A3 -Florencia 33 kV | All generators | 0.94 | cap | Victoria 115/33/13.8 kV | m:cosphi:bushv | -0.79028 | ElmTr3
2026 | 2026_DzMD_GzMX_Dp00_Gp00 | A3 -Florencia 33 kV | All generators | 0.95 | cap | Victoria 115/33/13.8 kV | m:cosphi:bushv | -0.80017 | ElmTr3
2026 | 2026_DzMD_GzMX_Dp00_Gp00 | A3 -Florencia 33 kV | All generators | 0.96 | cap | Victoria 115/33/13.8 kV | m:cosphi:bushv | -0.81019 | ElmTr3
2026 | 2026_DzMD_GzMX_Dp00_Gp00 | A3 -Florencia 33 kV | All generators | 0.97 | cap | Victoria 115/33/13.8 kV | m:cosphi:bushv | -0.82063 | ElmTr3
2026 | 2026_DzMD_GzMX_Dp00_Gp00 | A3 -Florencia 33 kV | All generators | 0.98 | cap | Victoria 115/33/13.8 kV | m:cosphi:bushv | -0.83197 | ElmTr3
2026 | 2026_DzMD_GzMX_Dp00_Gp00 | A3 -Florencia 33 kV | All generators | 0.99 | cap | Victoria 115/33/13.8 kV | m:cosphi:bushv | -0.84539 | ElmTr3
2026 | 2026_DzMD_GzMX_Dp00_Gp00 | A3 -Florencia 33 kV | All generators | 1 | cap | Victoria 115/33/13.8 kV | m:cosphi:bushv | -0.87333 | ElmTr3
2026 | 2026_DzMD_GzMX_Dp00_Gp00 | A3 -Florencia 33 kV | All generators | 0.9 | ind | Dorada - Magdalena 115 kV | m:P:bus1 in MW | 78.3037 | ElmLne
2026 | 2026_DzMD_GzMX_Dp00_Gp00 | A3 -Florencia 33 kV | All generators | 0.91 | ind | Dorada - Magdalena 115 kV | m:P:bus1 in MW | 78.2943 | ElmLne
2026 | 2026_DzMD_GzMX_Dp00_Gp00 | A3 -Florencia 33 kV | All generators | 0.92 | ind | Dorada - Magdalena 115 kV | m:P:bus1 in MW | 78.2844 | ElmLne
2026 | 2026_DzMD_GzMX_Dp00_Gp00 | A3 -Florencia 33 kV | All generators | 0.93 | ind | Dorada - Magdalena 115 kV | m:P:bus1 in MW | 78.2739 | ElmLne
2026 | 2026_DzMD_GzMX_Dp00_Gp00 | A3 -Florencia 33 kV | All generators | 0.94 | ind | Dorada - Magdalena 115 kV | m:P:bus1 in MW | 78.2626 | ElmLne
2026 | 2026_DzMD_GzMX_Dp00_Gp00 | A3 -Florencia 33 kV | All generators | 0.95 | ind | Dorada - Magdalena 115 kV | m:P:bus1 in MW | 78.2503 | ElmLne
2026 | 2026_DzMD_GzMX_Dp00_Gp00 | A3 -Florencia 33 kV | All generators | 0.96 | ind | Dorada - Magdalena 115 kV | m:P:bus1 in MW | 78.2366 | ElmLne
2026 | 2026_DzMD_GzMX_Dp00_Gp00 | A3 -Florencia 33 kV | All generators | 0.97 | ind | Dorada - Magdalena 115 kV | m:P:bus1 in MW | 78.221 | ElmLne
2026 | 2026_DzMD_GzMX_Dp00_Gp00 | A3 -Florencia 33 kV | All generators | 0.98 | ind | Dorada - Magdalena 115 kV | m:P:bus1 in MW | 78.2021 | ElmLne
2026 | 2026_DzMD_GzMX_Dp00_Gp00 | A3 -Florencia 33 kV | All generators | 0.99 | ind | Dorada - Magdalena 115 kV | m:P:bus1 in MW | 78.1769 | ElmLne
2026 | 2026_DzMD_GzMX_Dp00_Gp00 | A3 -Florencia 33 kV | All generators | 1 | ind | Dorada - Magdalena 115 kV | m:P:bus1 in MW | 78.1113 | ElmLne
2026 | 2026_DzMD_GzMX_Dp00_Gp00 | A3 -Florencia 33 kV | All generators | 0.9 | ind | Dorada - Magdalena 115 kV | m:P:bus2 in MW | -77.9623 | ElmLne
2026 | 2026_DzMD_GzMX_Dp00_Gp00 | A3 -Florencia 33 kV | All generators | 0.91 | ind | Dorada - Magdalena 115 kV | m:P:bus2 in MW | -77.9529 | ElmLne
2026 | 2026_DzMD_GzMX_Dp00_Gp00 | A3 -Florencia 33 kV | All generators | 0.92 | ind | Dorada - Magdalena 115 kV | m:P:bus2 in MW | -77.943 | ElmLne
2026 | 2026_DzMD_GzMX_Dp00_Gp00 | A3 -Florencia 33 kV | All generators | 0.93 | ind | Dorada - Magdalena 115 kV | m:P:bus2 in MW | -77.9325 | ElmLne
2026 | 2026_DzMD_GzMX_Dp00_Gp00 | A3 -Florencia 33 kV | All generators | 0.94 | ind | Dorada - Magdalena 115 kV | m:P:bus2 in MW | -77.9212 | ElmLne
2026 | 2026_DzMD_GzMX_Dp00_Gp00 | A3 -Florencia 33 kV | All generators | 0.95 | ind | Dorada - Magdalena 115 kV | m:P:bus2 in MW | -77.9088 | ElmLne
2026 | 2026_DzMD_GzMX_Dp00_Gp00 | A3 -Florencia 33 kV | All generators | 0.96 | ind | Dorada - Magdalena 115 kV | m:P:bus2 in MW | -77.8951 | ElmLne
2026 | 2026_DzMD_GzMX_Dp00_Gp00 | A3 -Florencia 33 kV | All generators | 0.97 | ind | Dorada - Magdalena 115 kV | m:P:bus2 in MW | -77.8794 | ElmLne
2026 | 2026_DzMD_GzMX_Dp00_Gp00 | A3 -Florencia 33 kV | All generators | 0.98 | ind | Dorada - Magdalena 115 kV | m:P:bus2 in MW | -77.8605 | ElmLne
2026 | 2026_DzMD_GzMX_Dp00_Gp00 | A3 -Florencia 33 kV | All generators | 0.99 | ind | Dorada - Magdalena 115 kV | m:P:bus2 in MW | -77.8353 | ElmLne
2026 | 2026_DzMD_GzMX_Dp00_Gp00 | A3 -Florencia 33 kV | All generators | 1 | ind | Dorada - Magdalena 115 kV | m:P:bus2 in MW | -77.7696 | ElmLne
2026 | 2026_DzMD_GzMX_Dp00_Gp00 | A3 -Florencia 33 kV | All generators | 0.9 | ind | Dorada - Magdalena 115 kV | m:Q:bus1 in Mvar | 3.0296 | ElmLne
2026 | 2026_DzMD_GzMX_Dp00_Gp00 | A3 -Florencia 33 kV | All generators | 0.91 | ind | Dorada - Magdalena 115 kV | m:Q:bus1 in Mvar | 3.0024 | ElmLne
2026 | 2026_DzMD_GzMX_Dp00_Gp00 | A3 -Florencia 33 kV | All generators | 0.92 | ind | Dorada - Magdalena 115 kV | m:Q:bus1 in Mvar | 2.9739 | ElmLne
2026 | 2026_DzMD_GzMX_Dp00_Gp00 | A3 -Florencia 33 kV | All generators | 0.93 | ind | Dorada - Magdalena 115 kV | m:Q:bus1 in Mvar | 2.944 | ElmLne
2026 | 2026_DzMD_GzMX_Dp00_Gp00 | A3 -Florencia 33 kV | All generators | 0.94 | ind | Dorada - Magdalena 115 kV | m:Q:bus1 in Mvar | 2.912 | ElmLne
2026 | 2026_DzMD_GzMX_Dp00_Gp00 | A3 -Florencia 33 kV | All generators | 0.95 | ind | Dorada - Magdalena 115 kV | m:Q:bus1 in Mvar | 2.8776 | ElmLne
2026 | 2026_DzMD_GzMX_Dp00_Gp00 | A3 -Florencia 33 kV | All generators | 0.96 | ind | Dorada - Magdalena 115 kV | m:Q:bus1 in Mvar | 2.8397 | ElmLne
2026 | 2026_DzMD_GzMX_Dp00_Gp00 | A3 -Florencia 33 kV | All generators | 0.97 | ind | Dorada - Magdalena 115 kV | m:Q:bus1 in Mvar | 2.7967 | ElmLne
2026 | 2026_DzMD_GzMX_Dp00_Gp00 | A3 -Florencia 33 kV | All generators | 0.98 | ind | Dorada - Magdalena 115 kV | m:Q:bus1 in Mvar | 2.7457 | ElmLne
2026 | 2026_DzMD_GzMX_Dp00_Gp00 | A3 -Florencia 33 kV | All generators | 0.99 | ind | Dorada - Magdalena 115 kV | m:Q:bus1 in Mvar | 2.6787 | ElmLne
2026 | 2026_DzMD_GzMX_Dp00_Gp00 | A3 -Florencia 33 kV | All generators | 1 | ind | Dorada - Magdalena 115 kV | m:Q:bus1 in Mvar | 2.5098 | ElmLne
2026 | 2026_DzMD_GzMX_Dp00_Gp00 | A3 -Florencia 33 kV | All generators | 0.9 | ind | Dorada - Magdalena 115 kV | m:Q:bus2 in Mvar | -1.6837 | ElmLne
2026 | 2026_DzMD_GzMX_Dp00_Gp00 | A3 -Florencia 33 kV | All generators | 0.91 | ind | Dorada - Magdalena 115 kV | m:Q:bus2 in Mvar | -1.6563 | ElmLne
2026 | 2026_DzMD_GzMX_Dp00_Gp00 | A3 -Florencia 33 kV | All generators | 0.92 | ind | Dorada - Magdalena 115 kV | m:Q:bus2 in Mvar | -1.6277 | ElmLne
2026 | 2026_DzMD_GzMX_Dp00_Gp00 | A3 -Florencia 33 kV | All generators | 0.93 | ind | Dorada - Magdalena 115 kV | m:Q:bus2 in Mvar | -1.5975 | ElmLne
2026 | 2026_DzMD_GzMX_Dp00_Gp00 | A3 -Florencia 33 kV | All generators | 0.94 | ind | Dorada - Magdalena 115 kV | m:Q:bus2 in Mvar | -1.5653 | ElmLne
2026 | 2026_DzMD_GzMX_Dp00_Gp00 | A3 -Florencia 33 kV | All generators | 0.95 | ind | Dorada - Magdalena 115 kV | m:Q:bus2 in Mvar | -1.5306 | ElmLne
2026 | 2026_DzMD_GzMX_Dp00_Gp00 | A3 -Florencia 33 kV | All generators | 0.96 | ind | Dorada - Magdalena 115 kV | m:Q:bus2 in Mvar | -1.4924 | ElmLne
2026 | 2026_DzMD_GzMX_Dp00_Gp00 | A3 -Florencia 33 kV | All generators | 0.97 | ind | Dorada - Magdalena 115 kV | m:Q:bus2 in Mvar | -1.4492 | ElmLne
2026 | 2026_DzMD_GzMX_Dp00_Gp00 | A3 -Florencia 33 kV | All generators | 0.98 | ind | Dorada - Magdalena 115 kV | m:Q:bus2 in Mvar | -1.3978 | ElmLne
2026 | 2026_DzMD_GzMX_Dp00_Gp00 | A3 -Florencia 33 kV | All generators | 0.99 | ind | Dorada - Magdalena 115 kV | m:Q:bus2 in Mvar | -1.3303 | ElmLne
2026 | 2026_DzMD_GzMX_Dp00_Gp00 | A3 -Florencia 33 kV | All generators | 1 | ind | Dorada - Magdalena 115 kV | m:Q:bus2 in Mvar | -1.1605 | ElmLne
2026 | 2026_DzMD_GzMX_Dp00_Gp00 | A3 -Florencia 33 kV | All generators | 0.9 | ind | Dorada - Magdalena 115 kV | m:cosphi:bus1 | 0.99925 | ElmLne
2026 | 2026_DzMD_GzMX_Dp00_Gp00 | A3 -Florencia 33 kV | All generators | 0.91 | ind | Dorada - Magdalena 115 kV | m:cosphi:bus1 | 0.99927 | ElmLne
2026 | 2026_DzMD_GzMX_Dp00_Gp00 | A3 -Florencia 33 kV | All generators | 0.92 | ind | Dorada - Magdalena 115 kV | m:cosphi:bus1 | 0.99928 | ElmLne
2026 | 2026_DzMD_GzMX_Dp00_Gp00 | A3 -Florencia 33 kV | All generators | 0.93 | ind | Dorada - Magdalena 115 kV | m:cosphi:bus1 | 0.99929 | ElmLne
2026 | 2026_DzMD_GzMX_Dp00_Gp00 | A3 -Florencia 33 kV | All generators | 0.94 | ind | Dorada - Magdalena 115 kV | m:cosphi:bus1 | 0.99931 | ElmLne
2026 | 2026_DzMD_GzMX_Dp00_Gp00 | A3 -Florencia 33 kV | All generators | 0.95 | ind | Dorada - Magdalena 115 kV | m:cosphi:bus1 | 0.99933 | ElmLne
2026 | 2026_DzMD_GzMX_Dp00_Gp00 | A3 -Florencia 33 kV | All generators | 0.96 | ind | Dorada - Magdalena 115 kV | m:cosphi:bus1 | 0.99934 | ElmLne
2026 | 2026_DzMD_GzMX_Dp00_Gp00 | A3 -Florencia 33 kV | All generators | 0.97 | ind | Dorada - Magdalena 115 kV | m:cosphi:bus1 | 0.99936 | ElmLne
2026 | 2026_DzMD_GzMX_Dp00_Gp00 | A3 -Florencia 33 kV | All generators | 0.98 | ind | Dorada - Magdalena 115 kV | m:cosphi:bus1 | 0.99938 | ElmLne
2026 | 2026_DzMD_GzMX_Dp00_Gp00 | A3 -Florencia 33 kV | All generators | 0.99 | ind | Dorada - Magdalena 115 kV | m:cosphi:bus1 | 0.99941 | ElmLne
2026 | 2026_DzMD_GzMX_Dp00_Gp00 | A3 -Florencia 33 kV | All generators | 1 | ind | Dorada - Magdalena 115 kV | m:cosphi:bus1 | 0.99948 | ElmLne
2026 | 2026_DzMD_GzMX_Dp00_Gp00 | A3 -Florencia 33 kV | All generators | 0.9 | ind | Dorada - Magdalena 115 kV | m:cosphi:bus2 | -0.99977 | ElmLne
2026 | 2026_DzMD_GzMX_Dp00_Gp00 | A3 -Florencia 33 kV | All generators | 0.91 | ind | Dorada - Magdalena 115 kV | m:cosphi:bus2 | -0.99977 | ElmLne
2026 | 2026_DzMD_GzMX_Dp00_Gp00 | A3 -Florencia 33 kV | All generators | 0.92 | ind | Dorada - Magdalena 115 kV | m:cosphi:bus2 | -0.99978 | ElmLne
2026 | 2026_DzMD_GzMX_Dp00_Gp00 | A3 -Florencia 33 kV | All generators | 0.93 | ind | Dorada - Magdalena 115 kV | m:cosphi:bus2 | -0.99979 | ElmLne
2026 | 2026_DzMD_GzMX_Dp00_Gp00 | A3 -Florencia 33 kV | All generators | 0.94 | ind | Dorada - Magdalena 115 kV | m:cosphi:bus2 | -0.9998 | ElmLne
2026 | 2026_DzMD_GzMX_Dp00_Gp00 | A3 -Florencia 33 kV | All generators | 0.95 | ind | Dorada - Magdalena 115 kV | m:cosphi:bus2 | -0.99981 | ElmLne
2026 | 2026_DzMD_GzMX_Dp00_Gp00 | A3 -Florencia 33 kV | All generators | 0.96 | ind | Dorada - Magdalena 115 kV | m:cosphi:bus2 | -0.99982 | ElmLne
2026 | 2026_DzMD_GzMX_Dp00_Gp00 | A3 -Florencia 33 kV | All generators | 0.97 | ind | Dorada - Magdalena 115 kV | m:cosphi:bus2 | -0.99983 | ElmLne
2026 | 2026_DzMD_GzMX_Dp00_Gp00 | A3 -Florencia 33 kV | All generators | 0.98 | ind | Dorada - Magdalena 115 kV | m:cosphi:bus2 | -0.99984 | ElmLne
2026 | 2026_DzMD_GzMX_Dp00_Gp00 | A3 -Florencia 33 kV | All generators | 0.99 | ind | Dorada - Magdalena 115 kV | m:cosphi:bus2 | -0.99985 | ElmLne
2026 | 2026_DzMD_GzMX_Dp00_Gp00 | A3 -Florencia 33 kV | All generators | 1 | ind | Dorada - Magdalena 115 kV | m:cosphi:bus2 | -0.99989 | ElmLne
2026 | 2026_DzMD_GzMX_Dp00_Gp00 | A3 -Florencia 33 kV | All generators | 0.9 | ind | Mariquita - Victoria 2 115 | m:P:bus1 in MW | -15.8553 | ElmLne
2026 | 2026_DzMD_GzMX_Dp00_Gp00 | A3 -Florencia 33 kV | All generators | 0.91 | ind | Mariquita - Victoria 2 115 | m:P:bus1 in MW | -15.854 | ElmLne
2026 | 2026_DzMD_GzMX_Dp00_Gp00 | A3 -Florencia 33 kV | All generators | 0.92 | ind | Mariquita - Victoria 2 115 | m:P:bus1 in MW | -15.8526 | ElmLne
2026 | 2026_DzMD_GzMX_Dp00_Gp00 | A3 -Florencia 33 kV | All generators | 0.93 | ind | Mariquita - Victoria 2 115 | m:P:bus1 in MW | -15.8512 | ElmLne
2026 | 2026_DzMD_GzMX_Dp00_Gp00 | A3 -Florencia 33 kV | All generators | 0.94 | ind | Mariquita - Victoria 2 115 | m:P:bus1 in MW | -15.8498 | ElmLne
2026 | 2026_DzMD_GzMX_Dp00_Gp00 | A3 -Florencia 33 kV | All generators | 0.95 | ind | Mariquita - Victoria 2 115 | m:P:bus1 in MW | -15.8483 | ElmLne
2026 | 2026_DzMD_GzMX_Dp00_Gp00 | A3 -Florencia 33 kV | All generators | 0.96 | ind | Mariquita - Victoria 2 115 | m:P:bus1 in MW | -15.8466 | ElmLne
2026 | 2026_DzMD_GzMX_Dp00_Gp00 | A3 -Florencia 33 kV | All generators | 0.97 | ind | Mariquita - Victoria 2 115 | m:P:bus1 in MW | -15.8448 | ElmLne
2026 | 2026_DzMD_GzMX_Dp00_Gp00 | A3 -Florencia 33 kV | All generators | 0.98 | ind | Mariquita - Victoria 2 115 | m:P:bus1 in MW | -15.8428 | ElmLne
2026 | 2026_DzMD_GzMX_Dp00_Gp00 | A3 -Florencia 33 kV | All generators | 0.99 | ind | Mariquita - Victoria 2 115 | m:P:bus1 in MW | -15.8403 | ElmLne
2026 | 2026_DzMD_GzMX_Dp00_Gp00 | A3 -Florencia 33 kV | All generators | 1 | ind | Mariquita - Victoria 2 115 | m:P:bus1 in MW | -15.8345 | ElmLne
2026 | 2026_DzMD_GzMX_Dp00_Gp00 | A3 -Florencia 33 kV | All generators | 0.9 | ind | Mariquita - Victoria 2 115 | m:P:bus2 in MW | 15.9344 | ElmLne
2026 | 2026_DzMD_GzMX_Dp00_Gp00 | A3 -Florencia 33 kV | All generators | 0.91 | ind | Mariquita - Victoria 2 115 | m:P:bus2 in MW | 15.9331 | ElmLne
2026 | 2026_DzMD_GzMX_Dp00_Gp00 | A3 -Florencia 33 kV | All generators | 0.92 | ind | Mariquita - Victoria 2 115 | m:P:bus2 in MW | 15.9317 | ElmLne
2026 | 2026_DzMD_GzMX_Dp00_Gp00 | A3 -Florencia 33 kV | All generators | 0.93 | ind | Mariquita - Victoria 2 115 | m:P:bus2 in MW | 15.9303 | ElmLne
2026 | 2026_DzMD_GzMX_Dp00_Gp00 | A3 -Florencia 33 kV | All generators | 0.94 | ind | Mariquita - Victoria 2 115 | m:P:bus2 in MW | 15.9289 | ElmLne
2026 | 2026_DzMD_GzMX_Dp00_Gp00 | A3 -Florencia 33 kV | All generators | 0.95 | ind | Mariquita - Victoria 2 115 | m:P:bus2 in MW | 15.9274 | ElmLne
2026 | 2026_DzMD_GzMX_Dp00_Gp00 | A3 -Florencia 33 kV | All generators | 0.96 | ind | Mariquita - Victoria 2 115 | m:P:bus2 in MW | 15.9257 | ElmLne
2026 | 2026_DzMD_GzMX_Dp00_Gp00 | A3 -Florencia 33 kV | All generators | 0.97 | ind | Mariquita - Victoria 2 115 | m:P:bus2 in MW | 15.9239 | ElmLne
2026 | 2026_DzMD_GzMX_Dp00_Gp00 | A3 -Florencia 33 kV | All generators | 0.98 | ind | Mariquita - Victoria 2 115 | m:P:bus2 in MW | 15.9219 | ElmLne
2026 | 2026_DzMD_GzMX_Dp00_Gp00 | A3 -Florencia 33 kV | All generators | 0.99 | ind | Mariquita - Victoria 2 115 | m:P:bus2 in MW | 15.9193 | ElmLne
2026 | 2026_DzMD_GzMX_Dp00_Gp00 | A3 -Florencia 33 kV | All generators | 1 | ind | Mariquita - Victoria 2 115 | m:P:bus2 in MW | 15.9136 | ElmLne
2026 | 2026_DzMD_GzMX_Dp00_Gp00 | A3 -Florencia 33 kV | All generators | 0.9 | ind | Mariquita - Victoria 2 115 | m:Q:bus1 in Mvar | 9.7159 | ElmLne
2026 | 2026_DzMD_GzMX_Dp00_Gp00 | A3 -Florencia 33 kV | All generators | 0.91 | ind | Mariquita - Victoria 2 115 | m:Q:bus1 in Mvar | 9.71 | ElmLne
2026 | 2026_DzMD_GzMX_Dp00_Gp00 | A3 -Florencia 33 kV | All generators | 0.92 | ind | Mariquita - Victoria 2 115 | m:Q:bus1 in Mvar | 9.704 | ElmLne
2026 | 2026_DzMD_GzMX_Dp00_Gp00 | A3 -Florencia 33 kV | All generators | 0.93 | ind | Mariquita - Victoria 2 115 | m:Q:bus1 in Mvar | 9.6975 | ElmLne
2026 | 2026_DzMD_GzMX_Dp00_Gp00 | A3 -Florencia 33 kV | All generators | 0.94 | ind | Mariquita - Victoria 2 115 | m:Q:bus1 in Mvar | 9.6907 | ElmLne
2026 | 2026_DzMD_GzMX_Dp00_Gp00 | A3 -Florencia 33 kV | All generators | 0.95 | ind | Mariquita - Victoria 2 115 | m:Q:bus1 in Mvar | 9.6834 | ElmLne
2026 | 2026_DzMD_GzMX_Dp00_Gp00 | A3 -Florencia 33 kV | All generators | 0.96 | ind | Mariquita - Victoria 2 115 | m:Q:bus1 in Mvar | 9.6753 | ElmLne
2026 | 2026_DzMD_GzMX_Dp00_Gp00 | A3 -Florencia 33 kV | All generators | 0.97 | ind | Mariquita - Victoria 2 115 | m:Q:bus1 in Mvar | 9.6661 | ElmLne
2026 | 2026_DzMD_GzMX_Dp00_Gp00 | A3 -Florencia 33 kV | All generators | 0.98 | ind | Mariquita - Victoria 2 115 | m:Q:bus1 in Mvar | 9.6552 | ElmLne
2026 | 2026_DzMD_GzMX_Dp00_Gp00 | A3 -Florencia 33 kV | All generators | 0.99 | ind | Mariquita - Victoria 2 115 | m:Q:bus1 in Mvar | 9.6409 | ElmLne
2026 | 2026_DzMD_GzMX_Dp00_Gp00 | A3 -Florencia 33 kV | All generators | 1 | ind | Mariquita - Victoria 2 115 | m:Q:bus1 in Mvar | 9.605 | ElmLne
2026 | 2026_DzMD_GzMX_Dp00_Gp00 | A3 -Florencia 33 kV | All generators | 0.9 | ind | Mariquita - Victoria 2 115 | m:Q:bus2 in Mvar | -10.1393 | ElmLne
2026 | 2026_DzMD_GzMX_Dp00_Gp00 | A3 -Florencia 33 kV | All generators | 0.91 | ind | Mariquita - Victoria 2 115 | m:Q:bus2 in Mvar | -10.1332 | ElmLne
2026 | 2026_DzMD_GzMX_Dp00_Gp00 | A3 -Florencia 33 kV | All generators | 0.92 | ind | Mariquita - Victoria 2 115 | m:Q:bus2 in Mvar | -10.1269 | ElmLne
2026 | 2026_DzMD_GzMX_Dp00_Gp00 | A3 -Florencia 33 kV | All generators | 0.93 | ind | Mariquita - Victoria 2 115 | m:Q:bus2 in Mvar | -10.1202 | ElmLne
2026 | 2026_DzMD_GzMX_Dp00_Gp00 | A3 -Florencia 33 kV | All generators | 0.94 | ind | Mariquita - Victoria 2 115 | m:Q:bus2 in Mvar | -10.1131 | ElmLne
2026 | 2026_DzMD_GzMX_Dp00_Gp00 | A3 -Florencia 33 kV | All generators | 0.95 | ind | Mariquita - Victoria 2 115 | m:Q:bus2 in Mvar | -10.1054 | ElmLne
2026 | 2026_DzMD_GzMX_Dp00_Gp00 | A3 -Florencia 33 kV | All generators | 0.96 | ind | Mariquita - Victoria 2 115 | m:Q:bus2 in Mvar | -10.0969 | ElmLne
2026 | 2026_DzMD_GzMX_Dp00_Gp00 | A3 -Florencia 33 kV | All generators | 0.97 | ind | Mariquita - Victoria 2 115 | m:Q:bus2 in Mvar | -10.0874 | ElmLne
2026 | 2026_DzMD_GzMX_Dp00_Gp00 | A3 -Florencia 33 kV | All generators | 0.98 | ind | Mariquita - Victoria 2 115 | m:Q:bus2 in Mvar | -10.076 | ElmLne
2026 | 2026_DzMD_GzMX_Dp00_Gp00 | A3 -Florencia 33 kV | All generators | 0.99 | ind | Mariquita - Victoria 2 115 | m:Q:bus2 in Mvar | -10.0611 | ElmLne
2026 | 2026_DzMD_GzMX_Dp00_Gp00 | A3 -Florencia 33 kV | All generators | 1 | ind | Mariquita - Victoria 2 115 | m:Q:bus2 in Mvar | -10.0236 | ElmLne
2026 | 2026_DzMD_GzMX_Dp00_Gp00 | A3 -Florencia 33 kV | All generators | 0.9 | ind | Mariquita - Victoria 2 115 | m:cosphi:bus1 | -0.85265 | ElmLne
2026 | 2026_DzMD_GzMX_Dp00_Gp00 | A3 -Florencia 33 kV | All generators | 0.91 | ind | Mariquita - Victoria 2 115 | m:cosphi:bus1 | -0.85277 | ElmLne
2026 | 2026_DzMD_GzMX_Dp00_Gp00 | A3 -Florencia 33 kV | All generators | 0.92 | ind | Mariquita - Victoria 2 115 | m:cosphi:bus1 | -0.85289 | ElmLne
2026 | 2026_DzMD_GzMX_Dp00_Gp00 | A3 -Florencia 33 kV | All generators | 0.93 | ind | Mariquita - Victoria 2 115 | m:cosphi:bus1 | -0.85303 | ElmLne
2026 | 2026_DzMD_GzMX_Dp00_Gp00 | A3 -Florencia 33 kV | All generators | 0.94 | ind | Mariquita - Victoria 2 115 | m:cosphi:bus1 | -0.85317 | ElmLne
2026 | 2026_DzMD_GzMX_Dp00_Gp00 | A3 -Florencia 33 kV | All generators | 0.95 | ind | Mariquita - Victoria 2 115 | m:cosphi:bus1 | -0.85332 | ElmLne
2026 | 2026_DzMD_GzMX_Dp00_Gp00 | A3 -Florencia 33 kV | All generators | 0.96 | ind | Mariquita - Victoria 2 115 | m:cosphi:bus1 | -0.85349 | ElmLne
2026 | 2026_DzMD_GzMX_Dp00_Gp00 | A3 -Florencia 33 kV | All generators | 0.97 | ind | Mariquita - Victoria 2 115 | m:cosphi:bus1 | -0.85369 | ElmLne
2026 | 2026_DzMD_GzMX_Dp00_Gp00 | A3 -Florencia 33 kV | All generators | 0.98 | ind | Mariquita - Victoria 2 115 | m:cosphi:bus1 | -0.85392 | ElmLne
2026 | 2026_DzMD_GzMX_Dp00_Gp00 | A3 -Florencia 33 kV | All generators | 0.99 | ind | Mariquita - Victoria 2 115 | m:cosphi:bus1 | -0.85422 | ElmLne
2026 | 2026_DzMD_GzMX_Dp00_Gp00 | A3 -Florencia 33 kV | All generators | 1 | ind | Mariquita - Victoria 2 115 | m:cosphi:bus1 | -0.855 | ElmLne
2026 | 2026_DzMD_GzMX_Dp00_Gp00 | A3 -Florencia 33 kV | All generators | 0.9 | ind | Mariquita - Victoria 2 115 | m:cosphi:bus2 | 0.84368 | ElmLne
2026 | 2026_DzMD_GzMX_Dp00_Gp00 | A3 -Florencia 33 kV | All generators | 0.91 | ind | Mariquita - Victoria 2 115 | m:cosphi:bus2 | 0.84381 | ElmLne
2026 | 2026_DzMD_GzMX_Dp00_Gp00 | A3 -Florencia 33 kV | All generators | 0.92 | ind | Mariquita - Victoria 2 115 | m:cosphi:bus2 | 0.84394 | ElmLne
2026 | 2026_DzMD_GzMX_Dp00_Gp00 | A3 -Florencia 33 kV | All generators | 0.93 | ind | Mariquita - Victoria 2 115 | m:cosphi:bus2 | 0.84408 | ElmLne
2026 | 2026_DzMD_GzMX_Dp00_Gp00 | A3 -Florencia 33 kV | All generators | 0.94 | ind | Mariquita - Victoria 2 115 | m:cosphi:bus2 | 0.84423 | ElmLne
2026 | 2026_DzMD_GzMX_Dp00_Gp00 | A3 -Florencia 33 kV | All generators | 0.95 | ind | Mariquita - Victoria 2 115 | m:cosphi:bus2 | 0.84439 | ElmLne
2026 | 2026_DzMD_GzMX_Dp00_Gp00 | A3 -Florencia 33 kV | All generators | 0.96 | ind | Mariquita - Victoria 2 115 | m:cosphi:bus2 | 0.84456 | ElmLne
2026 | 2026_DzMD_GzMX_Dp00_Gp00 | A3 -Florencia 33 kV | All generators | 0.97 | ind | Mariquita - Victoria 2 115 | m:cosphi:bus2 | 0.84477 | ElmLne
2026 | 2026_DzMD_GzMX_Dp00_Gp00 | A3 -Florencia 33 kV | All generators | 0.98 | ind | Mariquita - Victoria 2 115 | m:cosphi:bus2 | 0.84501 | ElmLne
2026 | 2026_DzMD_GzMX_Dp00_Gp00 | A3 -Florencia 33 kV | All generators | 0.99 | ind | Mariquita - Victoria 2 115 | m:cosphi:bus2 | 0.84533 | ElmLne
2026 | 2026_DzMD_GzMX_Dp00_Gp00 | A3 -Florencia 33 kV | All generators | 1 | ind | Mariquita - Victoria 2 115 | m:cosphi:bus2 | 0.84614 | ElmLne
2026 | 2026_DzMD_GzMX_Dp00_Gp00 | A3 -Florencia 33 kV | All generators | 0.9 | ind | Dorada 115/33/13.8 kV | m:P:bushv in MW | -14.9756 | ElmTr3
2026 | 2026_DzMD_GzMX_Dp00_Gp00 | A3 -Florencia 33 kV | All generators | 0.91 | ind | Dorada 115/33/13.8 kV | m:P:bushv in MW | -14.9819 | ElmTr3
2026 | 2026_DzMD_GzMX_Dp00_Gp00 | A3 -Florencia 33 kV | All generators | 0.92 | ind | Dorada 115/33/13.8 kV | m:P:bushv in MW | -14.9882 | ElmTr3
2026 | 2026_DzMD_GzMX_Dp00_Gp00 | A3 -Florencia 33 kV | All generators | 0.93 | ind | Dorada 115/33/13.8 kV | m:P:bushv in MW | -14.9946 | ElmTr3
2026 | 2026_DzMD_GzMX_Dp00_Gp00 | A3 -Florencia 33 kV | All generators | 0.94 | ind | Dorada 115/33/13.8 kV | m:P:bushv in MW | -15.001 | ElmTr3
2026 | 2026_DzMD_GzMX_Dp00_Gp00 | A3 -Florencia 33 kV | All generators | 0.95 | ind | Dorada 115/33/13.8 kV | m:P:bushv in MW | -15.0075 | ElmTr3
2026 | 2026_DzMD_GzMX_Dp00_Gp00 | A3 -Florencia 33 kV | All generators | 0.96 | ind | Dorada 115/33/13.8 kV | m:P:bushv in MW | -15.0142 | ElmTr3
2026 | 2026_DzMD_GzMX_Dp00_Gp00 | A3 -Florencia 33 kV | All generators | 0.97 | ind | Dorada 115/33/13.8 kV | m:P:bushv in MW | -15.0212 | ElmTr3
2026 | 2026_DzMD_GzMX_Dp00_Gp00 | A3 -Florencia 33 kV | All generators | 0.98 | ind | Dorada 115/33/13.8 kV | m:P:bushv in MW | -15.0286 | ElmTr3
2026 | 2026_DzMD_GzMX_Dp00_Gp00 | A3 -Florencia 33 kV | All generators | 0.99 | ind | Dorada 115/33/13.8 kV | m:P:bushv in MW | -15.0371 | ElmTr3
2026 | 2026_DzMD_GzMX_Dp00_Gp00 | A3 -Florencia 33 kV | All generators | 1 | ind | Dorada 115/33/13.8 kV | m:P:bushv in MW | -15.0514 | ElmTr3
2026 | 2026_DzMD_GzMX_Dp00_Gp00 | A3 -Florencia 33 kV | All generators | 0.9 | ind | Dorada 115/33/13.8 kV | m:Q:bushv in Mvar | 6.2404 | ElmTr3
2026 | 2026_DzMD_GzMX_Dp00_Gp00 | A3 -Florencia 33 kV | All generators | 0.91 | ind | Dorada 115/33/13.8 kV | m:Q:bushv in Mvar | 6.3157 | ElmTr3
2026 | 2026_DzMD_GzMX_Dp00_Gp00 | A3 -Florencia 33 kV | All generators | 0.92 | ind | Dorada 115/33/13.8 kV | m:Q:bushv in Mvar | 6.3946 | ElmTr3
2026 | 2026_DzMD_GzMX_Dp00_Gp00 | A3 -Florencia 33 kV | All generators | 0.93 | ind | Dorada 115/33/13.8 kV | m:Q:bushv in Mvar | 6.4777 | ElmTr3
2026 | 2026_DzMD_GzMX_Dp00_Gp00 | A3 -Florencia 33 kV | All generators | 0.94 | ind | Dorada 115/33/13.8 kV | m:Q:bushv in Mvar | 6.5662 | ElmTr3
2026 | 2026_DzMD_GzMX_Dp00_Gp00 | A3 -Florencia 33 kV | All generators | 0.95 | ind | Dorada 115/33/13.8 kV | m:Q:bushv in Mvar | 6.6617 | ElmTr3
2026 | 2026_DzMD_GzMX_Dp00_Gp00 | A3 -Florencia 33 kV | All generators | 0.96 | ind | Dorada 115/33/13.8 kV | m:Q:bushv in Mvar | 6.7669 | ElmTr3
2026 | 2026_DzMD_GzMX_Dp00_Gp00 | A3 -Florencia 33 kV | All generators | 0.97 | ind | Dorada 115/33/13.8 kV | m:Q:bushv in Mvar | 6.8861 | ElmTr3
2026 | 2026_DzMD_GzMX_Dp00_Gp00 | A3 -Florencia 33 kV | All generators | 0.98 | ind | Dorada 115/33/13.8 kV | m:Q:bushv in Mvar | 7.0277 | ElmTr3
2026 | 2026_DzMD_GzMX_Dp00_Gp00 | A3 -Florencia 33 kV | All generators | 0.99 | ind | Dorada 115/33/13.8 kV | m:Q:bushv in Mvar | 7.214 | ElmTr3
2026 | 2026_DzMD_GzMX_Dp00_Gp00 | A3 -Florencia 33 kV | All generators | 1 | ind | Dorada 115/33/13.8 kV | m:Q:bushv in Mvar | 7.6835 | ElmTr3
2026 | 2026_DzMD_GzMX_Dp00_Gp00 | A3 -Florencia 33 kV | All generators | 0.9 | ind | Dorada 115/33/13.8 kV | m:cosphi:bushv | -0.92307 | ElmTr3
2026 | 2026_DzMD_GzMX_Dp00_Gp00 | A3 -Florencia 33 kV | All generators | 0.91 | ind | Dorada 115/33/13.8 kV | m:cosphi:bushv | -0.92147 | ElmTr3
2026 | 2026_DzMD_GzMX_Dp00_Gp00 | A3 -Florencia 33 kV | All generators | 0.92 | ind | Dorada 115/33/13.8 kV | m:cosphi:bushv | -0.91979 | ElmTr3
2026 | 2026_DzMD_GzMX_Dp00_Gp00 | A3 -Florencia 33 kV | All generators | 0.93 | ind | Dorada 115/33/13.8 kV | m:cosphi:bushv | -0.918 | ElmTr3
2026 | 2026_DzMD_GzMX_Dp00_Gp00 | A3 -Florencia 33 kV | All generators | 0.94 | ind | Dorada 115/33/13.8 kV | m:cosphi:bushv | -0.91608 | ElmTr3
2026 | 2026_DzMD_GzMX_Dp00_Gp00 | A3 -Florencia 33 kV | All generators | 0.95 | ind | Dorada 115/33/13.8 kV | m:cosphi:bushv | -0.914 | ElmTr3
2026 | 2026_DzMD_GzMX_Dp00_Gp00 | A3 -Florencia 33 kV | All generators | 0.96 | ind | Dorada 115/33/13.8 kV | m:cosphi:bushv | -0.91168 | ElmTr3
2026 | 2026_DzMD_GzMX_Dp00_Gp00 | A3 -Florencia 33 kV | All generators | 0.97 | ind | Dorada 115/33/13.8 kV | m:cosphi:bushv | -0.90903 | ElmTr3
2026 | 2026_DzMD_GzMX_Dp00_Gp00 | A3 -Florencia 33 kV | All generators | 0.98 | ind | Dorada 115/33/13.8 kV | m:cosphi:bushv | -0.90585 | ElmTr3
2026 | 2026_DzMD_GzMX_Dp00_Gp00 | A3 -Florencia 33 kV | All generators | 0.99 | ind | Dorada 115/33/13.8 kV | m:cosphi:bushv | -0.90161 | ElmTr3
2026 | 2026_DzMD_GzMX_Dp00_Gp00 | A3 -Florencia 33 kV | All generators | 1 | ind | Dorada 115/33/13.8 kV | m:cosphi:bushv | -0.89066 | ElmTr3
2026 | 2026_DzMD_GzMX_Dp00_Gp00 | A3 -Florencia 33 kV | All generators | 0.9 | ind | Manzanares 115/33/13.8 kV | m:P:bushv in MW | -27.3414 | ElmTr3
2026 | 2026_DzMD_GzMX_Dp00_Gp00 | A3 -Florencia 33 kV | All generators | 0.91 | ind | Manzanares 115/33/13.8 kV | m:P:bushv in MW | -27.3221 | ElmTr3
2026 | 2026_DzMD_GzMX_Dp00_Gp00 | A3 -Florencia 33 kV | All generators | 0.92 | ind | Manzanares 115/33/13.8 kV | m:P:bushv in MW | -27.301 | ElmTr3
2026 | 2026_DzMD_GzMX_Dp00_Gp00 | A3 -Florencia 33 kV | All generators | 0.93 | ind | Manzanares 115/33/13.8 kV | m:P:bushv in MW | -27.2779 | ElmTr3
2026 | 2026_DzMD_GzMX_Dp00_Gp00 | A3 -Florencia 33 kV | All generators | 0.94 | ind | Manzanares 115/33/13.8 kV | m:P:bushv in MW | -27.2521 | ElmTr3
2026 | 2026_DzMD_GzMX_Dp00_Gp00 | A3 -Florencia 33 kV | All generators | 0.95 | ind | Manzanares 115/33/13.8 kV | m:P:bushv in MW | -27.2231 | ElmTr3
2026 | 2026_DzMD_GzMX_Dp00_Gp00 | A3 -Florencia 33 kV | All generators | 0.96 | ind | Manzanares 115/33/13.8 kV | m:P:bushv in MW | -27.1897 | ElmTr3
2026 | 2026_DzMD_GzMX_Dp00_Gp00 | A3 -Florencia 33 kV | All generators | 0.97 | ind | Manzanares 115/33/13.8 kV | m:P:bushv in MW | -27.1499 | ElmTr3
2026 | 2026_DzMD_GzMX_Dp00_Gp00 | A3 -Florencia 33 kV | All generators | 0.98 | ind | Manzanares 115/33/13.8 kV | m:P:bushv in MW | -27.1 | ElmTr3
2026 | 2026_DzMD_GzMX_Dp00_Gp00 | A3 -Florencia 33 kV | All generators | 0.99 | ind | Manzanares 115/33/13.8 kV | m:P:bushv in MW | -27.0301 | ElmTr3
2026 | 2026_DzMD_GzMX_Dp00_Gp00 | A3 -Florencia 33 kV | All generators | 1 | ind | Manzanares 115/33/13.8 kV | m:P:bushv in MW | -26.8322 | ElmTr3
2026 | 2026_DzMD_GzMX_Dp00_Gp00 | A3 -Florencia 33 kV | All generators | 0.9 | ind | Manzanares 115/33/13.8 kV | m:Q:bushv in Mvar | 7.8387 | ElmTr3
2026 | 2026_DzMD_GzMX_Dp00_Gp00 | A3 -Florencia 33 kV | All generators | 0.91 | ind | Manzanares 115/33/13.8 kV | m:Q:bushv in Mvar | 8.0494 | ElmTr3
2026 | 2026_DzMD_GzMX_Dp00_Gp00 | A3 -Florencia 33 kV | All generators | 0.92 | ind | Manzanares 115/33/13.8 kV | m:Q:bushv in Mvar | 8.2694 | ElmTr3
2026 | 2026_DzMD_GzMX_Dp00_Gp00 | A3 -Florencia 33 kV | All generators | 0.93 | ind | Manzanares 115/33/13.8 kV | m:Q:bushv in Mvar | 8.5011 | ElmTr3
2026 | 2026_DzMD_GzMX_Dp00_Gp00 | A3 -Florencia 33 kV | All generators | 0.94 | ind | Manzanares 115/33/13.8 kV | m:Q:bushv in Mvar | 8.7476 | ElmTr3
2026 | 2026_DzMD_GzMX_Dp00_Gp00 | A3 -Florencia 33 kV | All generators | 0.95 | ind | Manzanares 115/33/13.8 kV | m:Q:bushv in Mvar | 9.0134 | ElmTr3
2026 | 2026_DzMD_GzMX_Dp00_Gp00 | A3 -Florencia 33 kV | All generators | 0.96 | ind | Manzanares 115/33/13.8 kV | m:Q:bushv in Mvar | 9.3055 | ElmTr3
2026 | 2026_DzMD_GzMX_Dp00_Gp00 | A3 -Florencia 33 kV | All generators | 0.97 | ind | Manzanares 115/33/13.8 kV | m:Q:bushv in Mvar | 9.6357 | ElmTr3
2026 | 2026_DzMD_GzMX_Dp00_Gp00 | A3 -Florencia 33 kV | All generators | 0.98 | ind | Manzanares 115/33/13.8 kV | m:Q:bushv in Mvar | 10.0274 | ElmTr3
2026 | 2026_DzMD_GzMX_Dp00_Gp00 | A3 -Florencia 33 kV | All generators | 0.99 | ind | Manzanares 115/33/13.8 kV | m:Q:bushv in Mvar | 10.5415 | ElmTr3
2026 | 2026_DzMD_GzMX_Dp00_Gp00 | A3 -Florencia 33 kV | All generators | 1 | ind | Manzanares 115/33/13.8 kV | m:Q:bushv in Mvar | 11.8302 | ElmTr3
2026 | 2026_DzMD_GzMX_Dp00_Gp00 | A3 -Florencia 33 kV | All generators | 0.9 | ind | Manzanares 115/33/13.8 kV | m:cosphi:bushv | -0.96127 | ElmTr3
2026 | 2026_DzMD_GzMX_Dp00_Gp00 | A3 -Florencia 33 kV | All generators | 0.91 | ind | Manzanares 115/33/13.8 kV | m:cosphi:bushv | -0.95924 | ElmTr3
2026 | 2026_DzMD_GzMX_Dp00_Gp00 | A3 -Florencia 33 kV | All generators | 0.92 | ind | Manzanares 115/33/13.8 kV | m:cosphi:bushv | -0.95706 | ElmTr3
2026 | 2026_DzMD_GzMX_Dp00_Gp00 | A3 -Florencia 33 kV | All generators | 0.93 | ind | Manzanares 115/33/13.8 kV | m:cosphi:bushv | -0.95471 | ElmTr3
2026 | 2026_DzMD_GzMX_Dp00_Gp00 | A3 -Florencia 33 kV | All generators | 0.94 | ind | Manzanares 115/33/13.8 kV | m:cosphi:bushv | -0.95215 | ElmTr3
2026 | 2026_DzMD_GzMX_Dp00_Gp00 | A3 -Florencia 33 kV | All generators | 0.95 | ind | Manzanares 115/33/13.8 kV | m:cosphi:bushv | -0.94932 | ElmTr3
2026 | 2026_DzMD_GzMX_Dp00_Gp00 | A3 -Florencia 33 kV | All generators | 0.96 | ind | Manzanares 115/33/13.8 kV | m:cosphi:bushv | -0.94612 | ElmTr3
2026 | 2026_DzMD_GzMX_Dp00_Gp00 | A3 -Florencia 33 kV | All generators | 0.97 | ind | Manzanares 115/33/13.8 kV | m:cosphi:bushv | -0.94241 | ElmTr3
2026 | 2026_DzMD_GzMX_Dp00_Gp00 | A3 -Florencia 33 kV | All generators | 0.98 | ind | Manzanares 115/33/13.8 kV | m:cosphi:bushv | -0.93786 | ElmTr3
2026 | 2026_DzMD_GzMX_Dp00_Gp00 | A3 -Florencia 33 kV | All generators | 0.99 | ind | Manzanares 115/33/13.8 kV | m:cosphi:bushv | -0.93166 | ElmTr3
2026 | 2026_DzMD_GzMX_Dp00_Gp00 | A3 -Florencia 33 kV | All generators | 1 | ind | Manzanares 115/33/13.8 kV | m:cosphi:bushv | -0.91501 | ElmTr3
2026 | 2026_DzMD_GzMX_Dp00_Gp00 | A3 -Florencia 33 kV | All generators | 0.9 | ind | Purnio 230/115 | m:P:bushv in MW | -67.491 | ElmTr3
2026 | 2026_DzMD_GzMX_Dp00_Gp00 | A3 -Florencia 33 kV | All generators | 0.91 | ind | Purnio 230/115 | m:P:bushv in MW | -67.4978 | ElmTr3
2026 | 2026_DzMD_GzMX_Dp00_Gp00 | A3 -Florencia 33 kV | All generators | 0.92 | ind | Purnio 230/115 | m:P:bushv in MW | -67.5045 | ElmTr3
2026 | 2026_DzMD_GzMX_Dp00_Gp00 | A3 -Florencia 33 kV | All generators | 0.93 | ind | Purnio 230/115 | m:P:bushv in MW | -67.5111 | ElmTr3
2026 | 2026_DzMD_GzMX_Dp00_Gp00 | A3 -Florencia 33 kV | All generators | 0.94 | ind | Purnio 230/115 | m:P:bushv in MW | -67.5177 | ElmTr3
2026 | 2026_DzMD_GzMX_Dp00_Gp00 | A3 -Florencia 33 kV | All generators | 0.95 | ind | Purnio 230/115 | m:P:bushv in MW | -67.5242 | ElmTr3
2026 | 2026_DzMD_GzMX_Dp00_Gp00 | A3 -Florencia 33 kV | All generators | 0.96 | ind | Purnio 230/115 | m:P:bushv in MW | -67.5308 | ElmTr3
2026 | 2026_DzMD_GzMX_Dp00_Gp00 | A3 -Florencia 33 kV | All generators | 0.97 | ind | Purnio 230/115 | m:P:bushv in MW | -67.5374 | ElmTr3
2026 | 2026_DzMD_GzMX_Dp00_Gp00 | A3 -Florencia 33 kV | All generators | 0.98 | ind | Purnio 230/115 | m:P:bushv in MW | -67.544 | ElmTr3
2026 | 2026_DzMD_GzMX_Dp00_Gp00 | A3 -Florencia 33 kV | All generators | 0.99 | ind | Purnio 230/115 | m:P:bushv in MW | -67.5509 | ElmTr3
2026 | 2026_DzMD_GzMX_Dp00_Gp00 | A3 -Florencia 33 kV | All generators | 1 | ind | Purnio 230/115 | m:P:bushv in MW | -67.5587 | ElmTr3
2026 | 2026_DzMD_GzMX_Dp00_Gp00 | A3 -Florencia 33 kV | All generators | 0.9 | ind | Purnio 230/115 | m:Q:bushv in Mvar | 18.5555 | ElmTr3
2026 | 2026_DzMD_GzMX_Dp00_Gp00 | A3 -Florencia 33 kV | All generators | 0.91 | ind | Purnio 230/115 | m:Q:bushv in Mvar | 18.6607 | ElmTr3
2026 | 2026_DzMD_GzMX_Dp00_Gp00 | A3 -Florencia 33 kV | All generators | 0.92 | ind | Purnio 230/115 | m:Q:bushv in Mvar | 18.7707 | ElmTr3
2026 | 2026_DzMD_GzMX_Dp00_Gp00 | A3 -Florencia 33 kV | All generators | 0.93 | ind | Purnio 230/115 | m:Q:bushv in Mvar | 18.8865 | ElmTr3
2026 | 2026_DzMD_GzMX_Dp00_Gp00 | A3 -Florencia 33 kV | All generators | 0.94 | ind | Purnio 230/115 | m:Q:bushv in Mvar | 19.0098 | ElmTr3
2026 | 2026_DzMD_GzMX_Dp00_Gp00 | A3 -Florencia 33 kV | All generators | 0.95 | ind | Purnio 230/115 | m:Q:bushv in Mvar | 19.1427 | ElmTr3
2026 | 2026_DzMD_GzMX_Dp00_Gp00 | A3 -Florencia 33 kV | All generators | 0.96 | ind | Purnio 230/115 | m:Q:bushv in Mvar | 19.2889 | ElmTr3
2026 | 2026_DzMD_GzMX_Dp00_Gp00 | A3 -Florencia 33 kV | All generators | 0.97 | ind | Purnio 230/115 | m:Q:bushv in Mvar | 19.4542 | ElmTr3
2026 | 2026_DzMD_GzMX_Dp00_Gp00 | A3 -Florencia 33 kV | All generators | 0.98 | ind | Purnio 230/115 | m:Q:bushv in Mvar | 19.6504 | ElmTr3
2026 | 2026_DzMD_GzMX_Dp00_Gp00 | A3 -Florencia 33 kV | All generators | 0.99 | ind | Purnio 230/115 | m:Q:bushv in Mvar | 19.908 | ElmTr3
2026 | 2026_DzMD_GzMX_Dp00_Gp00 | A3 -Florencia 33 kV | All generators | 1 | ind | Purnio 230/115 | m:Q:bushv in Mvar | 20.5548 | ElmTr3
2026 | 2026_DzMD_GzMX_Dp00_Gp00 | A3 -Florencia 33 kV | All generators | 0.9 | ind | Purnio 230/115 | m:cosphi:bushv | -0.96422 | ElmTr3
2026 | 2026_DzMD_GzMX_Dp00_Gp00 | A3 -Florencia 33 kV | All generators | 0.91 | ind | Purnio 230/115 | m:cosphi:bushv | -0.96384 | ElmTr3
2026 | 2026_DzMD_GzMX_Dp00_Gp00 | A3 -Florencia 33 kV | All generators | 0.92 | ind | Purnio 230/115 | m:cosphi:bushv | -0.96345 | ElmTr3
2026 | 2026_DzMD_GzMX_Dp00_Gp00 | A3 -Florencia 33 kV | All generators | 0.93 | ind | Purnio 230/115 | m:cosphi:bushv | -0.96303 | ElmTr3
2026 | 2026_DzMD_GzMX_Dp00_Gp00 | A3 -Florencia 33 kV | All generators | 0.94 | ind | Purnio 230/115 | m:cosphi:bushv | -0.96257 | ElmTr3
2026 | 2026_DzMD_GzMX_Dp00_Gp00 | A3 -Florencia 33 kV | All generators | 0.95 | ind | Purnio 230/115 | m:cosphi:bushv | -0.96209 | ElmTr3
2026 | 2026_DzMD_GzMX_Dp00_Gp00 | A3 -Florencia 33 kV | All generators | 0.96 | ind | Purnio 230/115 | m:cosphi:bushv | -0.96155 | ElmTr3
2026 | 2026_DzMD_GzMX_Dp00_Gp00 | A3 -Florencia 33 kV | All generators | 0.97 | ind | Purnio 230/115 | m:cosphi:bushv | -0.96093 | ElmTr3
2026 | 2026_DzMD_GzMX_Dp00_Gp00 | A3 -Florencia 33 kV | All generators | 0.98 | ind | Purnio 230/115 | m:cosphi:bushv | -0.96019 | ElmTr3
2026 | 2026_DzMD_GzMX_Dp00_Gp00 | A3 -Florencia 33 kV | All generators | 0.99 | ind | Purnio 230/115 | m:cosphi:bushv | -0.95921 | ElmTr3
2026 | 2026_DzMD_GzMX_Dp00_Gp00 | A3 -Florencia 33 kV | All generators | 1 | ind | Purnio 230/115 | m:cosphi:bushv | -0.9567 | ElmTr3
2026 | 2026_DzMD_GzMX_Dp00_Gp00 | A3 -Florencia 33 kV | All generators | 0.9 | ind | Victoria 115/33/13.8 kV | m:P:bushv in MW | -11.3422 | ElmTr3
2026 | 2026_DzMD_GzMX_Dp00_Gp00 | A3 -Florencia 33 kV | All generators | 0.91 | ind | Victoria 115/33/13.8 kV | m:P:bushv in MW | -11.3539 | ElmTr3
2026 | 2026_DzMD_GzMX_Dp00_Gp00 | A3 -Florencia 33 kV | All generators | 0.92 | ind | Victoria 115/33/13.8 kV | m:P:bushv in MW | -11.3656 | ElmTr3
2026 | 2026_DzMD_GzMX_Dp00_Gp00 | A3 -Florencia 33 kV | All generators | 0.93 | ind | Victoria 115/33/13.8 kV | m:P:bushv in MW | -11.3774 | ElmTr3
2026 | 2026_DzMD_GzMX_Dp00_Gp00 | A3 -Florencia 33 kV | All generators | 0.94 | ind | Victoria 115/33/13.8 kV | m:P:bushv in MW | -11.3894 | ElmTr3
2026 | 2026_DzMD_GzMX_Dp00_Gp00 | A3 -Florencia 33 kV | All generators | 0.95 | ind | Victoria 115/33/13.8 kV | m:P:bushv in MW | -11.4016 | ElmTr3
2026 | 2026_DzMD_GzMX_Dp00_Gp00 | A3 -Florencia 33 kV | All generators | 0.96 | ind | Victoria 115/33/13.8 kV | m:P:bushv in MW | -11.4143 | ElmTr3
2026 | 2026_DzMD_GzMX_Dp00_Gp00 | A3 -Florencia 33 kV | All generators | 0.97 | ind | Victoria 115/33/13.8 kV | m:P:bushv in MW | -11.4276 | ElmTr3
2026 | 2026_DzMD_GzMX_Dp00_Gp00 | A3 -Florencia 33 kV | All generators | 0.98 | ind | Victoria 115/33/13.8 kV | m:P:bushv in MW | -11.4421 | ElmTr3
2026 | 2026_DzMD_GzMX_Dp00_Gp00 | A3 -Florencia 33 kV | All generators | 0.99 | ind | Victoria 115/33/13.8 kV | m:P:bushv in MW | -11.4587 | ElmTr3
2026 | 2026_DzMD_GzMX_Dp00_Gp00 | A3 -Florencia 33 kV | All generators | 1 | ind | Victoria 115/33/13.8 kV | m:P:bushv in MW | -11.4888 | ElmTr3
2026 | 2026_DzMD_GzMX_Dp00_Gp00 | A3 -Florencia 33 kV | All generators | 0.9 | ind | Victoria 115/33/13.8 kV | m:Q:bushv in Mvar | 4.0405 | ElmTr3
2026 | 2026_DzMD_GzMX_Dp00_Gp00 | A3 -Florencia 33 kV | All generators | 0.91 | ind | Victoria 115/33/13.8 kV | m:Q:bushv in Mvar | 4.1646 | ElmTr3
2026 | 2026_DzMD_GzMX_Dp00_Gp00 | A3 -Florencia 33 kV | All generators | 0.92 | ind | Victoria 115/33/13.8 kV | m:Q:bushv in Mvar | 4.2942 | ElmTr3
2026 | 2026_DzMD_GzMX_Dp00_Gp00 | A3 -Florencia 33 kV | All generators | 0.93 | ind | Victoria 115/33/13.8 kV | m:Q:bushv in Mvar | 4.4309 | ElmTr3
2026 | 2026_DzMD_GzMX_Dp00_Gp00 | A3 -Florencia 33 kV | All generators | 0.94 | ind | Victoria 115/33/13.8 kV | m:Q:bushv in Mvar | 4.5764 | ElmTr3
2026 | 2026_DzMD_GzMX_Dp00_Gp00 | A3 -Florencia 33 kV | All generators | 0.95 | ind | Victoria 115/33/13.8 kV | m:Q:bushv in Mvar | 4.7334 | ElmTr3
2026 | 2026_DzMD_GzMX_Dp00_Gp00 | A3 -Florencia 33 kV | All generators | 0.96 | ind | Victoria 115/33/13.8 kV | m:Q:bushv in Mvar | 4.9062 | ElmTr3
2026 | 2026_DzMD_GzMX_Dp00_Gp00 | A3 -Florencia 33 kV | All generators | 0.97 | ind | Victoria 115/33/13.8 kV | m:Q:bushv in Mvar | 5.1018 | ElmTr3
2026 | 2026_DzMD_GzMX_Dp00_Gp00 | A3 -Florencia 33 kV | All generators | 0.98 | ind | Victoria 115/33/13.8 kV | m:Q:bushv in Mvar | 5.3341 | ElmTr3
2026 | 2026_DzMD_GzMX_Dp00_Gp00 | A3 -Florencia 33 kV | All generators | 0.99 | ind | Victoria 115/33/13.8 kV | m:Q:bushv in Mvar | 5.6395 | ElmTr3
2026 | 2026_DzMD_GzMX_Dp00_Gp00 | A3 -Florencia 33 kV | All generators | 1 | ind | Victoria 115/33/13.8 kV | m:Q:bushv in Mvar | 6.4082 | ElmTr3
2026 | 2026_DzMD_GzMX_Dp00_Gp00 | A3 -Florencia 33 kV | All generators | 0.9 | ind | Victoria 115/33/13.8 kV | m:cosphi:bushv | -0.94201 | ElmTr3
2026 | 2026_DzMD_GzMX_Dp00_Gp00 | A3 -Florencia 33 kV | All generators | 0.91 | ind | Victoria 115/33/13.8 kV | m:cosphi:bushv | -0.93884 | ElmTr3
2026 | 2026_DzMD_GzMX_Dp00_Gp00 | A3 -Florencia 33 kV | All generators | 0.92 | ind | Victoria 115/33/13.8 kV | m:cosphi:bushv | -0.93546 | ElmTr3
2026 | 2026_DzMD_GzMX_Dp00_Gp00 | A3 -Florencia 33 kV | All generators | 0.93 | ind | Victoria 115/33/13.8 kV | m:cosphi:bushv | -0.93183 | ElmTr3
2026 | 2026_DzMD_GzMX_Dp00_Gp00 | A3 -Florencia 33 kV | All generators | 0.94 | ind | Victoria 115/33/13.8 kV | m:cosphi:bushv | -0.9279 | ElmTr3
2026 | 2026_DzMD_GzMX_Dp00_Gp00 | A3 -Florencia 33 kV | All generators | 0.95 | ind | Victoria 115/33/13.8 kV | m:cosphi:bushv | -0.92357 | ElmTr3
2026 | 2026_DzMD_GzMX_Dp00_Gp00 | A3 -Florencia 33 kV | All generators | 0.96 | ind | Victoria 115/33/13.8 kV | m:cosphi:bushv | -0.91873 | ElmTr3
2026 | 2026_DzMD_GzMX_Dp00_Gp00 | A3 -Florencia 33 kV | All generators | 0.97 | ind | Victoria 115/33/13.8 kV | m:cosphi:bushv | -0.91313 | ElmTr3
2026 | 2026_DzMD_GzMX_Dp00_Gp00 | A3 -Florencia 33 kV | All generators | 0.98 | ind | Victoria 115/33/13.8 kV | m:cosphi:bushv | -0.90635 | ElmTr3
2026 | 2026_DzMD_GzMX_Dp00_Gp00 | A3 -Florencia 33 kV | All generators | 0.99 | ind | Victoria 115/33/13.8 kV | m:cosphi:bushv | -0.89722 | ElmTr3
2026 | 2026_DzMD_GzMX_Dp00_Gp00 | A3 -Florencia 33 kV | All generators | 1 | ind | Victoria 115/33/13.8 kV | m:cosphi:bushv | -0.87333 | ElmTr3
2026 | 2026_DzMD_GzMX_Dp00_Gp00 | Caso Base | All generators | 0.9 | cap | Dorada - Magdalena 115 kV | m:P:bus1 in MW | 77.7677 | ElmLne
2026 | 2026_DzMD_GzMX_Dp00_Gp00 | Caso Base | All generators | 0.91 | cap | Dorada - Magdalena 115 kV | m:P:bus1 in MW | 77.7677 | ElmLne
2026 | 2026_DzMD_GzMX_Dp00_Gp00 | Caso Base | All generators | 0.92 | cap | Dorada - Magdalena 115 kV | m:P:bus1 in MW | 77.7677 | ElmLne
2026 | 2026_DzMD_GzMX_Dp00_Gp00 | Caso Base | All generators | 0.93 | cap | Dorada - Magdalena 115 kV | m:P:bus1 in MW | 77.7677 | ElmLne
2026 | 2026_DzMD_GzMX_Dp00_Gp00 | Caso Base | All generators | 0.94 | cap | Dorada - Magdalena 115 kV | m:P:bus1 in MW | 77.7677 | ElmLne
2026 | 2026_DzMD_GzMX_Dp00_Gp00 | Caso Base | All generators | 0.95 | cap | Dorada - Magdalena 115 kV | m:P:bus1 in MW | 77.7677 | ElmLne
2026 | 2026_DzMD_GzMX_Dp00_Gp00 | Caso Base | All generators | 0.96 | cap | Dorada - Magdalena 115 kV | m:P:bus1 in MW | 77.7677 | ElmLne
2026 | 2026_DzMD_GzMX_Dp00_Gp00 | Caso Base | All generators | 0.97 | cap | Dorada - Magdalena 115 kV | m:P:bus1 in MW | 77.7677 | ElmLne
2026 | 2026_DzMD_GzMX_Dp00_Gp00 | Caso Base | All generators | 0.98 | cap | Dorada - Magdalena 115 kV | m:P:bus1 in MW | 77.7677 | ElmLne
2026 | 2026_DzMD_GzMX_Dp00_Gp00 | Caso Base | All generators | 0.99 | cap | Dorada - Magdalena 115 kV | m:P:bus1 in MW | 77.7677 | ElmLne
2026 | 2026_DzMD_GzMX_Dp00_Gp00 | Caso Base | All generators | 1 | cap | Dorada - Magdalena 115 kV | m:P:bus1 in MW | 77.7677 | ElmLne
2026 | 2026_DzMD_GzMX_Dp00_Gp00 | Caso Base | All generators | 0.9 | cap | Dorada - Magdalena 115 kV | m:P:bus2 in MW | -77.4304 | ElmLne
2026 | 2026_DzMD_GzMX_Dp00_Gp00 | Caso Base | All generators | 0.91 | cap | Dorada - Magdalena 115 kV | m:P:bus2 in MW | -77.4304 | ElmLne
2026 | 2026_DzMD_GzMX_Dp00_Gp00 | Caso Base | All generators | 0.92 | cap | Dorada - Magdalena 115 kV | m:P:bus2 in MW | -77.4304 | ElmLne
2026 | 2026_DzMD_GzMX_Dp00_Gp00 | Caso Base | All generators | 0.93 | cap | Dorada - Magdalena 115 kV | m:P:bus2 in MW | -77.4304 | ElmLne
2026 | 2026_DzMD_GzMX_Dp00_Gp00 | Caso Base | All generators | 0.94 | cap | Dorada - Magdalena 115 kV | m:P:bus2 in MW | -77.4304 | ElmLne
2026 | 2026_DzMD_GzMX_Dp00_Gp00 | Caso Base | All generators | 0.95 | cap | Dorada - Magdalena 115 kV | m:P:bus2 in MW | -77.4304 | ElmLne
2026 | 2026_DzMD_GzMX_Dp00_Gp00 | Caso Base | All generators | 0.96 | cap | Dorada - Magdalena 115 kV | m:P:bus2 in MW | -77.4304 | ElmLne
2026 | 2026_DzMD_GzMX_Dp00_Gp00 | Caso Base | All generators | 0.97 | cap | Dorada - Magdalena 115 kV | m:P:bus2 in MW | -77.4304 | ElmLne
2026 | 2026_DzMD_GzMX_Dp00_Gp00 | Caso Base | All generators | 0.98 | cap | Dorada - Magdalena 115 kV | m:P:bus2 in MW | -77.4304 | ElmLne
2026 | 2026_DzMD_GzMX_Dp00_Gp00 | Caso Base | All generators | 0.99 | cap | Dorada - Magdalena 115 kV | m:P:bus2 in MW | -77.4304 | ElmLne
2026 | 2026_DzMD_GzMX_Dp00_Gp00 | Caso Base | All generators | 1 | cap | Dorada - Magdalena 115 kV | m:P:bus2 in MW | -77.4304 | ElmLne
2026 | 2026_DzMD_GzMX_Dp00_Gp00 | Caso Base | All generators | 0.9 | cap | Dorada - Magdalena 115 kV | m:Q:bus1 in Mvar | 2.7672 | ElmLne
2026 | 2026_DzMD_GzMX_Dp00_Gp00 | Caso Base | All generators | 0.91 | cap | Dorada - Magdalena 115 kV | m:Q:bus1 in Mvar | 2.7672 | ElmLne
2026 | 2026_DzMD_GzMX_Dp00_Gp00 | Caso Base | All generators | 0.92 | cap | Dorada - Magdalena 115 kV | m:Q:bus1 in Mvar | 2.7672 | ElmLne
2026 | 2026_DzMD_GzMX_Dp00_Gp00 | Caso Base | All generators | 0.93 | cap | Dorada - Magdalena 115 kV | m:Q:bus1 in Mvar | 2.7672 | ElmLne
2026 | 2026_DzMD_GzMX_Dp00_Gp00 | Caso Base | All generators | 0.94 | cap | Dorada - Magdalena 115 kV | m:Q:bus1 in Mvar | 2.7672 | ElmLne
2026 | 2026_DzMD_GzMX_Dp00_Gp00 | Caso Base | All generators | 0.95 | cap | Dorada - Magdalena 115 kV | m:Q:bus1 in Mvar | 2.7672 | ElmLne
2026 | 2026_DzMD_GzMX_Dp00_Gp00 | Caso Base | All generators | 0.96 | cap | Dorada - Magdalena 115 kV | m:Q:bus1 in Mvar | 2.7672 | ElmLne
2026 | 2026_DzMD_GzMX_Dp00_Gp00 | Caso Base | All generators | 0.97 | cap | Dorada - Magdalena 115 kV | m:Q:bus1 in Mvar | 2.7672 | ElmLne
2026 | 2026_DzMD_GzMX_Dp00_Gp00 | Caso Base | All generators | 0.98 | cap | Dorada - Magdalena 115 kV | m:Q:bus1 in Mvar | 2.7672 | ElmLne
2026 | 2026_DzMD_GzMX_Dp00_Gp00 | Caso Base | All generators | 0.99 | cap | Dorada - Magdalena 115 kV | m:Q:bus1 in Mvar | 2.7672 | ElmLne
2026 | 2026_DzMD_GzMX_Dp00_Gp00 | Caso Base | All generators | 1 | cap | Dorada - Magdalena 115 kV | m:Q:bus1 in Mvar | 2.7672 | ElmLne
2026 | 2026_DzMD_GzMX_Dp00_Gp00 | Caso Base | All generators | 0.9 | cap | Dorada - Magdalena 115 kV | m:Q:bus2 in Mvar | -1.4405 | ElmLne
2026 | 2026_DzMD_GzMX_Dp00_Gp00 | Caso Base | All generators | 0.91 | cap | Dorada - Magdalena 115 kV | m:Q:bus2 in Mvar | -1.4405 | ElmLne
2026 | 2026_DzMD_GzMX_Dp00_Gp00 | Caso Base | All generators | 0.92 | cap | Dorada - Magdalena 115 kV | m:Q:bus2 in Mvar | -1.4405 | ElmLne
2026 | 2026_DzMD_GzMX_Dp00_Gp00 | Caso Base | All generators | 0.93 | cap | Dorada - Magdalena 115 kV | m:Q:bus2 in Mvar | -1.4405 | ElmLne
2026 | 2026_DzMD_GzMX_Dp00_Gp00 | Caso Base | All generators | 0.94 | cap | Dorada - Magdalena 115 kV | m:Q:bus2 in Mvar | -1.4405 | ElmLne
2026 | 2026_DzMD_GzMX_Dp00_Gp00 | Caso Base | All generators | 0.95 | cap | Dorada - Magdalena 115 kV | m:Q:bus2 in Mvar | -1.4405 | ElmLne
2026 | 2026_DzMD_GzMX_Dp00_Gp00 | Caso Base | All generators | 0.96 | cap | Dorada - Magdalena 115 kV | m:Q:bus2 in Mvar | -1.4405 | ElmLne
2026 | 2026_DzMD_GzMX_Dp00_Gp00 | Caso Base | All generators | 0.97 | cap | Dorada - Magdalena 115 kV | m:Q:bus2 in Mvar | -1.4405 | ElmLne
2026 | 2026_DzMD_GzMX_Dp00_Gp00 | Caso Base | All generators | 0.98 | cap | Dorada - Magdalena 115 kV | m:Q:bus2 in Mvar | -1.4405 | ElmLne
2026 | 2026_DzMD_GzMX_Dp00_Gp00 | Caso Base | All generators | 0.99 | cap | Dorada - Magdalena 115 kV | m:Q:bus2 in Mvar | -1.4405 | ElmLne
2026 | 2026_DzMD_GzMX_Dp00_Gp00 | Caso Base | All generators | 1 | cap | Dorada - Magdalena 115 kV | m:Q:bus2 in Mvar | -1.4405 | ElmLne
2026 | 2026_DzMD_GzMX_Dp00_Gp00 | Caso Base | All generators | 0.9 | cap | Dorada - Magdalena 115 kV | m:cosphi:bus1 | 0.99937 | ElmLne
2026 | 2026_DzMD_GzMX_Dp00_Gp00 | Caso Base | All generators | 0.91 | cap | Dorada - Magdalena 115 kV | m:cosphi:bus1 | 0.99937 | ElmLne
2026 | 2026_DzMD_GzMX_Dp00_Gp00 | Caso Base | All generators | 0.92 | cap | Dorada - Magdalena 115 kV | m:cosphi:bus1 | 0.99937 | ElmLne
2026 | 2026_DzMD_GzMX_Dp00_Gp00 | Caso Base | All generators | 0.93 | cap | Dorada - Magdalena 115 kV | m:cosphi:bus1 | 0.99937 | ElmLne
2026 | 2026_DzMD_GzMX_Dp00_Gp00 | Caso Base | All generators | 0.94 | cap | Dorada - Magdalena 115 kV | m:cosphi:bus1 | 0.99937 | ElmLne
2026 | 2026_DzMD_GzMX_Dp00_Gp00 | Caso Base | All generators | 0.95 | cap | Dorada - Magdalena 115 kV | m:cosphi:bus1 | 0.99937 | ElmLne
2026 | 2026_DzMD_GzMX_Dp00_Gp00 | Caso Base | All generators | 0.96 | cap | Dorada - Magdalena 115 kV | m:cosphi:bus1 | 0.99937 | ElmLne
2026 | 2026_DzMD_GzMX_Dp00_Gp00 | Caso Base | All generators | 0.97 | cap | Dorada - Magdalena 115 kV | m:cosphi:bus1 | 0.99937 | ElmLne
2026 | 2026_DzMD_GzMX_Dp00_Gp00 | Caso Base | All generators | 0.98 | cap | Dorada - Magdalena 115 kV | m:cosphi:bus1 | 0.99937 | ElmLne
2026 | 2026_DzMD_GzMX_Dp00_Gp00 | Caso Base | All generators | 0.99 | cap | Dorada - Magdalena 115 kV | m:cosphi:bus1 | 0.99937 | ElmLne
2026 | 2026_DzMD_GzMX_Dp00_Gp00 | Caso Base | All generators | 1 | cap | Dorada - Magdalena 115 kV | m:cosphi:bus1 | 0.99937 | ElmLne
2026 | 2026_DzMD_GzMX_Dp00_Gp00 | Caso Base | All generators | 0.9 | cap | Dorada - Magdalena 115 kV | m:cosphi:bus2 | -0.99983 | ElmLne
2026 | 2026_DzMD_GzMX_Dp00_Gp00 | Caso Base | All generators | 0.91 | cap | Dorada - Magdalena 115 kV | m:cosphi:bus2 | -0.99983 | ElmLne
2026 | 2026_DzMD_GzMX_Dp00_Gp00 | Caso Base | All generators | 0.92 | cap | Dorada - Magdalena 115 kV | m:cosphi:bus2 | -0.99983 | ElmLne
2026 | 2026_DzMD_GzMX_Dp00_Gp00 | Caso Base | All generators | 0.93 | cap | Dorada - Magdalena 115 kV | m:cosphi:bus2 | -0.99983 | ElmLne
2026 | 2026_DzMD_GzMX_Dp00_Gp00 | Caso Base | All generators | 0.94 | cap | Dorada - Magdalena 115 kV | m:cosphi:bus2 | -0.99983 | ElmLne
2026 | 2026_DzMD_GzMX_Dp00_Gp00 | Caso Base | All generators | 0.95 | cap | Dorada - Magdalena 115 kV | m:cosphi:bus2 | -0.99983 | ElmLne
2026 | 2026_DzMD_GzMX_Dp00_Gp00 | Caso Base | All generators | 0.96 | cap | Dorada - Magdalena 115 kV | m:cosphi:bus2 | -0.99983 | ElmLne
2026 | 2026_DzMD_GzMX_Dp00_Gp00 | Caso Base | All generators | 0.97 | cap | Dorada - Magdalena 115 kV | m:cosphi:bus2 | -0.99983 | ElmLne
2026 | 2026_DzMD_GzMX_Dp00_Gp00 | Caso Base | All generators | 0.98 | cap | Dorada - Magdalena 115 kV | m:cosphi:bus2 | -0.99983 | ElmLne
2026 | 2026_DzMD_GzMX_Dp00_Gp00 | Caso Base | All generators | 0.99 | cap | Dorada - Magdalena 115 kV | m:cosphi:bus2 | -0.99983 | ElmLne
2026 | 2026_DzMD_GzMX_Dp00_Gp00 | Caso Base | All generators | 1 | cap | Dorada - Magdalena 115 kV | m:cosphi:bus2 | -0.99983 | ElmLne
2026 | 2026_DzMD_GzMX_Dp00_Gp00 | Caso Base | All generators | 0.9 | cap | Mariquita - Victoria 2 115 | m:P:bus1 in MW | -16.7886 | ElmLne
2026 | 2026_DzMD_GzMX_Dp00_Gp00 | Caso Base | All generators | 0.91 | cap | Mariquita - Victoria 2 115 | m:P:bus1 in MW | -16.7886 | ElmLne
2026 | 2026_DzMD_GzMX_Dp00_Gp00 | Caso Base | All generators | 0.92 | cap | Mariquita - Victoria 2 115 | m:P:bus1 in MW | -16.7886 | ElmLne
2026 | 2026_DzMD_GzMX_Dp00_Gp00 | Caso Base | All generators | 0.93 | cap | Mariquita - Victoria 2 115 | m:P:bus1 in MW | -16.7886 | ElmLne
2026 | 2026_DzMD_GzMX_Dp00_Gp00 | Caso Base | All generators | 0.94 | cap | Mariquita - Victoria 2 115 | m:P:bus1 in MW | -16.7886 | ElmLne
2026 | 2026_DzMD_GzMX_Dp00_Gp00 | Caso Base | All generators | 0.95 | cap | Mariquita - Victoria 2 115 | m:P:bus1 in MW | -16.7886 | ElmLne
2026 | 2026_DzMD_GzMX_Dp00_Gp00 | Caso Base | All generators | 0.96 | cap | Mariquita - Victoria 2 115 | m:P:bus1 in MW | -16.7886 | ElmLne
2026 | 2026_DzMD_GzMX_Dp00_Gp00 | Caso Base | All generators | 0.97 | cap | Mariquita - Victoria 2 115 | m:P:bus1 in MW | -16.7886 | ElmLne
2026 | 2026_DzMD_GzMX_Dp00_Gp00 | Caso Base | All generators | 0.98 | cap | Mariquita - Victoria 2 115 | m:P:bus1 in MW | -16.7886 | ElmLne
2026 | 2026_DzMD_GzMX_Dp00_Gp00 | Caso Base | All generators | 0.99 | cap | Mariquita - Victoria 2 115 | m:P:bus1 in MW | -16.7886 | ElmLne
2026 | 2026_DzMD_GzMX_Dp00_Gp00 | Caso Base | All generators | 1 | cap | Mariquita - Victoria 2 115 | m:P:bus1 in MW | -16.7886 | ElmLne
2026 | 2026_DzMD_GzMX_Dp00_Gp00 | Caso Base | All generators | 0.9 | cap | Mariquita - Victoria 2 115 | m:P:bus2 in MW | 16.8762 | ElmLne
2026 | 2026_DzMD_GzMX_Dp00_Gp00 | Caso Base | All generators | 0.91 | cap | Mariquita - Victoria 2 115 | m:P:bus2 in MW | 16.8762 | ElmLne
2026 | 2026_DzMD_GzMX_Dp00_Gp00 | Caso Base | All generators | 0.92 | cap | Mariquita - Victoria 2 115 | m:P:bus2 in MW | 16.8762 | ElmLne
2026 | 2026_DzMD_GzMX_Dp00_Gp00 | Caso Base | All generators | 0.93 | cap | Mariquita - Victoria 2 115 | m:P:bus2 in MW | 16.8762 | ElmLne
2026 | 2026_DzMD_GzMX_Dp00_Gp00 | Caso Base | All generators | 0.94 | cap | Mariquita - Victoria 2 115 | m:P:bus2 in MW | 16.8762 | ElmLne
2026 | 2026_DzMD_GzMX_Dp00_Gp00 | Caso Base | All generators | 0.95 | cap | Mariquita - Victoria 2 115 | m:P:bus2 in MW | 16.8762 | ElmLne
2026 | 2026_DzMD_GzMX_Dp00_Gp00 | Caso Base | All generators | 0.96 | cap | Mariquita - Victoria 2 115 | m:P:bus2 in MW | 16.8762 | ElmLne
2026 | 2026_DzMD_GzMX_Dp00_Gp00 | Caso Base | All generators | 0.97 | cap | Mariquita - Victoria 2 115 | m:P:bus2 in MW | 16.8762 | ElmLne
2026 | 2026_DzMD_GzMX_Dp00_Gp00 | Caso Base | All generators | 0.98 | cap | Mariquita - Victoria 2 115 | m:P:bus2 in MW | 16.8762 | ElmLne
2026 | 2026_DzMD_GzMX_Dp00_Gp00 | Caso Base | All generators | 0.99 | cap | Mariquita - Victoria 2 115 | m:P:bus2 in MW | 16.8762 | ElmLne
2026 | 2026_DzMD_GzMX_Dp00_Gp00 | Caso Base | All generators | 1 | cap | Mariquita - Victoria 2 115 | m:P:bus2 in MW | 16.8762 | ElmLne
2026 | 2026_DzMD_GzMX_Dp00_Gp00 | Caso Base | All generators | 0.9 | cap | Mariquita - Victoria 2 115 | m:Q:bus1 in Mvar | 10.0402 | ElmLne
2026 | 2026_DzMD_GzMX_Dp00_Gp00 | Caso Base | All generators | 0.91 | cap | Mariquita - Victoria 2 115 | m:Q:bus1 in Mvar | 10.0402 | ElmLne
2026 | 2026_DzMD_GzMX_Dp00_Gp00 | Caso Base | All generators | 0.92 | cap | Mariquita - Victoria 2 115 | m:Q:bus1 in Mvar | 10.0402 | ElmLne
2026 | 2026_DzMD_GzMX_Dp00_Gp00 | Caso Base | All generators | 0.93 | cap | Mariquita - Victoria 2 115 | m:Q:bus1 in Mvar | 10.0402 | ElmLne
2026 | 2026_DzMD_GzMX_Dp00_Gp00 | Caso Base | All generators | 0.94 | cap | Mariquita - Victoria 2 115 | m:Q:bus1 in Mvar | 10.0402 | ElmLne
2026 | 2026_DzMD_GzMX_Dp00_Gp00 | Caso Base | All generators | 0.95 | cap | Mariquita - Victoria 2 115 | m:Q:bus1 in Mvar | 10.0402 | ElmLne
2026 | 2026_DzMD_GzMX_Dp00_Gp00 | Caso Base | All generators | 0.96 | cap | Mariquita - Victoria 2 115 | m:Q:bus1 in Mvar | 10.0402 | ElmLne
2026 | 2026_DzMD_GzMX_Dp00_Gp00 | Caso Base | All generators | 0.97 | cap | Mariquita - Victoria 2 115 | m:Q:bus1 in Mvar | 10.0402 | ElmLne
2026 | 2026_DzMD_GzMX_Dp00_Gp00 | Caso Base | All generators | 0.98 | cap | Mariquita - Victoria 2 115 | m:Q:bus1 in Mvar | 10.0402 | ElmLne
2026 | 2026_DzMD_GzMX_Dp00_Gp00 | Caso Base | All generators | 0.99 | cap | Mariquita - Victoria 2 115 | m:Q:bus1 in Mvar | 10.0402 | ElmLne
2026 | 2026_DzMD_GzMX_Dp00_Gp00 | Caso Base | All generators | 1 | cap | Mariquita - Victoria 2 115 | m:Q:bus1 in Mvar | 10.0402 | ElmLne
2026 | 2026_DzMD_GzMX_Dp00_Gp00 | Caso Base | All generators | 0.9 | cap | Mariquita - Victoria 2 115 | m:Q:bus2 in Mvar | -10.4416 | ElmLne
2026 | 2026_DzMD_GzMX_Dp00_Gp00 | Caso Base | All generators | 0.91 | cap | Mariquita - Victoria 2 115 | m:Q:bus2 in Mvar | -10.4416 | ElmLne
2026 | 2026_DzMD_GzMX_Dp00_Gp00 | Caso Base | All generators | 0.92 | cap | Mariquita - Victoria 2 115 | m:Q:bus2 in Mvar | -10.4416 | ElmLne
2026 | 2026_DzMD_GzMX_Dp00_Gp00 | Caso Base | All generators | 0.93 | cap | Mariquita - Victoria 2 115 | m:Q:bus2 in Mvar | -10.4416 | ElmLne
2026 | 2026_DzMD_GzMX_Dp00_Gp00 | Caso Base | All generators | 0.94 | cap | Mariquita - Victoria 2 115 | m:Q:bus2 in Mvar | -10.4416 | ElmLne
2026 | 2026_DzMD_GzMX_Dp00_Gp00 | Caso Base | All generators | 0.95 | cap | Mariquita - Victoria 2 115 | m:Q:bus2 in Mvar | -10.4416 | ElmLne
2026 | 2026_DzMD_GzMX_Dp00_Gp00 | Caso Base | All generators | 0.96 | cap | Mariquita - Victoria 2 115 | m:Q:bus2 in Mvar | -10.4416 | ElmLne
2026 | 2026_DzMD_GzMX_Dp00_Gp00 | Caso Base | All generators | 0.97 | cap | Mariquita - Victoria 2 115 | m:Q:bus2 in Mvar | -10.4416 | ElmLne
2026 | 2026_DzMD_GzMX_Dp00_Gp00 | Caso Base | All generators | 0.98 | cap | Mariquita - Victoria 2 115 | m:Q:bus2 in Mvar | -10.4416 | ElmLne
2026 | 2026_DzMD_GzMX_Dp00_Gp00 | Caso Base | All generators | 0.99 | cap | Mariquita - Victoria 2 115 | m:Q:bus2 in Mvar | -10.4416 | ElmLne
2026 | 2026_DzMD_GzMX_Dp00_Gp00 | Caso Base | All generators | 1 | cap | Mariquita - Victoria 2 115 | m:Q:bus2 in Mvar | -10.4416 | ElmLne
2026 | 2026_DzMD_GzMX_Dp00_Gp00 | Caso Base | All generators | 0.9 | cap | Mariquita - Victoria 2 115 | m:cosphi:bus1 | -0.85823 | ElmLne
2026 | 2026_DzMD_GzMX_Dp00_Gp00 | Caso Base | All generators | 0.91 | cap | Mariquita - Victoria 2 115 | m:cosphi:bus1 | -0.85823 | ElmLne
2026 | 2026_DzMD_GzMX_Dp00_Gp00 | Caso Base | All generators | 0.92 | cap | Mariquita - Victoria 2 115 | m:cosphi:bus1 | -0.85823 | ElmLne
2026 | 2026_DzMD_GzMX_Dp00_Gp00 | Caso Base | All generators | 0.93 | cap | Mariquita - Victoria 2 115 | m:cosphi:bus1 | -0.85823 | ElmLne
2026 | 2026_DzMD_GzMX_Dp00_Gp00 | Caso Base | All generators | 0.94 | cap | Mariquita - Victoria 2 115 | m:cosphi:bus1 | -0.85823 | ElmLne
2026 | 2026_DzMD_GzMX_Dp00_Gp00 | Caso Base | All generators | 0.95 | cap | Mariquita - Victoria 2 115 | m:cosphi:bus1 | -0.85823 | ElmLne
2026 | 2026_DzMD_GzMX_Dp00_Gp00 | Caso Base | All generators | 0.96 | cap | Mariquita - Victoria 2 115 | m:cosphi:bus1 | -0.85823 | ElmLne
2026 | 2026_DzMD_GzMX_Dp00_Gp00 | Caso Base | All generators | 0.97 | cap | Mariquita - Victoria 2 115 | m:cosphi:bus1 | -0.85823 | ElmLne
2026 | 2026_DzMD_GzMX_Dp00_Gp00 | Caso Base | All generators | 0.98 | cap | Mariquita - Victoria 2 115 | m:cosphi:bus1 | -0.85823 | ElmLne
2026 | 2026_DzMD_GzMX_Dp00_Gp00 | Caso Base | All generators | 0.99 | cap | Mariquita - Victoria 2 115 | m:cosphi:bus1 | -0.85823 | ElmLne
2026 | 2026_DzMD_GzMX_Dp00_Gp00 | Caso Base | All generators | 1 | cap | Mariquita - Victoria 2 115 | m:cosphi:bus1 | -0.85823 | ElmLne
2026 | 2026_DzMD_GzMX_Dp00_Gp00 | Caso Base | All generators | 0.9 | cap | Mariquita - Victoria 2 115 | m:cosphi:bus2 | 0.85039 | ElmLne
2026 | 2026_DzMD_GzMX_Dp00_Gp00 | Caso Base | All generators | 0.91 | cap | Mariquita - Victoria 2 115 | m:cosphi:bus2 | 0.85039 | ElmLne
2026 | 2026_DzMD_GzMX_Dp00_Gp00 | Caso Base | All generators | 0.92 | cap | Mariquita - Victoria 2 115 | m:cosphi:bus2 | 0.85039 | ElmLne
2026 | 2026_DzMD_GzMX_Dp00_Gp00 | Caso Base | All generators | 0.93 | cap | Mariquita - Victoria 2 115 | m:cosphi:bus2 | 0.85039 | ElmLne
2026 | 2026_DzMD_GzMX_Dp00_Gp00 | Caso Base | All generators | 0.94 | cap | Mariquita - Victoria 2 115 | m:cosphi:bus2 | 0.85039 | ElmLne
2026 | 2026_DzMD_GzMX_Dp00_Gp00 | Caso Base | All generators | 0.95 | cap | Mariquita - Victoria 2 115 | m:cosphi:bus2 | 0.85039 | ElmLne
2026 | 2026_DzMD_GzMX_Dp00_Gp00 | Caso Base | All generators | 0.96 | cap | Mariquita - Victoria 2 115 | m:cosphi:bus2 | 0.85039 | ElmLne
2026 | 2026_DzMD_GzMX_Dp00_Gp00 | Caso Base | All generators | 0.97 | cap | Mariquita - Victoria 2 115 | m:cosphi:bus2 | 0.85039 | ElmLne
2026 | 2026_DzMD_GzMX_Dp00_Gp00 | Caso Base | All generators | 0.98 | cap | Mariquita - Victoria 2 115 | m:cosphi:bus2 | 0.85039 | ElmLne
2026 | 2026_DzMD_GzMX_Dp00_Gp00 | Caso Base | All generators | 0.99 | cap | Mariquita - Victoria 2 115 | m:cosphi:bus2 | 0.85039 | ElmLne
2026 | 2026_DzMD_GzMX_Dp00_Gp00 | Caso Base | All generators | 1 | cap | Mariquita - Victoria 2 115 | m:cosphi:bus2 | 0.85039 | ElmLne
2026 | 2026_DzMD_GzMX_Dp00_Gp00 | Caso Base | All generators | 0.9 | cap | Dorada 115/33/13.8 kV | m:P:bushv in MW | -14.824 | ElmTr3
2026 | 2026_DzMD_GzMX_Dp00_Gp00 | Caso Base | All generators | 0.91 | cap | Dorada 115/33/13.8 kV | m:P:bushv in MW | -14.824 | ElmTr3
2026 | 2026_DzMD_GzMX_Dp00_Gp00 | Caso Base | All generators | 0.92 | cap | Dorada 115/33/13.8 kV | m:P:bushv in MW | -14.824 | ElmTr3
2026 | 2026_DzMD_GzMX_Dp00_Gp00 | Caso Base | All generators | 0.93 | cap | Dorada 115/33/13.8 kV | m:P:bushv in MW | -14.824 | ElmTr3
2026 | 2026_DzMD_GzMX_Dp00_Gp00 | Caso Base | All generators | 0.94 | cap | Dorada 115/33/13.8 kV | m:P:bushv in MW | -14.824 | ElmTr3
2026 | 2026_DzMD_GzMX_Dp00_Gp00 | Caso Base | All generators | 0.95 | cap | Dorada 115/33/13.8 kV | m:P:bushv in MW | -14.824 | ElmTr3
2026 | 2026_DzMD_GzMX_Dp00_Gp00 | Caso Base | All generators | 0.96 | cap | Dorada 115/33/13.8 kV | m:P:bushv in MW | -14.824 | ElmTr3
2026 | 2026_DzMD_GzMX_Dp00_Gp00 | Caso Base | All generators | 0.97 | cap | Dorada 115/33/13.8 kV | m:P:bushv in MW | -14.824 | ElmTr3
2026 | 2026_DzMD_GzMX_Dp00_Gp00 | Caso Base | All generators | 0.98 | cap | Dorada 115/33/13.8 kV | m:P:bushv in MW | -14.824 | ElmTr3
2026 | 2026_DzMD_GzMX_Dp00_Gp00 | Caso Base | All generators | 0.99 | cap | Dorada 115/33/13.8 kV | m:P:bushv in MW | -14.824 | ElmTr3
2026 | 2026_DzMD_GzMX_Dp00_Gp00 | Caso Base | All generators | 1 | cap | Dorada 115/33/13.8 kV | m:P:bushv in MW | -14.824 | ElmTr3
2026 | 2026_DzMD_GzMX_Dp00_Gp00 | Caso Base | All generators | 0.9 | cap | Dorada 115/33/13.8 kV | m:Q:bushv in Mvar | 7.954 | ElmTr3
2026 | 2026_DzMD_GzMX_Dp00_Gp00 | Caso Base | All generators | 0.91 | cap | Dorada 115/33/13.8 kV | m:Q:bushv in Mvar | 7.954 | ElmTr3
2026 | 2026_DzMD_GzMX_Dp00_Gp00 | Caso Base | All generators | 0.92 | cap | Dorada 115/33/13.8 kV | m:Q:bushv in Mvar | 7.954 | ElmTr3
2026 | 2026_DzMD_GzMX_Dp00_Gp00 | Caso Base | All generators | 0.93 | cap | Dorada 115/33/13.8 kV | m:Q:bushv in Mvar | 7.954 | ElmTr3
2026 | 2026_DzMD_GzMX_Dp00_Gp00 | Caso Base | All generators | 0.94 | cap | Dorada 115/33/13.8 kV | m:Q:bushv in Mvar | 7.954 | ElmTr3
2026 | 2026_DzMD_GzMX_Dp00_Gp00 | Caso Base | All generators | 0.95 | cap | Dorada 115/33/13.8 kV | m:Q:bushv in Mvar | 7.954 | ElmTr3
2026 | 2026_DzMD_GzMX_Dp00_Gp00 | Caso Base | All generators | 0.96 | cap | Dorada 115/33/13.8 kV | m:Q:bushv in Mvar | 7.954 | ElmTr3
2026 | 2026_DzMD_GzMX_Dp00_Gp00 | Caso Base | All generators | 0.97 | cap | Dorada 115/33/13.8 kV | m:Q:bushv in Mvar | 7.954 | ElmTr3
2026 | 2026_DzMD_GzMX_Dp00_Gp00 | Caso Base | All generators | 0.98 | cap | Dorada 115/33/13.8 kV | m:Q:bushv in Mvar | 7.954 | ElmTr3
2026 | 2026_DzMD_GzMX_Dp00_Gp00 | Caso Base | All generators | 0.99 | cap | Dorada 115/33/13.8 kV | m:Q:bushv in Mvar | 7.954 | ElmTr3
2026 | 2026_DzMD_GzMX_Dp00_Gp00 | Caso Base | All generators | 1 | cap | Dorada 115/33/13.8 kV | m:Q:bushv in Mvar | 7.954 | ElmTr3
2026 | 2026_DzMD_GzMX_Dp00_Gp00 | Caso Base | All generators | 0.9 | cap | Dorada 115/33/13.8 kV | m:cosphi:bushv | -0.88117 | ElmTr3
2026 | 2026_DzMD_GzMX_Dp00_Gp00 | Caso Base | All generators | 0.91 | cap | Dorada 115/33/13.8 kV | m:cosphi:bushv | -0.88117 | ElmTr3
2026 | 2026_DzMD_GzMX_Dp00_Gp00 | Caso Base | All generators | 0.92 | cap | Dorada 115/33/13.8 kV | m:cosphi:bushv | -0.88117 | ElmTr3
2026 | 2026_DzMD_GzMX_Dp00_Gp00 | Caso Base | All generators | 0.93 | cap | Dorada 115/33/13.8 kV | m:cosphi:bushv | -0.88117 | ElmTr3
2026 | 2026_DzMD_GzMX_Dp00_Gp00 | Caso Base | All generators | 0.94 | cap | Dorada 115/33/13.8 kV | m:cosphi:bushv | -0.88117 | ElmTr3
2026 | 2026_DzMD_GzMX_Dp00_Gp00 | Caso Base | All generators | 0.95 | cap | Dorada 115/33/13.8 kV | m:cosphi:bushv | -0.88117 | ElmTr3
2026 | 2026_DzMD_GzMX_Dp00_Gp00 | Caso Base | All generators | 0.96 | cap | Dorada 115/33/13.8 kV | m:cosphi:bushv | -0.88117 | ElmTr3
2026 | 2026_DzMD_GzMX_Dp00_Gp00 | Caso Base | All generators | 0.97 | cap | Dorada 115/33/13.8 kV | m:cosphi:bushv | -0.88117 | ElmTr3
2026 | 2026_DzMD_GzMX_Dp00_Gp00 | Caso Base | All generators | 0.98 | cap | Dorada 115/33/13.8 kV | m:cosphi:bushv | -0.88117 | ElmTr3
2026 | 2026_DzMD_GzMX_Dp00_Gp00 | Caso Base | All generators | 0.99 | cap | Dorada 115/33/13.8 kV | m:cosphi:bushv | -0.88117 | ElmTr3
2026 | 2026_DzMD_GzMX_Dp00_Gp00 | Caso Base | All generators | 1 | cap | Dorada 115/33/13.8 kV | m:cosphi:bushv | -0.88117 | ElmTr3
2026 | 2026_DzMD_GzMX_Dp00_Gp00 | Caso Base | All generators | 0.9 | cap | Manzanares 115/33/13.8 kV | m:P:bushv in MW | -15.9076 | ElmTr3
2026 | 2026_DzMD_GzMX_Dp00_Gp00 | Caso Base | All generators | 0.91 | cap | Manzanares 115/33/13.8 kV | m:P:bushv in MW | -15.9076 | ElmTr3
2026 | 2026_DzMD_GzMX_Dp00_Gp00 | Caso Base | All generators | 0.92 | cap | Manzanares 115/33/13.8 kV | m:P:bushv in MW | -15.9076 | ElmTr3
2026 | 2026_DzMD_GzMX_Dp00_Gp00 | Caso Base | All generators | 0.93 | cap | Manzanares 115/33/13.8 kV | m:P:bushv in MW | -15.9076 | ElmTr3
2026 | 2026_DzMD_GzMX_Dp00_Gp00 | Caso Base | All generators | 0.94 | cap | Manzanares 115/33/13.8 kV | m:P:bushv in MW | -15.9076 | ElmTr3
2026 | 2026_DzMD_GzMX_Dp00_Gp00 | Caso Base | All generators | 0.95 | cap | Manzanares 115/33/13.8 kV | m:P:bushv in MW | -15.9076 | ElmTr3
2026 | 2026_DzMD_GzMX_Dp00_Gp00 | Caso Base | All generators | 0.96 | cap | Manzanares 115/33/13.8 kV | m:P:bushv in MW | -15.9076 | ElmTr3
2026 | 2026_DzMD_GzMX_Dp00_Gp00 | Caso Base | All generators | 0.97 | cap | Manzanares 115/33/13.8 kV | m:P:bushv in MW | -15.9076 | ElmTr3
2026 | 2026_DzMD_GzMX_Dp00_Gp00 | Caso Base | All generators | 0.98 | cap | Manzanares 115/33/13.8 kV | m:P:bushv in MW | -15.9076 | ElmTr3
2026 | 2026_DzMD_GzMX_Dp00_Gp00 | Caso Base | All generators | 0.99 | cap | Manzanares 115/33/13.8 kV | m:P:bushv in MW | -15.9076 | ElmTr3
2026 | 2026_DzMD_GzMX_Dp00_Gp00 | Caso Base | All generators | 1 | cap | Manzanares 115/33/13.8 kV | m:P:bushv in MW | -15.9076 | ElmTr3
2026 | 2026_DzMD_GzMX_Dp00_Gp00 | Caso Base | All generators | 0.9 | cap | Manzanares 115/33/13.8 kV | m:Q:bushv in Mvar | 6.2716 | ElmTr3
2026 | 2026_DzMD_GzMX_Dp00_Gp00 | Caso Base | All generators | 0.91 | cap | Manzanares 115/33/13.8 kV | m:Q:bushv in Mvar | 6.2716 | ElmTr3
2026 | 2026_DzMD_GzMX_Dp00_Gp00 | Caso Base | All generators | 0.92 | cap | Manzanares 115/33/13.8 kV | m:Q:bushv in Mvar | 6.2716 | ElmTr3
2026 | 2026_DzMD_GzMX_Dp00_Gp00 | Caso Base | All generators | 0.93 | cap | Manzanares 115/33/13.8 kV | m:Q:bushv in Mvar | 6.2716 | ElmTr3
2026 | 2026_DzMD_GzMX_Dp00_Gp00 | Caso Base | All generators | 0.94 | cap | Manzanares 115/33/13.8 kV | m:Q:bushv in Mvar | 6.2716 | ElmTr3
2026 | 2026_DzMD_GzMX_Dp00_Gp00 | Caso Base | All generators | 0.95 | cap | Manzanares 115/33/13.8 kV | m:Q:bushv in Mvar | 6.2716 | ElmTr3
2026 | 2026_DzMD_GzMX_Dp00_Gp00 | Caso Base | All generators | 0.96 | cap | Manzanares 115/33/13.8 kV | m:Q:bushv in Mvar | 6.2716 | ElmTr3
2026 | 2026_DzMD_GzMX_Dp00_Gp00 | Caso Base | All generators | 0.97 | cap | Manzanares 115/33/13.8 kV | m:Q:bushv in Mvar | 6.2716 | ElmTr3
2026 | 2026_DzMD_GzMX_Dp00_Gp00 | Caso Base | All generators | 0.98 | cap | Manzanares 115/33/13.8 kV | m:Q:bushv in Mvar | 6.2716 | ElmTr3
2026 | 2026_DzMD_GzMX_Dp00_Gp00 | Caso Base | All generators | 0.99 | cap | Manzanares 115/33/13.8 kV | m:Q:bushv in Mvar | 6.2716 | ElmTr3
2026 | 2026_DzMD_GzMX_Dp00_Gp00 | Caso Base | All generators | 1 | cap | Manzanares 115/33/13.8 kV | m:Q:bushv in Mvar | 6.2716 | ElmTr3
2026 | 2026_DzMD_GzMX_Dp00_Gp00 | Caso Base | All generators | 0.9 | cap | Manzanares 115/33/13.8 kV | m:cosphi:bushv | -0.93031 | ElmTr3
2026 | 2026_DzMD_GzMX_Dp00_Gp00 | Caso Base | All generators | 0.91 | cap | Manzanares 115/33/13.8 kV | m:cosphi:bushv | -0.93031 | ElmTr3
2026 | 2026_DzMD_GzMX_Dp00_Gp00 | Caso Base | All generators | 0.92 | cap | Manzanares 115/33/13.8 kV | m:cosphi:bushv | -0.93031 | ElmTr3
2026 | 2026_DzMD_GzMX_Dp00_Gp00 | Caso Base | All generators | 0.93 | cap | Manzanares 115/33/13.8 kV | m:cosphi:bushv | -0.93031 | ElmTr3
2026 | 2026_DzMD_GzMX_Dp00_Gp00 | Caso Base | All generators | 0.94 | cap | Manzanares 115/33/13.8 kV | m:cosphi:bushv | -0.93031 | ElmTr3
2026 | 2026_DzMD_GzMX_Dp00_Gp00 | Caso Base | All generators | 0.95 | cap | Manzanares 115/33/13.8 kV | m:cosphi:bushv | -0.93031 | ElmTr3
2026 | 2026_DzMD_GzMX_Dp00_Gp00 | Caso Base | All generators | 0.96 | cap | Manzanares 115/33/13.8 kV | m:cosphi:bushv | -0.93031 | ElmTr3
2026 | 2026_DzMD_GzMX_Dp00_Gp00 | Caso Base | All generators | 0.97 | cap | Manzanares 115/33/13.8 kV | m:cosphi:bushv | -0.93031 | ElmTr3
2026 | 2026_DzMD_GzMX_Dp00_Gp00 | Caso Base | All generators | 0.98 | cap | Manzanares 115/33/13.8 kV | m:cosphi:bushv | -0.93031 | ElmTr3
2026 | 2026_DzMD_GzMX_Dp00_Gp00 | Caso Base | All generators | 0.99 | cap | Manzanares 115/33/13.8 kV | m:cosphi:bushv | -0.93031 | ElmTr3
2026 | 2026_DzMD_GzMX_Dp00_Gp00 | Caso Base | All generators | 1 | cap | Manzanares 115/33/13.8 kV | m:cosphi:bushv | -0.93031 | ElmTr3
2026 | 2026_DzMD_GzMX_Dp00_Gp00 | Caso Base | All generators | 0.9 | cap | Purnio 230/115 | m:P:bushv in MW | -65.2002 | ElmTr3
2026 | 2026_DzMD_GzMX_Dp00_Gp00 | Caso Base | All generators | 0.91 | cap | Purnio 230/115 | m:P:bushv in MW | -65.2002 | ElmTr3
2026 | 2026_DzMD_GzMX_Dp00_Gp00 | Caso Base | All generators | 0.92 | cap | Purnio 230/115 | m:P:bushv in MW | -65.2002 | ElmTr3
2026 | 2026_DzMD_GzMX_Dp00_Gp00 | Caso Base | All generators | 0.93 | cap | Purnio 230/115 | m:P:bushv in MW | -65.2002 | ElmTr3
2026 | 2026_DzMD_GzMX_Dp00_Gp00 | Caso Base | All generators | 0.94 | cap | Purnio 230/115 | m:P:bushv in MW | -65.2002 | ElmTr3
2026 | 2026_DzMD_GzMX_Dp00_Gp00 | Caso Base | All generators | 0.95 | cap | Purnio 230/115 | m:P:bushv in MW | -65.2002 | ElmTr3
2026 | 2026_DzMD_GzMX_Dp00_Gp00 | Caso Base | All generators | 0.96 | cap | Purnio 230/115 | m:P:bushv in MW | -65.2002 | ElmTr3
2026 | 2026_DzMD_GzMX_Dp00_Gp00 | Caso Base | All generators | 0.97 | cap | Purnio 230/115 | m:P:bushv in MW | -65.2002 | ElmTr3
2026 | 2026_DzMD_GzMX_Dp00_Gp00 | Caso Base | All generators | 0.98 | cap | Purnio 230/115 | m:P:bushv in MW | -65.2002 | ElmTr3
2026 | 2026_DzMD_GzMX_Dp00_Gp00 | Caso Base | All generators | 0.99 | cap | Purnio 230/115 | m:P:bushv in MW | -65.2002 | ElmTr3
2026 | 2026_DzMD_GzMX_Dp00_Gp00 | Caso Base | All generators | 1 | cap | Purnio 230/115 | m:P:bushv in MW | -65.2002 | ElmTr3
2026 | 2026_DzMD_GzMX_Dp00_Gp00 | Caso Base | All generators | 0.9 | cap | Purnio 230/115 | m:Q:bushv in Mvar | 18.9446 | ElmTr3
2026 | 2026_DzMD_GzMX_Dp00_Gp00 | Caso Base | All generators | 0.91 | cap | Purnio 230/115 | m:Q:bushv in Mvar | 18.9446 | ElmTr3
2026 | 2026_DzMD_GzMX_Dp00_Gp00 | Caso Base | All generators | 0.92 | cap | Purnio 230/115 | m:Q:bushv in Mvar | 18.9446 | ElmTr3
2026 | 2026_DzMD_GzMX_Dp00_Gp00 | Caso Base | All generators | 0.93 | cap | Purnio 230/115 | m:Q:bushv in Mvar | 18.9446 | ElmTr3
2026 | 2026_DzMD_GzMX_Dp00_Gp00 | Caso Base | All generators | 0.94 | cap | Purnio 230/115 | m:Q:bushv in Mvar | 18.9446 | ElmTr3
2026 | 2026_DzMD_GzMX_Dp00_Gp00 | Caso Base | All generators | 0.95 | cap | Purnio 230/115 | m:Q:bushv in Mvar | 18.9446 | ElmTr3
2026 | 2026_DzMD_GzMX_Dp00_Gp00 | Caso Base | All generators | 0.96 | cap | Purnio 230/115 | m:Q:bushv in Mvar | 18.9446 | ElmTr3
2026 | 2026_DzMD_GzMX_Dp00_Gp00 | Caso Base | All generators | 0.97 | cap | Purnio 230/115 | m:Q:bushv in Mvar | 18.9446 | ElmTr3
2026 | 2026_DzMD_GzMX_Dp00_Gp00 | Caso Base | All generators | 0.98 | cap | Purnio 230/115 | m:Q:bushv in Mvar | 18.9446 | ElmTr3
2026 | 2026_DzMD_GzMX_Dp00_Gp00 | Caso Base | All generators | 0.99 | cap | Purnio 230/115 | m:Q:bushv in Mvar | 18.9446 | ElmTr3
2026 | 2026_DzMD_GzMX_Dp00_Gp00 | Caso Base | All generators | 1 | cap | Purnio 230/115 | m:Q:bushv in Mvar | 18.9446 | ElmTr3
2026 | 2026_DzMD_GzMX_Dp00_Gp00 | Caso Base | All generators | 0.9 | cap | Purnio 230/115 | m:cosphi:bushv | -0.96029 | ElmTr3
2026 | 2026_DzMD_GzMX_Dp00_Gp00 | Caso Base | All generators | 0.91 | cap | Purnio 230/115 | m:cosphi:bushv | -0.96029 | ElmTr3
2026 | 2026_DzMD_GzMX_Dp00_Gp00 | Caso Base | All generators | 0.92 | cap | Purnio 230/115 | m:cosphi:bushv | -0.96029 | ElmTr3
2026 | 2026_DzMD_GzMX_Dp00_Gp00 | Caso Base | All generators | 0.93 | cap | Purnio 230/115 | m:cosphi:bushv | -0.96029 | ElmTr3
2026 | 2026_DzMD_GzMX_Dp00_Gp00 | Caso Base | All generators | 0.94 | cap | Purnio 230/115 | m:cosphi:bushv | -0.96029 | ElmTr3
2026 | 2026_DzMD_GzMX_Dp00_Gp00 | Caso Base | All generators | 0.95 | cap | Purnio 230/115 | m:cosphi:bushv | -0.96029 | ElmTr3
2026 | 2026_DzMD_GzMX_Dp00_Gp00 | Caso Base | All generators | 0.96 | cap | Purnio 230/115 | m:cosphi:bushv | -0.96029 | ElmTr3
2026 | 2026_DzMD_GzMX_Dp00_Gp00 | Caso Base | All generators | 0.97 | cap | Purnio 230/115 | m:cosphi:bushv | -0.96029 | ElmTr3
2026 | 2026_DzMD_GzMX_Dp00_Gp00 | Caso Base | All generators | 0.98 | cap | Purnio 230/115 | m:cosphi:bushv | -0.96029 | ElmTr3
2026 | 2026_DzMD_GzMX_Dp00_Gp00 | Caso Base | All generators | 0.99 | cap | Purnio 230/115 | m:cosphi:bushv | -0.96029 | ElmTr3
2026 | 2026_DzMD_GzMX_Dp00_Gp00 | Caso Base | All generators | 1 | cap | Purnio 230/115 | m:cosphi:bushv | -0.96029 | ElmTr3
2026 | 2026_DzMD_GzMX_Dp00_Gp00 | Caso Base | All generators | 0.9 | cap | Victoria 115/33/13.8 kV | m:P:bushv in MW | -9.8943 | ElmTr3
2026 | 2026_DzMD_GzMX_Dp00_Gp00 | Caso Base | All generators | 0.91 | cap | Victoria 115/33/13.8 kV | m:P:bushv in MW | -9.8943 | ElmTr3
2026 | 2026_DzMD_GzMX_Dp00_Gp00 | Caso Base | All generators | 0.92 | cap | Victoria 115/33/13.8 kV | m:P:bushv in MW | -9.8943 | ElmTr3
2026 | 2026_DzMD_GzMX_Dp00_Gp00 | Caso Base | All generators | 0.93 | cap | Victoria 115/33/13.8 kV | m:P:bushv in MW | -9.8943 | ElmTr3
2026 | 2026_DzMD_GzMX_Dp00_Gp00 | Caso Base | All generators | 0.94 | cap | Victoria 115/33/13.8 kV | m:P:bushv in MW | -9.8943 | ElmTr3
2026 | 2026_DzMD_GzMX_Dp00_Gp00 | Caso Base | All generators | 0.95 | cap | Victoria 115/33/13.8 kV | m:P:bushv in MW | -9.8943 | ElmTr3
2026 | 2026_DzMD_GzMX_Dp00_Gp00 | Caso Base | All generators | 0.96 | cap | Victoria 115/33/13.8 kV | m:P:bushv in MW | -9.8943 | ElmTr3
2026 | 2026_DzMD_GzMX_Dp00_Gp00 | Caso Base | All generators | 0.97 | cap | Victoria 115/33/13.8 kV | m:P:bushv in MW | -9.8943 | ElmTr3
2026 | 2026_DzMD_GzMX_Dp00_Gp00 | Caso Base | All generators | 0.98 | cap | Victoria 115/33/13.8 kV | m:P:bushv in MW | -9.8943 | ElmTr3
2026 | 2026_DzMD_GzMX_Dp00_Gp00 | Caso Base | All generators | 0.99 | cap | Victoria 115/33/13.8 kV | m:P:bushv in MW | -9.8943 | ElmTr3
2026 | 2026_DzMD_GzMX_Dp00_Gp00 | Caso Base | All generators | 1 | cap | Victoria 115/33/13.8 kV | m:P:bushv in MW | -9.8943 | ElmTr3
2026 | 2026_DzMD_GzMX_Dp00_Gp00 | Caso Base | All generators | 0.9 | cap | Victoria 115/33/13.8 kV | m:Q:bushv in Mvar | 5.8313 | ElmTr3
2026 | 2026_DzMD_GzMX_Dp00_Gp00 | Caso Base | All generators | 0.91 | cap | Victoria 115/33/13.8 kV | m:Q:bushv in Mvar | 5.8313 | ElmTr3
2026 | 2026_DzMD_GzMX_Dp00_Gp00 | Caso Base | All generators | 0.92 | cap | Victoria 115/33/13.8 kV | m:Q:bushv in Mvar | 5.8313 | ElmTr3
2026 | 2026_DzMD_GzMX_Dp00_Gp00 | Caso Base | All generators | 0.93 | cap | Victoria 115/33/13.8 kV | m:Q:bushv in Mvar | 5.8313 | ElmTr3
2026 | 2026_DzMD_GzMX_Dp00_Gp00 | Caso Base | All generators | 0.94 | cap | Victoria 115/33/13.8 kV | m:Q:bushv in Mvar | 5.8313 | ElmTr3
2026 | 2026_DzMD_GzMX_Dp00_Gp00 | Caso Base | All generators | 0.95 | cap | Victoria 115/33/13.8 kV | m:Q:bushv in Mvar | 5.8313 | ElmTr3
2026 | 2026_DzMD_GzMX_Dp00_Gp00 | Caso Base | All generators | 0.96 | cap | Victoria 115/33/13.8 kV | m:Q:bushv in Mvar | 5.8313 | ElmTr3
2026 | 2026_DzMD_GzMX_Dp00_Gp00 | Caso Base | All generators | 0.97 | cap | Victoria 115/33/13.8 kV | m:Q:bushv in Mvar | 5.8313 | ElmTr3
2026 | 2026_DzMD_GzMX_Dp00_Gp00 | Caso Base | All generators | 0.98 | cap | Victoria 115/33/13.8 kV | m:Q:bushv in Mvar | 5.8313 | ElmTr3
2026 | 2026_DzMD_GzMX_Dp00_Gp00 | Caso Base | All generators | 0.99 | cap | Victoria 115/33/13.8 kV | m:Q:bushv in Mvar | 5.8313 | ElmTr3
2026 | 2026_DzMD_GzMX_Dp00_Gp00 | Caso Base | All generators | 1 | cap | Victoria 115/33/13.8 kV | m:Q:bushv in Mvar | 5.8313 | ElmTr3
2026 | 2026_DzMD_GzMX_Dp00_Gp00 | Caso Base | All generators | 0.9 | cap | Victoria 115/33/13.8 kV | m:cosphi:bushv | -0.86151 | ElmTr3
2026 | 2026_DzMD_GzMX_Dp00_Gp00 | Caso Base | All generators | 0.91 | cap | Victoria 115/33/13.8 kV | m:cosphi:bushv | -0.86151 | ElmTr3
2026 | 2026_DzMD_GzMX_Dp00_Gp00 | Caso Base | All generators | 0.92 | cap | Victoria 115/33/13.8 kV | m:cosphi:bushv | -0.86151 | ElmTr3
2026 | 2026_DzMD_GzMX_Dp00_Gp00 | Caso Base | All generators | 0.93 | cap | Victoria 115/33/13.8 kV | m:cosphi:bushv | -0.86151 | ElmTr3
2026 | 2026_DzMD_GzMX_Dp00_Gp00 | Caso Base | All generators | 0.94 | cap | Victoria 115/33/13.8 kV | m:cosphi:bushv | -0.86151 | ElmTr3
2026 | 2026_DzMD_GzMX_Dp00_Gp00 | Caso Base | All generators | 0.95 | cap | Victoria 115/33/13.8 kV | m:cosphi:bushv | -0.86151 | ElmTr3
2026 | 2026_DzMD_GzMX_Dp00_Gp00 | Caso Base | All generators | 0.96 | cap | Victoria 115/33/13.8 kV | m:cosphi:bushv | -0.86151 | ElmTr3
2026 | 2026_DzMD_GzMX_Dp00_Gp00 | Caso Base | All generators | 0.97 | cap | Victoria 115/33/13.8 kV | m:cosphi:bushv | -0.86151 | ElmTr3
2026 | 2026_DzMD_GzMX_Dp00_Gp00 | Caso Base | All generators | 0.98 | cap | Victoria 115/33/13.8 kV | m:cosphi:bushv | -0.86151 | ElmTr3
2026 | 2026_DzMD_GzMX_Dp00_Gp00 | Caso Base | All generators | 0.99 | cap | Victoria 115/33/13.8 kV | m:cosphi:bushv | -0.86151 | ElmTr3
2026 | 2026_DzMD_GzMX_Dp00_Gp00 | Caso Base | All generators | 1 | cap | Victoria 115/33/13.8 kV | m:cosphi:bushv | -0.86151 | ElmTr3
2026 | 2026_DzMD_GzMX_Dp00_Gp00 | Caso Base | All generators | 0.9 | ind | Dorada - Magdalena 115 kV | m:P:bus1 in MW | 77.7677 | ElmLne
2026 | 2026_DzMD_GzMX_Dp00_Gp00 | Caso Base | All generators | 0.91 | ind | Dorada - Magdalena 115 kV | m:P:bus1 in MW | 77.7677 | ElmLne
2026 | 2026_DzMD_GzMX_Dp00_Gp00 | Caso Base | All generators | 0.92 | ind | Dorada - Magdalena 115 kV | m:P:bus1 in MW | 77.7677 | ElmLne
2026 | 2026_DzMD_GzMX_Dp00_Gp00 | Caso Base | All generators | 0.93 | ind | Dorada - Magdalena 115 kV | m:P:bus1 in MW | 77.7677 | ElmLne
2026 | 2026_DzMD_GzMX_Dp00_Gp00 | Caso Base | All generators | 0.94 | ind | Dorada - Magdalena 115 kV | m:P:bus1 in MW | 77.7677 | ElmLne
2026 | 2026_DzMD_GzMX_Dp00_Gp00 | Caso Base | All generators | 0.95 | ind | Dorada - Magdalena 115 kV | m:P:bus1 in MW | 77.7677 | ElmLne
2026 | 2026_DzMD_GzMX_Dp00_Gp00 | Caso Base | All generators | 0.96 | ind | Dorada - Magdalena 115 kV | m:P:bus1 in MW | 77.7677 | ElmLne
2026 | 2026_DzMD_GzMX_Dp00_Gp00 | Caso Base | All generators | 0.97 | ind | Dorada - Magdalena 115 kV | m:P:bus1 in MW | 77.7677 | ElmLne
2026 | 2026_DzMD_GzMX_Dp00_Gp00 | Caso Base | All generators | 0.98 | ind | Dorada - Magdalena 115 kV | m:P:bus1 in MW | 77.7677 | ElmLne
2026 | 2026_DzMD_GzMX_Dp00_Gp00 | Caso Base | All generators | 0.99 | ind | Dorada - Magdalena 115 kV | m:P:bus1 in MW | 77.7677 | ElmLne
2026 | 2026_DzMD_GzMX_Dp00_Gp00 | Caso Base | All generators | 1 | ind | Dorada - Magdalena 115 kV | m:P:bus1 in MW | 77.7677 | ElmLne
2026 | 2026_DzMD_GzMX_Dp00_Gp00 | Caso Base | All generators | 0.9 | ind | Dorada - Magdalena 115 kV | m:P:bus2 in MW | -77.4304 | ElmLne
2026 | 2026_DzMD_GzMX_Dp00_Gp00 | Caso Base | All generators | 0.91 | ind | Dorada - Magdalena 115 kV | m:P:bus2 in MW | -77.4304 | ElmLne
2026 | 2026_DzMD_GzMX_Dp00_Gp00 | Caso Base | All generators | 0.92 | ind | Dorada - Magdalena 115 kV | m:P:bus2 in MW | -77.4304 | ElmLne
2026 | 2026_DzMD_GzMX_Dp00_Gp00 | Caso Base | All generators | 0.93 | ind | Dorada - Magdalena 115 kV | m:P:bus2 in MW | -77.4304 | ElmLne
2026 | 2026_DzMD_GzMX_Dp00_Gp00 | Caso Base | All generators | 0.94 | ind | Dorada - Magdalena 115 kV | m:P:bus2 in MW | -77.4304 | ElmLne
2026 | 2026_DzMD_GzMX_Dp00_Gp00 | Caso Base | All generators | 0.95 | ind | Dorada - Magdalena 115 kV | m:P:bus2 in MW | -77.4304 | ElmLne
2026 | 2026_DzMD_GzMX_Dp00_Gp00 | Caso Base | All generators | 0.96 | ind | Dorada - Magdalena 115 kV | m:P:bus2 in MW | -77.4304 | ElmLne
2026 | 2026_DzMD_GzMX_Dp00_Gp00 | Caso Base | All generators | 0.97 | ind | Dorada - Magdalena 115 kV | m:P:bus2 in MW | -77.4304 | ElmLne
2026 | 2026_DzMD_GzMX_Dp00_Gp00 | Caso Base | All generators | 0.98 | ind | Dorada - Magdalena 115 kV | m:P:bus2 in MW | -77.4304 | ElmLne
2026 | 2026_DzMD_GzMX_Dp00_Gp00 | Caso Base | All generators | 0.99 | ind | Dorada - Magdalena 115 kV | m:P:bus2 in MW | -77.4304 | ElmLne
2026 | 2026_DzMD_GzMX_Dp00_Gp00 | Caso Base | All generators | 1 | ind | Dorada - Magdalena 115 kV | m:P:bus2 in MW | -77.4304 | ElmLne
2026 | 2026_DzMD_GzMX_Dp00_Gp00 | Caso Base | All generators | 0.9 | ind | Dorada - Magdalena 115 kV | m:Q:bus1 in Mvar | 2.7672 | ElmLne
2026 | 2026_DzMD_GzMX_Dp00_Gp00 | Caso Base | All generators | 0.91 | ind | Dorada - Magdalena 115 kV | m:Q:bus1 in Mvar | 2.7672 | ElmLne
2026 | 2026_DzMD_GzMX_Dp00_Gp00 | Caso Base | All generators | 0.92 | ind | Dorada - Magdalena 115 kV | m:Q:bus1 in Mvar | 2.7672 | ElmLne
2026 | 2026_DzMD_GzMX_Dp00_Gp00 | Caso Base | All generators | 0.93 | ind | Dorada - Magdalena 115 kV | m:Q:bus1 in Mvar | 2.7672 | ElmLne
2026 | 2026_DzMD_GzMX_Dp00_Gp00 | Caso Base | All generators | 0.94 | ind | Dorada - Magdalena 115 kV | m:Q:bus1 in Mvar | 2.7672 | ElmLne
2026 | 2026_DzMD_GzMX_Dp00_Gp00 | Caso Base | All generators | 0.95 | ind | Dorada - Magdalena 115 kV | m:Q:bus1 in Mvar | 2.7672 | ElmLne
2026 | 2026_DzMD_GzMX_Dp00_Gp00 | Caso Base | All generators | 0.96 | ind | Dorada - Magdalena 115 kV | m:Q:bus1 in Mvar | 2.7672 | ElmLne
2026 | 2026_DzMD_GzMX_Dp00_Gp00 | Caso Base | All generators | 0.97 | ind | Dorada - Magdalena 115 kV | m:Q:bus1 in Mvar | 2.7672 | ElmLne
2026 | 2026_DzMD_GzMX_Dp00_Gp00 | Caso Base | All generators | 0.98 | ind | Dorada - Magdalena 115 kV | m:Q:bus1 in Mvar | 2.7672 | ElmLne
2026 | 2026_DzMD_GzMX_Dp00_Gp00 | Caso Base | All generators | 0.99 | ind | Dorada - Magdalena 115 kV | m:Q:bus1 in Mvar | 2.7672 | ElmLne
2026 | 2026_DzMD_GzMX_Dp00_Gp00 | Caso Base | All generators | 1 | ind | Dorada - Magdalena 115 kV | m:Q:bus1 in Mvar | 2.7672 | ElmLne
2026 | 2026_DzMD_GzMX_Dp00_Gp00 | Caso Base | All generators | 0.9 | ind | Dorada - Magdalena 115 kV | m:Q:bus2 in Mvar | -1.4405 | ElmLne
2026 | 2026_DzMD_GzMX_Dp00_Gp00 | Caso Base | All generators | 0.91 | ind | Dorada - Magdalena 115 kV | m:Q:bus2 in Mvar | -1.4405 | ElmLne
2026 | 2026_DzMD_GzMX_Dp00_Gp00 | Caso Base | All generators | 0.92 | ind | Dorada - Magdalena 115 kV | m:Q:bus2 in Mvar | -1.4405 | ElmLne
2026 | 2026_DzMD_GzMX_Dp00_Gp00 | Caso Base | All generators | 0.93 | ind | Dorada - Magdalena 115 kV | m:Q:bus2 in Mvar | -1.4405 | ElmLne
2026 | 2026_DzMD_GzMX_Dp00_Gp00 | Caso Base | All generators | 0.94 | ind | Dorada - Magdalena 115 kV | m:Q:bus2 in Mvar | -1.4405 | ElmLne
2026 | 2026_DzMD_GzMX_Dp00_Gp00 | Caso Base | All generators | 0.95 | ind | Dorada - Magdalena 115 kV | m:Q:bus2 in Mvar | -1.4405 | ElmLne
2026 | 2026_DzMD_GzMX_Dp00_Gp00 | Caso Base | All generators | 0.96 | ind | Dorada - Magdalena 115 kV | m:Q:bus2 in Mvar | -1.4405 | ElmLne
2026 | 2026_DzMD_GzMX_Dp00_Gp00 | Caso Base | All generators | 0.97 | ind | Dorada - Magdalena 115 kV | m:Q:bus2 in Mvar | -1.4405 | ElmLne
2026 | 2026_DzMD_GzMX_Dp00_Gp00 | Caso Base | All generators | 0.98 | ind | Dorada - Magdalena 115 kV | m:Q:bus2 in Mvar | -1.4405 | ElmLne
2026 | 2026_DzMD_GzMX_Dp00_Gp00 | Caso Base | All generators | 0.99 | ind | Dorada - Magdalena 115 kV | m:Q:bus2 in Mvar | -1.4405 | ElmLne
2026 | 2026_DzMD_GzMX_Dp00_Gp00 | Caso Base | All generators | 1 | ind | Dorada - Magdalena 115 kV | m:Q:bus2 in Mvar | -1.4405 | ElmLne
2026 | 2026_DzMD_GzMX_Dp00_Gp00 | Caso Base | All generators | 0.9 | ind | Dorada - Magdalena 115 kV | m:cosphi:bus1 | 0.99937 | ElmLne
2026 | 2026_DzMD_GzMX_Dp00_Gp00 | Caso Base | All generators | 0.91 | ind | Dorada - Magdalena 115 kV | m:cosphi:bus1 | 0.99937 | ElmLne
2026 | 2026_DzMD_GzMX_Dp00_Gp00 | Caso Base | All generators | 0.92 | ind | Dorada - Magdalena 115 kV | m:cosphi:bus1 | 0.99937 | ElmLne
2026 | 2026_DzMD_GzMX_Dp00_Gp00 | Caso Base | All generators | 0.93 | ind | Dorada - Magdalena 115 kV | m:cosphi:bus1 | 0.99937 | ElmLne
2026 | 2026_DzMD_GzMX_Dp00_Gp00 | Caso Base | All generators | 0.94 | ind | Dorada - Magdalena 115 kV | m:cosphi:bus1 | 0.99937 | ElmLne
2026 | 2026_DzMD_GzMX_Dp00_Gp00 | Caso Base | All generators | 0.95 | ind | Dorada - Magdalena 115 kV | m:cosphi:bus1 | 0.99937 | ElmLne
2026 | 2026_DzMD_GzMX_Dp00_Gp00 | Caso Base | All generators | 0.96 | ind | Dorada - Magdalena 115 kV | m:cosphi:bus1 | 0.99937 | ElmLne
2026 | 2026_DzMD_GzMX_Dp00_Gp00 | Caso Base | All generators | 0.97 | ind | Dorada - Magdalena 115 kV | m:cosphi:bus1 | 0.99937 | ElmLne
2026 | 2026_DzMD_GzMX_Dp00_Gp00 | Caso Base | All generators | 0.98 | ind | Dorada - Magdalena 115 kV | m:cosphi:bus1 | 0.99937 | ElmLne
2026 | 2026_DzMD_GzMX_Dp00_Gp00 | Caso Base | All generators | 0.99 | ind | Dorada - Magdalena 115 kV | m:cosphi:bus1 | 0.99937 | ElmLne
2026 | 2026_DzMD_GzMX_Dp00_Gp00 | Caso Base | All generators | 1 | ind | Dorada - Magdalena 115 kV | m:cosphi:bus1 | 0.99937 | ElmLne
2026 | 2026_DzMD_GzMX_Dp00_Gp00 | Caso Base | All generators | 0.9 | ind | Dorada - Magdalena 115 kV | m:cosphi:bus2 | -0.99983 | ElmLne
2026 | 2026_DzMD_GzMX_Dp00_Gp00 | Caso Base | All generators | 0.91 | ind | Dorada - Magdalena 115 kV | m:cosphi:bus2 | -0.99983 | ElmLne
2026 | 2026_DzMD_GzMX_Dp00_Gp00 | Caso Base | All generators | 0.92 | ind | Dorada - Magdalena 115 kV | m:cosphi:bus2 | -0.99983 | ElmLne
2026 | 2026_DzMD_GzMX_Dp00_Gp00 | Caso Base | All generators | 0.93 | ind | Dorada - Magdalena 115 kV | m:cosphi:bus2 | -0.99983 | ElmLne
2026 | 2026_DzMD_GzMX_Dp00_Gp00 | Caso Base | All generators | 0.94 | ind | Dorada - Magdalena 115 kV | m:cosphi:bus2 | -0.99983 | ElmLne
2026 | 2026_DzMD_GzMX_Dp00_Gp00 | Caso Base | All generators | 0.95 | ind | Dorada - Magdalena 115 kV | m:cosphi:bus2 | -0.99983 | ElmLne
2026 | 2026_DzMD_GzMX_Dp00_Gp00 | Caso Base | All generators | 0.96 | ind | Dorada - Magdalena 115 kV | m:cosphi:bus2 | -0.99983 | ElmLne
2026 | 2026_DzMD_GzMX_Dp00_Gp00 | Caso Base | All generators | 0.97 | ind | Dorada - Magdalena 115 kV | m:cosphi:bus2 | -0.99983 | ElmLne
2026 | 2026_DzMD_GzMX_Dp00_Gp00 | Caso Base | All generators | 0.98 | ind | Dorada - Magdalena 115 kV | m:cosphi:bus2 | -0.99983 | ElmLne
2026 | 2026_DzMD_GzMX_Dp00_Gp00 | Caso Base | All generators | 0.99 | ind | Dorada - Magdalena 115 kV | m:cosphi:bus2 | -0.99983 | ElmLne
2026 | 2026_DzMD_GzMX_Dp00_Gp00 | Caso Base | All generators | 1 | ind | Dorada - Magdalena 115 kV | m:cosphi:bus2 | -0.99983 | ElmLne
2026 | 2026_DzMD_GzMX_Dp00_Gp00 | Caso Base | All generators | 0.9 | ind | Mariquita - Victoria 2 115 | m:P:bus1 in MW | -16.7886 | ElmLne
2026 | 2026_DzMD_GzMX_Dp00_Gp00 | Caso Base | All generators | 0.91 | ind | Mariquita - Victoria 2 115 | m:P:bus1 in MW | -16.7886 | ElmLne
2026 | 2026_DzMD_GzMX_Dp00_Gp00 | Caso Base | All generators | 0.92 | ind | Mariquita - Victoria 2 115 | m:P:bus1 in MW | -16.7886 | ElmLne
2026 | 2026_DzMD_GzMX_Dp00_Gp00 | Caso Base | All generators | 0.93 | ind | Mariquita - Victoria 2 115 | m:P:bus1 in MW | -16.7886 | ElmLne
2026 | 2026_DzMD_GzMX_Dp00_Gp00 | Caso Base | All generators | 0.94 | ind | Mariquita - Victoria 2 115 | m:P:bus1 in MW | -16.7886 | ElmLne
2026 | 2026_DzMD_GzMX_Dp00_Gp00 | Caso Base | All generators | 0.95 | ind | Mariquita - Victoria 2 115 | m:P:bus1 in MW | -16.7886 | ElmLne
2026 | 2026_DzMD_GzMX_Dp00_Gp00 | Caso Base | All generators | 0.96 | ind | Mariquita - Victoria 2 115 | m:P:bus1 in MW | -16.7886 | ElmLne
2026 | 2026_DzMD_GzMX_Dp00_Gp00 | Caso Base | All generators | 0.97 | ind | Mariquita - Victoria 2 115 | m:P:bus1 in MW | -16.7886 | ElmLne
2026 | 2026_DzMD_GzMX_Dp00_Gp00 | Caso Base | All generators | 0.98 | ind | Mariquita - Victoria 2 115 | m:P:bus1 in MW | -16.7886 | ElmLne
2026 | 2026_DzMD_GzMX_Dp00_Gp00 | Caso Base | All generators | 0.99 | ind | Mariquita - Victoria 2 115 | m:P:bus1 in MW | -16.7886 | ElmLne
2026 | 2026_DzMD_GzMX_Dp00_Gp00 | Caso Base | All generators | 1 | ind | Mariquita - Victoria 2 115 | m:P:bus1 in MW | -16.7886 | ElmLne
2026 | 2026_DzMD_GzMX_Dp00_Gp00 | Caso Base | All generators | 0.9 | ind | Mariquita - Victoria 2 115 | m:P:bus2 in MW | 16.8762 | ElmLne
2026 | 2026_DzMD_GzMX_Dp00_Gp00 | Caso Base | All generators | 0.91 | ind | Mariquita - Victoria 2 115 | m:P:bus2 in MW | 16.8762 | ElmLne
2026 | 2026_DzMD_GzMX_Dp00_Gp00 | Caso Base | All generators | 0.92 | ind | Mariquita - Victoria 2 115 | m:P:bus2 in MW | 16.8762 | ElmLne
2026 | 2026_DzMD_GzMX_Dp00_Gp00 | Caso Base | All generators | 0.93 | ind | Mariquita - Victoria 2 115 | m:P:bus2 in MW | 16.8762 | ElmLne
2026 | 2026_DzMD_GzMX_Dp00_Gp00 | Caso Base | All generators | 0.94 | ind | Mariquita - Victoria 2 115 | m:P:bus2 in MW | 16.8762 | ElmLne
2026 | 2026_DzMD_GzMX_Dp00_Gp00 | Caso Base | All generators | 0.95 | ind | Mariquita - Victoria 2 115 | m:P:bus2 in MW | 16.8762 | ElmLne
2026 | 2026_DzMD_GzMX_Dp00_Gp00 | Caso Base | All generators | 0.96 | ind | Mariquita - Victoria 2 115 | m:P:bus2 in MW | 16.8762 | ElmLne
2026 | 2026_DzMD_GzMX_Dp00_Gp00 | Caso Base | All generators | 0.97 | ind | Mariquita - Victoria 2 115 | m:P:bus2 in MW | 16.8762 | ElmLne
2026 | 2026_DzMD_GzMX_Dp00_Gp00 | Caso Base | All generators | 0.98 | ind | Mariquita - Victoria 2 115 | m:P:bus2 in MW | 16.8762 | ElmLne
2026 | 2026_DzMD_GzMX_Dp00_Gp00 | Caso Base | All generators | 0.99 | ind | Mariquita - Victoria 2 115 | m:P:bus2 in MW | 16.8762 | ElmLne
2026 | 2026_DzMD_GzMX_Dp00_Gp00 | Caso Base | All generators | 1 | ind | Mariquita - Victoria 2 115 | m:P:bus2 in MW | 16.8762 | ElmLne
2026 | 2026_DzMD_GzMX_Dp00_Gp00 | Caso Base | All generators | 0.9 | ind | Mariquita - Victoria 2 115 | m:Q:bus1 in Mvar | 10.0402 | ElmLne
2026 | 2026_DzMD_GzMX_Dp00_Gp00 | Caso Base | All generators | 0.91 | ind | Mariquita - Victoria 2 115 | m:Q:bus1 in Mvar | 10.0402 | ElmLne
2026 | 2026_DzMD_GzMX_Dp00_Gp00 | Caso Base | All generators | 0.92 | ind | Mariquita - Victoria 2 115 | m:Q:bus1 in Mvar | 10.0402 | ElmLne
2026 | 2026_DzMD_GzMX_Dp00_Gp00 | Caso Base | All generators | 0.93 | ind | Mariquita - Victoria 2 115 | m:Q:bus1 in Mvar | 10.0402 | ElmLne
2026 | 2026_DzMD_GzMX_Dp00_Gp00 | Caso Base | All generators | 0.94 | ind | Mariquita - Victoria 2 115 | m:Q:bus1 in Mvar | 10.0402 | ElmLne
2026 | 2026_DzMD_GzMX_Dp00_Gp00 | Caso Base | All generators | 0.95 | ind | Mariquita - Victoria 2 115 | m:Q:bus1 in Mvar | 10.0402 | ElmLne
2026 | 2026_DzMD_GzMX_Dp00_Gp00 | Caso Base | All generators | 0.96 | ind | Mariquita - Victoria 2 115 | m:Q:bus1 in Mvar | 10.0402 | ElmLne
2026 | 2026_DzMD_GzMX_Dp00_Gp00 | Caso Base | All generators | 0.97 | ind | Mariquita - Victoria 2 115 | m:Q:bus1 in Mvar | 10.0402 | ElmLne
2026 | 2026_DzMD_GzMX_Dp00_Gp00 | Caso Base | All generators | 0.98 | ind | Mariquita - Victoria 2 115 | m:Q:bus1 in Mvar | 10.0402 | ElmLne
2026 | 2026_DzMD_GzMX_Dp00_Gp00 | Caso Base | All generators | 0.99 | ind | Mariquita - Victoria 2 115 | m:Q:bus1 in Mvar | 10.0402 | ElmLne
2026 | 2026_DzMD_GzMX_Dp00_Gp00 | Caso Base | All generators | 1 | ind | Mariquita - Victoria 2 115 | m:Q:bus1 in Mvar | 10.0402 | ElmLne
2026 | 2026_DzMD_GzMX_Dp00_Gp00 | Caso Base | All generators | 0.9 | ind | Mariquita - Victoria 2 115 | m:Q:bus2 in Mvar | -10.4416 | ElmLne
2026 | 2026_DzMD_GzMX_Dp00_Gp00 | Caso Base | All generators | 0.91 | ind | Mariquita - Victoria 2 115 | m:Q:bus2 in Mvar | -10.4416 | ElmLne
2026 | 2026_DzMD_GzMX_Dp00_Gp00 | Caso Base | All generators | 0.92 | ind | Mariquita - Victoria 2 115 | m:Q:bus2 in Mvar | -10.4416 | ElmLne
2026 | 2026_DzMD_GzMX_Dp00_Gp00 | Caso Base | All generators | 0.93 | ind | Mariquita - Victoria 2 115 | m:Q:bus2 in Mvar | -10.4416 | ElmLne
2026 | 2026_DzMD_GzMX_Dp00_Gp00 | Caso Base | All generators | 0.94 | ind | Mariquita - Victoria 2 115 | m:Q:bus2 in Mvar | -10.4416 | ElmLne
2026 | 2026_DzMD_GzMX_Dp00_Gp00 | Caso Base | All generators | 0.95 | ind | Mariquita - Victoria 2 115 | m:Q:bus2 in Mvar | -10.4416 | ElmLne
2026 | 2026_DzMD_GzMX_Dp00_Gp00 | Caso Base | All generators | 0.96 | ind | Mariquita - Victoria 2 115 | m:Q:bus2 in Mvar | -10.4416 | ElmLne
2026 | 2026_DzMD_GzMX_Dp00_Gp00 | Caso Base | All generators | 0.97 | ind | Mariquita - Victoria 2 115 | m:Q:bus2 in Mvar | -10.4416 | ElmLne
2026 | 2026_DzMD_GzMX_Dp00_Gp00 | Caso Base | All generators | 0.98 | ind | Mariquita - Victoria 2 115 | m:Q:bus2 in Mvar | -10.4416 | ElmLne
2026 | 2026_DzMD_GzMX_Dp00_Gp00 | Caso Base | All generators | 0.99 | ind | Mariquita - Victoria 2 115 | m:Q:bus2 in Mvar | -10.4416 | ElmLne
2026 | 2026_DzMD_GzMX_Dp00_Gp00 | Caso Base | All generators | 1 | ind | Mariquita - Victoria 2 115 | m:Q:bus2 in Mvar | -10.4416 | ElmLne
2026 | 2026_DzMD_GzMX_Dp00_Gp00 | Caso Base | All generators | 0.9 | ind | Mariquita - Victoria 2 115 | m:cosphi:bus1 | -0.85823 | ElmLne
2026 | 2026_DzMD_GzMX_Dp00_Gp00 | Caso Base | All generators | 0.91 | ind | Mariquita - Victoria 2 115 | m:cosphi:bus1 | -0.85823 | ElmLne
2026 | 2026_DzMD_GzMX_Dp00_Gp00 | Caso Base | All generators | 0.92 | ind | Mariquita - Victoria 2 115 | m:cosphi:bus1 | -0.85823 | ElmLne
2026 | 2026_DzMD_GzMX_Dp00_Gp00 | Caso Base | All generators | 0.93 | ind | Mariquita - Victoria 2 115 | m:cosphi:bus1 | -0.85823 | ElmLne
2026 | 2026_DzMD_GzMX_Dp00_Gp00 | Caso Base | All generators | 0.94 | ind | Mariquita - Victoria 2 115 | m:cosphi:bus1 | -0.85823 | ElmLne
2026 | 2026_DzMD_GzMX_Dp00_Gp00 | Caso Base | All generators | 0.95 | ind | Mariquita - Victoria 2 115 | m:cosphi:bus1 | -0.85823 | ElmLne
2026 | 2026_DzMD_GzMX_Dp00_Gp00 | Caso Base | All generators | 0.96 | ind | Mariquita - Victoria 2 115 | m:cosphi:bus1 | -0.85823 | ElmLne
2026 | 2026_DzMD_GzMX_Dp00_Gp00 | Caso Base | All generators | 0.97 | ind | Mariquita - Victoria 2 115 | m:cosphi:bus1 | -0.85823 | ElmLne
2026 | 2026_DzMD_GzMX_Dp00_Gp00 | Caso Base | All generators | 0.98 | ind | Mariquita - Victoria 2 115 | m:cosphi:bus1 | -0.85823 | ElmLne
2026 | 2026_DzMD_GzMX_Dp00_Gp00 | Caso Base | All generators | 0.99 | ind | Mariquita - Victoria 2 115 | m:cosphi:bus1 | -0.85823 | ElmLne
2026 | 2026_DzMD_GzMX_Dp00_Gp00 | Caso Base | All generators | 1 | ind | Mariquita - Victoria 2 115 | m:cosphi:bus1 | -0.85823 | ElmLne
2026 | 2026_DzMD_GzMX_Dp00_Gp00 | Caso Base | All generators | 0.9 | ind | Mariquita - Victoria 2 115 | m:cosphi:bus2 | 0.85039 | ElmLne
2026 | 2026_DzMD_GzMX_Dp00_Gp00 | Caso Base | All generators | 0.91 | ind | Mariquita - Victoria 2 115 | m:cosphi:bus2 | 0.85039 | ElmLne
2026 | 2026_DzMD_GzMX_Dp00_Gp00 | Caso Base | All generators | 0.92 | ind | Mariquita - Victoria 2 115 | m:cosphi:bus2 | 0.85039 | ElmLne
2026 | 2026_DzMD_GzMX_Dp00_Gp00 | Caso Base | All generators | 0.93 | ind | Mariquita - Victoria 2 115 | m:cosphi:bus2 | 0.85039 | ElmLne
2026 | 2026_DzMD_GzMX_Dp00_Gp00 | Caso Base | All generators | 0.94 | ind | Mariquita - Victoria 2 115 | m:cosphi:bus2 | 0.85039 | ElmLne
2026 | 2026_DzMD_GzMX_Dp00_Gp00 | Caso Base | All generators | 0.95 | ind | Mariquita - Victoria 2 115 | m:cosphi:bus2 | 0.85039 | ElmLne
2026 | 2026_DzMD_GzMX_Dp00_Gp00 | Caso Base | All generators | 0.96 | ind | Mariquita - Victoria 2 115 | m:cosphi:bus2 | 0.85039 | ElmLne
2026 | 2026_DzMD_GzMX_Dp00_Gp00 | Caso Base | All generators | 0.97 | ind | Mariquita - Victoria 2 115 | m:cosphi:bus2 | 0.85039 | ElmLne
2026 | 2026_DzMD_GzMX_Dp00_Gp00 | Caso Base | All generators | 0.98 | ind | Mariquita - Victoria 2 115 | m:cosphi:bus2 | 0.85039 | ElmLne
2026 | 2026_DzMD_GzMX_Dp00_Gp00 | Caso Base | All generators | 0.99 | ind | Mariquita - Victoria 2 115 | m:cosphi:bus2 | 0.85039 | ElmLne
2026 | 2026_DzMD_GzMX_Dp00_Gp00 | Caso Base | All generators | 1 | ind | Mariquita - Victoria 2 115 | m:cosphi:bus2 | 0.85039 | ElmLne
2026 | 2026_DzMD_GzMX_Dp00_Gp00 | Caso Base | All generators | 0.9 | ind | Dorada 115/33/13.8 kV | m:P:bushv in MW | -14.824 | ElmTr3
2026 | 2026_DzMD_GzMX_Dp00_Gp00 | Caso Base | All generators | 0.91 | ind | Dorada 115/33/13.8 kV | m:P:bushv in MW | -14.824 | ElmTr3
2026 | 2026_DzMD_GzMX_Dp00_Gp00 | Caso Base | All generators | 0.92 | ind | Dorada 115/33/13.8 kV | m:P:bushv in MW | -14.824 | ElmTr3
2026 | 2026_DzMD_GzMX_Dp00_Gp00 | Caso Base | All generators | 0.93 | ind | Dorada 115/33/13.8 kV | m:P:bushv in MW | -14.824 | ElmTr3
2026 | 2026_DzMD_GzMX_Dp00_Gp00 | Caso Base | All generators | 0.94 | ind | Dorada 115/33/13.8 kV | m:P:bushv in MW | -14.824 | ElmTr3
2026 | 2026_DzMD_GzMX_Dp00_Gp00 | Caso Base | All generators | 0.95 | ind | Dorada 115/33/13.8 kV | m:P:bushv in MW | -14.824 | ElmTr3
2026 | 2026_DzMD_GzMX_Dp00_Gp00 | Caso Base | All generators | 0.96 | ind | Dorada 115/33/13.8 kV | m:P:bushv in MW | -14.824 | ElmTr3
2026 | 2026_DzMD_GzMX_Dp00_Gp00 | Caso Base | All generators | 0.97 | ind | Dorada 115/33/13.8 kV | m:P:bushv in MW | -14.824 | ElmTr3
2026 | 2026_DzMD_GzMX_Dp00_Gp00 | Caso Base | All generators | 0.98 | ind | Dorada 115/33/13.8 kV | m:P:bushv in MW | -14.824 | ElmTr3
2026 | 2026_DzMD_GzMX_Dp00_Gp00 | Caso Base | All generators | 0.99 | ind | Dorada 115/33/13.8 kV | m:P:bushv in MW | -14.824 | ElmTr3
2026 | 2026_DzMD_GzMX_Dp00_Gp00 | Caso Base | All generators | 1 | ind | Dorada 115/33/13.8 kV | m:P:bushv in MW | -14.824 | ElmTr3
2026 | 2026_DzMD_GzMX_Dp00_Gp00 | Caso Base | All generators | 0.9 | ind | Dorada 115/33/13.8 kV | m:Q:bushv in Mvar | 7.954 | ElmTr3
2026 | 2026_DzMD_GzMX_Dp00_Gp00 | Caso Base | All generators | 0.91 | ind | Dorada 115/33/13.8 kV | m:Q:bushv in Mvar | 7.954 | ElmTr3
2026 | 2026_DzMD_GzMX_Dp00_Gp00 | Caso Base | All generators | 0.92 | ind | Dorada 115/33/13.8 kV | m:Q:bushv in Mvar | 7.954 | ElmTr3
2026 | 2026_DzMD_GzMX_Dp00_Gp00 | Caso Base | All generators | 0.93 | ind | Dorada 115/33/13.8 kV | m:Q:bushv in Mvar | 7.954 | ElmTr3
2026 | 2026_DzMD_GzMX_Dp00_Gp00 | Caso Base | All generators | 0.94 | ind | Dorada 115/33/13.8 kV | m:Q:bushv in Mvar | 7.954 | ElmTr3
2026 | 2026_DzMD_GzMX_Dp00_Gp00 | Caso Base | All generators | 0.95 | ind | Dorada 115/33/13.8 kV | m:Q:bushv in Mvar | 7.954 | ElmTr3
2026 | 2026_DzMD_GzMX_Dp00_Gp00 | Caso Base | All generators | 0.96 | ind | Dorada 115/33/13.8 kV | m:Q:bushv in Mvar | 7.954 | ElmTr3
2026 | 2026_DzMD_GzMX_Dp00_Gp00 | Caso Base | All generators | 0.97 | ind | Dorada 115/33/13.8 kV | m:Q:bushv in Mvar | 7.954 | ElmTr3
2026 | 2026_DzMD_GzMX_Dp00_Gp00 | Caso Base | All generators | 0.98 | ind | Dorada 115/33/13.8 kV | m:Q:bushv in Mvar | 7.954 | ElmTr3
2026 | 2026_DzMD_GzMX_Dp00_Gp00 | Caso Base | All generators | 0.99 | ind | Dorada 115/33/13.8 kV | m:Q:bushv in Mvar | 7.954 | ElmTr3
2026 | 2026_DzMD_GzMX_Dp00_Gp00 | Caso Base | All generators | 1 | ind | Dorada 115/33/13.8 kV | m:Q:bushv in Mvar | 7.954 | ElmTr3
2026 | 2026_DzMD_GzMX_Dp00_Gp00 | Caso Base | All generators | 0.9 | ind | Dorada 115/33/13.8 kV | m:cosphi:bushv | -0.88117 | ElmTr3
2026 | 2026_DzMD_GzMX_Dp00_Gp00 | Caso Base | All generators | 0.91 | ind | Dorada 115/33/13.8 kV | m:cosphi:bushv | -0.88117 | ElmTr3
2026 | 2026_DzMD_GzMX_Dp00_Gp00 | Caso Base | All generators | 0.92 | ind | Dorada 115/33/13.8 kV | m:cosphi:bushv | -0.88117 | ElmTr3
2026 | 2026_DzMD_GzMX_Dp00_Gp00 | Caso Base | All generators | 0.93 | ind | Dorada 115/33/13.8 kV | m:cosphi:bushv | -0.88117 | ElmTr3
2026 | 2026_DzMD_GzMX_Dp00_Gp00 | Caso Base | All generators | 0.94 | ind | Dorada 115/33/13.8 kV | m:cosphi:bushv | -0.88117 | ElmTr3
2026 | 2026_DzMD_GzMX_Dp00_Gp00 | Caso Base | All generators | 0.95 | ind | Dorada 115/33/13.8 kV | m:cosphi:bushv | -0.88117 | ElmTr3
2026 | 2026_DzMD_GzMX_Dp00_Gp00 | Caso Base | All generators | 0.96 | ind | Dorada 115/33/13.8 kV | m:cosphi:bushv | -0.88117 | ElmTr3
2026 | 2026_DzMD_GzMX_Dp00_Gp00 | Caso Base | All generators | 0.97 | ind | Dorada 115/33/13.8 kV | m:cosphi:bushv | -0.88117 | ElmTr3
2026 | 2026_DzMD_GzMX_Dp00_Gp00 | Caso Base | All generators | 0.98 | ind | Dorada 115/33/13.8 kV | m:cosphi:bushv | -0.88117 | ElmTr3
2026 | 2026_DzMD_GzMX_Dp00_Gp00 | Caso Base | All generators | 0.99 | ind | Dorada 115/33/13.8 kV | m:cosphi:bushv | -0.88117 | ElmTr3
2026 | 2026_DzMD_GzMX_Dp00_Gp00 | Caso Base | All generators | 1 | ind | Dorada 115/33/13.8 kV | m:cosphi:bushv | -0.88117 | ElmTr3
2026 | 2026_DzMD_GzMX_Dp00_Gp00 | Caso Base | All generators | 0.9 | ind | Manzanares 115/33/13.8 kV | m:P:bushv in MW | -15.9076 | ElmTr3
2026 | 2026_DzMD_GzMX_Dp00_Gp00 | Caso Base | All generators | 0.91 | ind | Manzanares 115/33/13.8 kV | m:P:bushv in MW | -15.9076 | ElmTr3
2026 | 2026_DzMD_GzMX_Dp00_Gp00 | Caso Base | All generators | 0.92 | ind | Manzanares 115/33/13.8 kV | m:P:bushv in MW | -15.9076 | ElmTr3
2026 | 2026_DzMD_GzMX_Dp00_Gp00 | Caso Base | All generators | 0.93 | ind | Manzanares 115/33/13.8 kV | m:P:bushv in MW | -15.9076 | ElmTr3
2026 | 2026_DzMD_GzMX_Dp00_Gp00 | Caso Base | All generators | 0.94 | ind | Manzanares 115/33/13.8 kV | m:P:bushv in MW | -15.9076 | ElmTr3
2026 | 2026_DzMD_GzMX_Dp00_Gp00 | Caso Base | All generators | 0.95 | ind | Manzanares 115/33/13.8 kV | m:P:bushv in MW | -15.9076 | ElmTr3
2026 | 2026_DzMD_GzMX_Dp00_Gp00 | Caso Base | All generators | 0.96 | ind | Manzanares 115/33/13.8 kV | m:P:bushv in MW | -15.9076 | ElmTr3
2026 | 2026_DzMD_GzMX_Dp00_Gp00 | Caso Base | All generators | 0.97 | ind | Manzanares 115/33/13.8 kV | m:P:bushv in MW | -15.9076 | ElmTr3
2026 | 2026_DzMD_GzMX_Dp00_Gp00 | Caso Base | All generators | 0.98 | ind | Manzanares 115/33/13.8 kV | m:P:bushv in MW | -15.9076 | ElmTr3
2026 | 2026_DzMD_GzMX_Dp00_Gp00 | Caso Base | All generators | 0.99 | ind | Manzanares 115/33/13.8 kV | m:P:bushv in MW | -15.9076 | ElmTr3
2026 | 2026_DzMD_GzMX_Dp00_Gp00 | Caso Base | All generators | 1 | ind | Manzanares 115/33/13.8 kV | m:P:bushv in MW | -15.9076 | ElmTr3
2026 | 2026_DzMD_GzMX_Dp00_Gp00 | Caso Base | All generators | 0.9 | ind | Manzanares 115/33/13.8 kV | m:Q:bushv in Mvar | 6.2716 | ElmTr3
2026 | 2026_DzMD_GzMX_Dp00_Gp00 | Caso Base | All generators | 0.91 | ind | Manzanares 115/33/13.8 kV | m:Q:bushv in Mvar | 6.2716 | ElmTr3
2026 | 2026_DzMD_GzMX_Dp00_Gp00 | Caso Base | All generators | 0.92 | ind | Manzanares 115/33/13.8 kV | m:Q:bushv in Mvar | 6.2716 | ElmTr3
2026 | 2026_DzMD_GzMX_Dp00_Gp00 | Caso Base | All generators | 0.93 | ind | Manzanares 115/33/13.8 kV | m:Q:bushv in Mvar | 6.2716 | ElmTr3
2026 | 2026_DzMD_GzMX_Dp00_Gp00 | Caso Base | All generators | 0.94 | ind | Manzanares 115/33/13.8 kV | m:Q:bushv in Mvar | 6.2716 | ElmTr3
2026 | 2026_DzMD_GzMX_Dp00_Gp00 | Caso Base | All generators | 0.95 | ind | Manzanares 115/33/13.8 kV | m:Q:bushv in Mvar | 6.2716 | ElmTr3
2026 | 2026_DzMD_GzMX_Dp00_Gp00 | Caso Base | All generators | 0.96 | ind | Manzanares 115/33/13.8 kV | m:Q:bushv in Mvar | 6.2716 | ElmTr3
2026 | 2026_DzMD_GzMX_Dp00_Gp00 | Caso Base | All generators | 0.97 | ind | Manzanares 115/33/13.8 kV | m:Q:bushv in Mvar | 6.2716 | ElmTr3
2026 | 2026_DzMD_GzMX_Dp00_Gp00 | Caso Base | All generators | 0.98 | ind | Manzanares 115/33/13.8 kV | m:Q:bushv in Mvar | 6.2716 | ElmTr3
2026 | 2026_DzMD_GzMX_Dp00_Gp00 | Caso Base | All generators | 0.99 | ind | Manzanares 115/33/13.8 kV | m:Q:bushv in Mvar | 6.2716 | ElmTr3
2026 | 2026_DzMD_GzMX_Dp00_Gp00 | Caso Base | All generators | 1 | ind | Manzanares 115/33/13.8 kV | m:Q:bushv in Mvar | 6.2716 | ElmTr3
2026 | 2026_DzMD_GzMX_Dp00_Gp00 | Caso Base | All generators | 0.9 | ind | Manzanares 115/33/13.8 kV | m:cosphi:bushv | -0.93031 | ElmTr3
2026 | 2026_DzMD_GzMX_Dp00_Gp00 | Caso Base | All generators | 0.91 | ind | Manzanares 115/33/13.8 kV | m:cosphi:bushv | -0.93031 | ElmTr3
2026 | 2026_DzMD_GzMX_Dp00_Gp00 | Caso Base | All generators | 0.92 | ind | Manzanares 115/33/13.8 kV | m:cosphi:bushv | -0.93031 | ElmTr3
2026 | 2026_DzMD_GzMX_Dp00_Gp00 | Caso Base | All generators | 0.93 | ind | Manzanares 115/33/13.8 kV | m:cosphi:bushv | -0.93031 | ElmTr3
2026 | 2026_DzMD_GzMX_Dp00_Gp00 | Caso Base | All generators | 0.94 | ind | Manzanares 115/33/13.8 kV | m:cosphi:bushv | -0.93031 | ElmTr3
2026 | 2026_DzMD_GzMX_Dp00_Gp00 | Caso Base | All generators | 0.95 | ind | Manzanares 115/33/13.8 kV | m:cosphi:bushv | -0.93031 | ElmTr3
2026 | 2026_DzMD_GzMX_Dp00_Gp00 | Caso Base | All generators | 0.96 | ind | Manzanares 115/33/13.8 kV | m:cosphi:bushv | -0.93031 | ElmTr3
2026 | 2026_DzMD_GzMX_Dp00_Gp00 | Caso Base | All generators | 0.97 | ind | Manzanares 115/33/13.8 kV | m:cosphi:bushv | -0.93031 | ElmTr3
2026 | 2026_DzMD_GzMX_Dp00_Gp00 | Caso Base | All generators | 0.98 | ind | Manzanares 115/33/13.8 kV | m:cosphi:bushv | -0.93031 | ElmTr3
2026 | 2026_DzMD_GzMX_Dp00_Gp00 | Caso Base | All generators | 0.99 | ind | Manzanares 115/33/13.8 kV | m:cosphi:bushv | -0.93031 | ElmTr3
2026 | 2026_DzMD_GzMX_Dp00_Gp00 | Caso Base | All generators | 1 | ind | Manzanares 115/33/13.8 kV | m:cosphi:bushv | -0.93031 | ElmTr3
2026 | 2026_DzMD_GzMX_Dp00_Gp00 | Caso Base | All generators | 0.9 | ind | Purnio 230/115 | m:P:bushv in MW | -65.2002 | ElmTr3
2026 | 2026_DzMD_GzMX_Dp00_Gp00 | Caso Base | All generators | 0.91 | ind | Purnio 230/115 | m:P:bushv in MW | -65.2002 | ElmTr3
2026 | 2026_DzMD_GzMX_Dp00_Gp00 | Caso Base | All generators | 0.92 | ind | Purnio 230/115 | m:P:bushv in MW | -65.2002 | ElmTr3
2026 | 2026_DzMD_GzMX_Dp00_Gp00 | Caso Base | All generators | 0.93 | ind | Purnio 230/115 | m:P:bushv in MW | -65.2002 | ElmTr3
2026 | 2026_DzMD_GzMX_Dp00_Gp00 | Caso Base | All generators | 0.94 | ind | Purnio 230/115 | m:P:bushv in MW | -65.2002 | ElmTr3
2026 | 2026_DzMD_GzMX_Dp00_Gp00 | Caso Base | All generators | 0.95 | ind | Purnio 230/115 | m:P:bushv in MW | -65.2002 | ElmTr3
2026 | 2026_DzMD_GzMX_Dp00_Gp00 | Caso Base | All generators | 0.96 | ind | Purnio 230/115 | m:P:bushv in MW | -65.2002 | ElmTr3
2026 | 2026_DzMD_GzMX_Dp00_Gp00 | Caso Base | All generators | 0.97 | ind | Purnio 230/115 | m:P:bushv in MW | -65.2002 | ElmTr3
2026 | 2026_DzMD_GzMX_Dp00_Gp00 | Caso Base | All generators | 0.98 | ind | Purnio 230/115 | m:P:bushv in MW | -65.2002 | ElmTr3
2026 | 2026_DzMD_GzMX_Dp00_Gp00 | Caso Base | All generators | 0.99 | ind | Purnio 230/115 | m:P:bushv in MW | -65.2002 | ElmTr3
2026 | 2026_DzMD_GzMX_Dp00_Gp00 | Caso Base | All generators | 1 | ind | Purnio 230/115 | m:P:bushv in MW | -65.2002 | ElmTr3
2026 | 2026_DzMD_GzMX_Dp00_Gp00 | Caso Base | All generators | 0.9 | ind | Purnio 230/115 | m:Q:bushv in Mvar | 18.9446 | ElmTr3
2026 | 2026_DzMD_GzMX_Dp00_Gp00 | Caso Base | All generators | 0.91 | ind | Purnio 230/115 | m:Q:bushv in Mvar | 18.9446 | ElmTr3
2026 | 2026_DzMD_GzMX_Dp00_Gp00 | Caso Base | All generators | 0.92 | ind | Purnio 230/115 | m:Q:bushv in Mvar | 18.9446 | ElmTr3
2026 | 2026_DzMD_GzMX_Dp00_Gp00 | Caso Base | All generators | 0.93 | ind | Purnio 230/115 | m:Q:bushv in Mvar | 18.9446 | ElmTr3
2026 | 2026_DzMD_GzMX_Dp00_Gp00 | Caso Base | All generators | 0.94 | ind | Purnio 230/115 | m:Q:bushv in Mvar | 18.9446 | ElmTr3
2026 | 2026_DzMD_GzMX_Dp00_Gp00 | Caso Base | All generators | 0.95 | ind | Purnio 230/115 | m:Q:bushv in Mvar | 18.9446 | ElmTr3
2026 | 2026_DzMD_GzMX_Dp00_Gp00 | Caso Base | All generators | 0.96 | ind | Purnio 230/115 | m:Q:bushv in Mvar | 18.9446 | ElmTr3
2026 | 2026_DzMD_GzMX_Dp00_Gp00 | Caso Base | All generators | 0.97 | ind | Purnio 230/115 | m:Q:bushv in Mvar | 18.9446 | ElmTr3
2026 | 2026_DzMD_GzMX_Dp00_Gp00 | Caso Base | All generators | 0.98 | ind | Purnio 230/115 | m:Q:bushv in Mvar | 18.9446 | ElmTr3
2026 | 2026_DzMD_GzMX_Dp00_Gp00 | Caso Base | All generators | 0.99 | ind | Purnio 230/115 | m:Q:bushv in Mvar | 18.9446 | ElmTr3
2026 | 2026_DzMD_GzMX_Dp00_Gp00 | Caso Base | All generators | 1 | ind | Purnio 230/115 | m:Q:bushv in Mvar | 18.9446 | ElmTr3
2026 | 2026_DzMD_GzMX_Dp00_Gp00 | Caso Base | All generators | 0.9 | ind | Purnio 230/115 | m:cosphi:bushv | -0.96029 | ElmTr3
2026 | 2026_DzMD_GzMX_Dp00_Gp00 | Caso Base | All generators | 0.91 | ind | Purnio 230/115 | m:cosphi:bushv | -0.96029 | ElmTr3
2026 | 2026_DzMD_GzMX_Dp00_Gp00 | Caso Base | All generators | 0.92 | ind | Purnio 230/115 | m:cosphi:bushv | -0.96029 | ElmTr3
2026 | 2026_DzMD_GzMX_Dp00_Gp00 | Caso Base | All generators | 0.93 | ind | Purnio 230/115 | m:cosphi:bushv | -0.96029 | ElmTr3
2026 | 2026_DzMD_GzMX_Dp00_Gp00 | Caso Base | All generators | 0.94 | ind | Purnio 230/115 | m:cosphi:bushv | -0.96029 | ElmTr3
2026 | 2026_DzMD_GzMX_Dp00_Gp00 | Caso Base | All generators | 0.95 | ind | Purnio 230/115 | m:cosphi:bushv | -0.96029 | ElmTr3
2026 | 2026_DzMD_GzMX_Dp00_Gp00 | Caso Base | All generators | 0.96 | ind | Purnio 230/115 | m:cosphi:bushv | -0.96029 | ElmTr3
2026 | 2026_DzMD_GzMX_Dp00_Gp00 | Caso Base | All generators | 0.97 | ind | Purnio 230/115 | m:cosphi:bushv | -0.96029 | ElmTr3
2026 | 2026_DzMD_GzMX_Dp00_Gp00 | Caso Base | All generators | 0.98 | ind | Purnio 230/115 | m:cosphi:bushv | -0.96029 | ElmTr3
2026 | 2026_DzMD_GzMX_Dp00_Gp00 | Caso Base | All generators | 0.99 | ind | Purnio 230/115 | m:cosphi:bushv | -0.96029 | ElmTr3
2026 | 2026_DzMD_GzMX_Dp00_Gp00 | Caso Base | All generators | 1 | ind | Purnio 230/115 | m:cosphi:bushv | -0.96029 | ElmTr3
2026 | 2026_DzMD_GzMX_Dp00_Gp00 | Caso Base | All generators | 0.9 | ind | Victoria 115/33/13.8 kV | m:P:bushv in MW | -9.8943 | ElmTr3
2026 | 2026_DzMD_GzMX_Dp00_Gp00 | Caso Base | All generators | 0.91 | ind | Victoria 115/33/13.8 kV | m:P:bushv in MW | -9.8943 | ElmTr3
2026 | 2026_DzMD_GzMX_Dp00_Gp00 | Caso Base | All generators | 0.92 | ind | Victoria 115/33/13.8 kV | m:P:bushv in MW | -9.8943 | ElmTr3
2026 | 2026_DzMD_GzMX_Dp00_Gp00 | Caso Base | All generators | 0.93 | ind | Victoria 115/33/13.8 kV | m:P:bushv in MW | -9.8943 | ElmTr3
2026 | 2026_DzMD_GzMX_Dp00_Gp00 | Caso Base | All generators | 0.94 | ind | Victoria 115/33/13.8 kV | m:P:bushv in MW | -9.8943 | ElmTr3
2026 | 2026_DzMD_GzMX_Dp00_Gp00 | Caso Base | All generators | 0.95 | ind | Victoria 115/33/13.8 kV | m:P:bushv in MW | -9.8943 | ElmTr3
2026 | 2026_DzMD_GzMX_Dp00_Gp00 | Caso Base | All generators | 0.96 | ind | Victoria 115/33/13.8 kV | m:P:bushv in MW | -9.8943 | ElmTr3
2026 | 2026_DzMD_GzMX_Dp00_Gp00 | Caso Base | All generators | 0.97 | ind | Victoria 115/33/13.8 kV | m:P:bushv in MW | -9.8943 | ElmTr3
2026 | 2026_DzMD_GzMX_Dp00_Gp00 | Caso Base | All generators | 0.98 | ind | Victoria 115/33/13.8 kV | m:P:bushv in MW | -9.8943 | ElmTr3
2026 | 2026_DzMD_GzMX_Dp00_Gp00 | Caso Base | All generators | 0.99 | ind | Victoria 115/33/13.8 kV | m:P:bushv in MW | -9.8943 | ElmTr3
2026 | 2026_DzMD_GzMX_Dp00_Gp00 | Caso Base | All generators | 1 | ind | Victoria 115/33/13.8 kV | m:P:bushv in MW | -9.8943 | ElmTr3
2026 | 2026_DzMD_GzMX_Dp00_Gp00 | Caso Base | All generators | 0.9 | ind | Victoria 115/33/13.8 kV | m:Q:bushv in Mvar | 5.8313 | ElmTr3
2026 | 2026_DzMD_GzMX_Dp00_Gp00 | Caso Base | All generators | 0.91 | ind | Victoria 115/33/13.8 kV | m:Q:bushv in Mvar | 5.8313 | ElmTr3
2026 | 2026_DzMD_GzMX_Dp00_Gp00 | Caso Base | All generators | 0.92 | ind | Victoria 115/33/13.8 kV | m:Q:bushv in Mvar | 5.8313 | ElmTr3
2026 | 2026_DzMD_GzMX_Dp00_Gp00 | Caso Base | All generators | 0.93 | ind | Victoria 115/33/13.8 kV | m:Q:bushv in Mvar | 5.8313 | ElmTr3
2026 | 2026_DzMD_GzMX_Dp00_Gp00 | Caso Base | All generators | 0.94 | ind | Victoria 115/33/13.8 kV | m:Q:bushv in Mvar | 5.8313 | ElmTr3
2026 | 2026_DzMD_GzMX_Dp00_Gp00 | Caso Base | All generators | 0.95 | ind | Victoria 115/33/13.8 kV | m:Q:bushv in Mvar | 5.8313 | ElmTr3
2026 | 2026_DzMD_GzMX_Dp00_Gp00 | Caso Base | All generators | 0.96 | ind | Victoria 115/33/13.8 kV | m:Q:bushv in Mvar | 5.8313 | ElmTr3
2026 | 2026_DzMD_GzMX_Dp00_Gp00 | Caso Base | All generators | 0.97 | ind | Victoria 115/33/13.8 kV | m:Q:bushv in Mvar | 5.8313 | ElmTr3
2026 | 2026_DzMD_GzMX_Dp00_Gp00 | Caso Base | All generators | 0.98 | ind | Victoria 115/33/13.8 kV | m:Q:bushv in Mvar | 5.8313 | ElmTr3
2026 | 2026_DzMD_GzMX_Dp00_Gp00 | Caso Base | All generators | 0.99 | ind | Victoria 115/33/13.8 kV | m:Q:bushv in Mvar | 5.8313 | ElmTr3
2026 | 2026_DzMD_GzMX_Dp00_Gp00 | Caso Base | All generators | 1 | ind | Victoria 115/33/13.8 kV | m:Q:bushv in Mvar | 5.8313 | ElmTr3
2026 | 2026_DzMD_GzMX_Dp00_Gp00 | Caso Base | All generators | 0.9 | ind | Victoria 115/33/13.8 kV | m:cosphi:bushv | -0.86151 | ElmTr3
2026 | 2026_DzMD_GzMX_Dp00_Gp00 | Caso Base | All generators | 0.91 | ind | Victoria 115/33/13.8 kV | m:cosphi:bushv | -0.86151 | ElmTr3
2026 | 2026_DzMD_GzMX_Dp00_Gp00 | Caso Base | All generators | 0.92 | ind | Victoria 115/33/13.8 kV | m:cosphi:bushv | -0.86151 | ElmTr3
2026 | 2026_DzMD_GzMX_Dp00_Gp00 | Caso Base | All generators | 0.93 | ind | Victoria 115/33/13.8 kV | m:cosphi:bushv | -0.86151 | ElmTr3
2026 | 2026_DzMD_GzMX_Dp00_Gp00 | Caso Base | All generators | 0.94 | ind | Victoria 115/33/13.8 kV | m:cosphi:bushv | -0.86151 | ElmTr3
2026 | 2026_DzMD_GzMX_Dp00_Gp00 | Caso Base | All generators | 0.95 | ind | Victoria 115/33/13.8 kV | m:cosphi:bushv | -0.86151 | ElmTr3
2026 | 2026_DzMD_GzMX_Dp00_Gp00 | Caso Base | All generators | 0.96 | ind | Victoria 115/33/13.8 kV | m:cosphi:bushv | -0.86151 | ElmTr3
2026 | 2026_DzMD_GzMX_Dp00_Gp00 | Caso Base | All generators | 0.97 | ind | Victoria 115/33/13.8 kV | m:cosphi:bushv | -0.86151 | ElmTr3
2026 | 2026_DzMD_GzMX_Dp00_Gp00 | Caso Base | All generators | 0.98 | ind | Victoria 115/33/13.8 kV | m:cosphi:bushv | -0.86151 | ElmTr3
2026 | 2026_DzMD_GzMX_Dp00_Gp00 | Caso Base | All generators | 0.99 | ind | Victoria 115/33/13.8 kV | m:cosphi:bushv | -0.86151 | ElmTr3
2026 | 2026_DzMD_GzMX_Dp00_Gp00 | Caso Base | All generators | 1 | ind | Victoria 115/33/13.8 kV | m:cosphi:bushv | -0.86151 | ElmTr3
2026 | 2026_DzMN_GzMN_Dp00_Gp00 | A1-Pensilvania 33 kV | All generators | 0.9 | cap | Dorada - Magdalena 115 kV | m:P:bus1 in MW | 32.8503 | ElmLne
2026 | 2026_DzMN_GzMN_Dp00_Gp00 | A1-Pensilvania 33 kV | All generators | 0.91 | cap | Dorada - Magdalena 115 kV | m:P:bus1 in MW | 32.87 | ElmLne
2026 | 2026_DzMN_GzMN_Dp00_Gp00 | A1-Pensilvania 33 kV | All generators | 0.92 | cap | Dorada - Magdalena 115 kV | m:P:bus1 in MW | 32.8886 | ElmLne
2026 | 2026_DzMN_GzMN_Dp00_Gp00 | A1-Pensilvania 33 kV | All generators | 0.93 | cap | Dorada - Magdalena 115 kV | m:P:bus1 in MW | 32.9064 | ElmLne
2026 | 2026_DzMN_GzMN_Dp00_Gp00 | A1-Pensilvania 33 kV | All generators | 0.94 | cap | Dorada - Magdalena 115 kV | m:P:bus1 in MW | 32.9237 | ElmLne
2026 | 2026_DzMN_GzMN_Dp00_Gp00 | A1-Pensilvania 33 kV | All generators | 0.95 | cap | Dorada - Magdalena 115 kV | m:P:bus1 in MW | 32.9408 | ElmLne
2026 | 2026_DzMN_GzMN_Dp00_Gp00 | A1-Pensilvania 33 kV | All generators | 0.96 | cap | Dorada - Magdalena 115 kV | m:P:bus1 in MW | 32.958 | ElmLne
2026 | 2026_DzMN_GzMN_Dp00_Gp00 | A1-Pensilvania 33 kV | All generators | 0.97 | cap | Dorada - Magdalena 115 kV | m:P:bus1 in MW | 32.9756 | ElmLne
2026 | 2026_DzMN_GzMN_Dp00_Gp00 | A1-Pensilvania 33 kV | All generators | 0.98 | cap | Dorada - Magdalena 115 kV | m:P:bus1 in MW | 32.9945 | ElmLne
2026 | 2026_DzMN_GzMN_Dp00_Gp00 | A1-Pensilvania 33 kV | All generators | 0.99 | cap | Dorada - Magdalena 115 kV | m:P:bus1 in MW | 33.0166 | ElmLne
2026 | 2026_DzMN_GzMN_Dp00_Gp00 | A1-Pensilvania 33 kV | All generators | 1 | cap | Dorada - Magdalena 115 kV | m:P:bus1 in MW | 33.0615 | ElmLne
2026 | 2026_DzMN_GzMN_Dp00_Gp00 | A1-Pensilvania 33 kV | All generators | 0.9 | cap | Dorada - Magdalena 115 kV | m:P:bus2 in MW | -32.7945 | ElmLne
2026 | 2026_DzMN_GzMN_Dp00_Gp00 | A1-Pensilvania 33 kV | All generators | 0.91 | cap | Dorada - Magdalena 115 kV | m:P:bus2 in MW | -32.8141 | ElmLne
2026 | 2026_DzMN_GzMN_Dp00_Gp00 | A1-Pensilvania 33 kV | All generators | 0.92 | cap | Dorada - Magdalena 115 kV | m:P:bus2 in MW | -32.8326 | ElmLne
2026 | 2026_DzMN_GzMN_Dp00_Gp00 | A1-Pensilvania 33 kV | All generators | 0.93 | cap | Dorada - Magdalena 115 kV | m:P:bus2 in MW | -32.8504 | ElmLne
2026 | 2026_DzMN_GzMN_Dp00_Gp00 | A1-Pensilvania 33 kV | All generators | 0.94 | cap | Dorada - Magdalena 115 kV | m:P:bus2 in MW | -32.8677 | ElmLne
2026 | 2026_DzMN_GzMN_Dp00_Gp00 | A1-Pensilvania 33 kV | All generators | 0.95 | cap | Dorada - Magdalena 115 kV | m:P:bus2 in MW | -32.8848 | ElmLne
2026 | 2026_DzMN_GzMN_Dp00_Gp00 | A1-Pensilvania 33 kV | All generators | 0.96 | cap | Dorada - Magdalena 115 kV | m:P:bus2 in MW | -32.9019 | ElmLne
2026 | 2026_DzMN_GzMN_Dp00_Gp00 | A1-Pensilvania 33 kV | All generators | 0.97 | cap | Dorada - Magdalena 115 kV | m:P:bus2 in MW | -32.9195 | ElmLne
2026 | 2026_DzMN_GzMN_Dp00_Gp00 | A1-Pensilvania 33 kV | All generators | 0.98 | cap | Dorada - Magdalena 115 kV | m:P:bus2 in MW | -32.9384 | ElmLne
2026 | 2026_DzMN_GzMN_Dp00_Gp00 | A1-Pensilvania 33 kV | All generators | 0.99 | cap | Dorada - Magdalena 115 kV | m:P:bus2 in MW | -32.9604 | ElmLne
2026 | 2026_DzMN_GzMN_Dp00_Gp00 | A1-Pensilvania 33 kV | All generators | 1 | cap | Dorada - Magdalena 115 kV | m:P:bus2 in MW | -33.0052 | ElmLne
2026 | 2026_DzMN_GzMN_Dp00_Gp00 | A1-Pensilvania 33 kV | All generators | 0.9 | cap | Dorada - Magdalena 115 kV | m:Q:bus1 in Mvar | 0.55381 | ElmLne
2026 | 2026_DzMN_GzMN_Dp00_Gp00 | A1-Pensilvania 33 kV | All generators | 0.91 | cap | Dorada - Magdalena 115 kV | m:Q:bus1 in Mvar | 0.60275 | ElmLne
2026 | 2026_DzMN_GzMN_Dp00_Gp00 | A1-Pensilvania 33 kV | All generators | 0.92 | cap | Dorada - Magdalena 115 kV | m:Q:bus1 in Mvar | 0.65008 | ElmLne
2026 | 2026_DzMN_GzMN_Dp00_Gp00 | A1-Pensilvania 33 kV | All generators | 0.93 | cap | Dorada - Magdalena 115 kV | m:Q:bus1 in Mvar | 0.69646 | ElmLne
2026 | 2026_DzMN_GzMN_Dp00_Gp00 | A1-Pensilvania 33 kV | All generators | 0.94 | cap | Dorada - Magdalena 115 kV | m:Q:bus1 in Mvar | 0.74252 | ElmLne
2026 | 2026_DzMN_GzMN_Dp00_Gp00 | A1-Pensilvania 33 kV | All generators | 0.95 | cap | Dorada - Magdalena 115 kV | m:Q:bus1 in Mvar | 0.78897 | ElmLne
2026 | 2026_DzMN_GzMN_Dp00_Gp00 | A1-Pensilvania 33 kV | All generators | 0.96 | cap | Dorada - Magdalena 115 kV | m:Q:bus1 in Mvar | 0.83672 | ElmLne
2026 | 2026_DzMN_GzMN_Dp00_Gp00 | A1-Pensilvania 33 kV | All generators | 0.97 | cap | Dorada - Magdalena 115 kV | m:Q:bus1 in Mvar | 0.88713 | ElmLne
2026 | 2026_DzMN_GzMN_Dp00_Gp00 | A1-Pensilvania 33 kV | All generators | 0.98 | cap | Dorada - Magdalena 115 kV | m:Q:bus1 in Mvar | 0.9427 | ElmLne
2026 | 2026_DzMN_GzMN_Dp00_Gp00 | A1-Pensilvania 33 kV | All generators | 0.99 | cap | Dorada - Magdalena 115 kV | m:Q:bus1 in Mvar | 1.0097 | ElmLne
2026 | 2026_DzMN_GzMN_Dp00_Gp00 | A1-Pensilvania 33 kV | All generators | 1 | cap | Dorada - Magdalena 115 kV | m:Q:bus1 in Mvar | 1.154 | ElmLne
2026 | 2026_DzMN_GzMN_Dp00_Gp00 | A1-Pensilvania 33 kV | All generators | 0.9 | cap | Dorada - Magdalena 115 kV | m:Q:bus2 in Mvar | -0.64055 | ElmLne
2026 | 2026_DzMN_GzMN_Dp00_Gp00 | A1-Pensilvania 33 kV | All generators | 0.91 | cap | Dorada - Magdalena 115 kV | m:Q:bus2 in Mvar | -0.68946 | ElmLne
2026 | 2026_DzMN_GzMN_Dp00_Gp00 | A1-Pensilvania 33 kV | All generators | 0.92 | cap | Dorada - Magdalena 115 kV | m:Q:bus2 in Mvar | -0.73678 | ElmLne
2026 | 2026_DzMN_GzMN_Dp00_Gp00 | A1-Pensilvania 33 kV | All generators | 0.93 | cap | Dorada - Magdalena 115 kV | m:Q:bus2 in Mvar | -0.78315 | ElmLne
2026 | 2026_DzMN_GzMN_Dp00_Gp00 | A1-Pensilvania 33 kV | All generators | 0.94 | cap | Dorada - Magdalena 115 kV | m:Q:bus2 in Mvar | -0.82921 | ElmLne
2026 | 2026_DzMN_GzMN_Dp00_Gp00 | A1-Pensilvania 33 kV | All generators | 0.95 | cap | Dorada - Magdalena 115 kV | m:Q:bus2 in Mvar | -0.87566 | ElmLne
2026 | 2026_DzMN_GzMN_Dp00_Gp00 | A1-Pensilvania 33 kV | All generators | 0.96 | cap | Dorada - Magdalena 115 kV | m:Q:bus2 in Mvar | -0.92342 | ElmLne
2026 | 2026_DzMN_GzMN_Dp00_Gp00 | A1-Pensilvania 33 kV | All generators | 0.97 | cap | Dorada - Magdalena 115 kV | m:Q:bus2 in Mvar | -0.97385 | ElmLne
2026 | 2026_DzMN_GzMN_Dp00_Gp00 | A1-Pensilvania 33 kV | All generators | 0.98 | cap | Dorada - Magdalena 115 kV | m:Q:bus2 in Mvar | -1.0294 | ElmLne
2026 | 2026_DzMN_GzMN_Dp00_Gp00 | A1-Pensilvania 33 kV | All generators | 0.99 | cap | Dorada - Magdalena 115 kV | m:Q:bus2 in Mvar | -1.0964 | ElmLne
2026 | 2026_DzMN_GzMN_Dp00_Gp00 | A1-Pensilvania 33 kV | All generators | 1 | cap | Dorada - Magdalena 115 kV | m:Q:bus2 in Mvar | -1.2409 | ElmLne
2026 | 2026_DzMN_GzMN_Dp00_Gp00 | A1-Pensilvania 33 kV | All generators | 0.9 | cap | Dorada - Magdalena 115 kV | m:cosphi:bus1 | 0.99986 | ElmLne
2026 | 2026_DzMN_GzMN_Dp00_Gp00 | A1-Pensilvania 33 kV | All generators | 0.91 | cap | Dorada - Magdalena 115 kV | m:cosphi:bus1 | 0.99983 | ElmLne
2026 | 2026_DzMN_GzMN_Dp00_Gp00 | A1-Pensilvania 33 kV | All generators | 0.92 | cap | Dorada - Magdalena 115 kV | m:cosphi:bus1 | 0.9998 | ElmLne
2026 | 2026_DzMN_GzMN_Dp00_Gp00 | A1-Pensilvania 33 kV | All generators | 0.93 | cap | Dorada - Magdalena 115 kV | m:cosphi:bus1 | 0.99978 | ElmLne
2026 | 2026_DzMN_GzMN_Dp00_Gp00 | A1-Pensilvania 33 kV | All generators | 0.94 | cap | Dorada - Magdalena 115 kV | m:cosphi:bus1 | 0.99975 | ElmLne
2026 | 2026_DzMN_GzMN_Dp00_Gp00 | A1-Pensilvania 33 kV | All generators | 0.95 | cap | Dorada - Magdalena 115 kV | m:cosphi:bus1 | 0.99971 | ElmLne
2026 | 2026_DzMN_GzMN_Dp00_Gp00 | A1-Pensilvania 33 kV | All generators | 0.96 | cap | Dorada - Magdalena 115 kV | m:cosphi:bus1 | 0.99968 | ElmLne
2026 | 2026_DzMN_GzMN_Dp00_Gp00 | A1-Pensilvania 33 kV | All generators | 0.97 | cap | Dorada - Magdalena 115 kV | m:cosphi:bus1 | 0.99964 | ElmLne
2026 | 2026_DzMN_GzMN_Dp00_Gp00 | A1-Pensilvania 33 kV | All generators | 0.98 | cap | Dorada - Magdalena 115 kV | m:cosphi:bus1 | 0.99959 | ElmLne
2026 | 2026_DzMN_GzMN_Dp00_Gp00 | A1-Pensilvania 33 kV | All generators | 0.99 | cap | Dorada - Magdalena 115 kV | m:cosphi:bus1 | 0.99953 | ElmLne
2026 | 2026_DzMN_GzMN_Dp00_Gp00 | A1-Pensilvania 33 kV | All generators | 1 | cap | Dorada - Magdalena 115 kV | m:cosphi:bus1 | 0.99939 | ElmLne
2026 | 2026_DzMN_GzMN_Dp00_Gp00 | A1-Pensilvania 33 kV | All generators | 0.9 | cap | Dorada - Magdalena 115 kV | m:cosphi:bus2 | -0.99981 | ElmLne
2026 | 2026_DzMN_GzMN_Dp00_Gp00 | A1-Pensilvania 33 kV | All generators | 0.91 | cap | Dorada - Magdalena 115 kV | m:cosphi:bus2 | -0.99978 | ElmLne
2026 | 2026_DzMN_GzMN_Dp00_Gp00 | A1-Pensilvania 33 kV | All generators | 0.92 | cap | Dorada - Magdalena 115 kV | m:cosphi:bus2 | -0.99975 | ElmLne
2026 | 2026_DzMN_GzMN_Dp00_Gp00 | A1-Pensilvania 33 kV | All generators | 0.93 | cap | Dorada - Magdalena 115 kV | m:cosphi:bus2 | -0.99972 | ElmLne
2026 | 2026_DzMN_GzMN_Dp00_Gp00 | A1-Pensilvania 33 kV | All generators | 0.94 | cap | Dorada - Magdalena 115 kV | m:cosphi:bus2 | -0.99968 | ElmLne
2026 | 2026_DzMN_GzMN_Dp00_Gp00 | A1-Pensilvania 33 kV | All generators | 0.95 | cap | Dorada - Magdalena 115 kV | m:cosphi:bus2 | -0.99965 | ElmLne
2026 | 2026_DzMN_GzMN_Dp00_Gp00 | A1-Pensilvania 33 kV | All generators | 0.96 | cap | Dorada - Magdalena 115 kV | m:cosphi:bus2 | -0.99961 | ElmLne
2026 | 2026_DzMN_GzMN_Dp00_Gp00 | A1-Pensilvania 33 kV | All generators | 0.97 | cap | Dorada - Magdalena 115 kV | m:cosphi:bus2 | -0.99956 | ElmLne
2026 | 2026_DzMN_GzMN_Dp00_Gp00 | A1-Pensilvania 33 kV | All generators | 0.98 | cap | Dorada - Magdalena 115 kV | m:cosphi:bus2 | -0.99951 | ElmLne
2026 | 2026_DzMN_GzMN_Dp00_Gp00 | A1-Pensilvania 33 kV | All generators | 0.99 | cap | Dorada - Magdalena 115 kV | m:cosphi:bus2 | -0.99945 | ElmLne
2026 | 2026_DzMN_GzMN_Dp00_Gp00 | A1-Pensilvania 33 kV | All generators | 1 | cap | Dorada - Magdalena 115 kV | m:cosphi:bus2 | -0.99929 | ElmLne
2026 | 2026_DzMN_GzMN_Dp00_Gp00 | A1-Pensilvania 33 kV | All generators | 0.9 | cap | Mariquita - Victoria 2 115 | m:P:bus1 in MW | 5.545 | ElmLne
2026 | 2026_DzMN_GzMN_Dp00_Gp00 | A1-Pensilvania 33 kV | All generators | 0.91 | cap | Mariquita - Victoria 2 115 | m:P:bus1 in MW | 5.542 | ElmLne
2026 | 2026_DzMN_GzMN_Dp00_Gp00 | A1-Pensilvania 33 kV | All generators | 0.92 | cap | Mariquita - Victoria 2 115 | m:P:bus1 in MW | 5.539 | ElmLne
2026 | 2026_DzMN_GzMN_Dp00_Gp00 | A1-Pensilvania 33 kV | All generators | 0.93 | cap | Mariquita - Victoria 2 115 | m:P:bus1 in MW | 5.5361 | ElmLne
2026 | 2026_DzMN_GzMN_Dp00_Gp00 | A1-Pensilvania 33 kV | All generators | 0.94 | cap | Mariquita - Victoria 2 115 | m:P:bus1 in MW | 5.5332 | ElmLne
2026 | 2026_DzMN_GzMN_Dp00_Gp00 | A1-Pensilvania 33 kV | All generators | 0.95 | cap | Mariquita - Victoria 2 115 | m:P:bus1 in MW | 5.5302 | ElmLne
2026 | 2026_DzMN_GzMN_Dp00_Gp00 | A1-Pensilvania 33 kV | All generators | 0.96 | cap | Mariquita - Victoria 2 115 | m:P:bus1 in MW | 5.5272 | ElmLne
2026 | 2026_DzMN_GzMN_Dp00_Gp00 | A1-Pensilvania 33 kV | All generators | 0.97 | cap | Mariquita - Victoria 2 115 | m:P:bus1 in MW | 5.524 | ElmLne
2026 | 2026_DzMN_GzMN_Dp00_Gp00 | A1-Pensilvania 33 kV | All generators | 0.98 | cap | Mariquita - Victoria 2 115 | m:P:bus1 in MW | 5.5204 | ElmLne
2026 | 2026_DzMN_GzMN_Dp00_Gp00 | A1-Pensilvania 33 kV | All generators | 0.99 | cap | Mariquita - Victoria 2 115 | m:P:bus1 in MW | 5.5161 | ElmLne
2026 | 2026_DzMN_GzMN_Dp00_Gp00 | A1-Pensilvania 33 kV | All generators | 1 | cap | Mariquita - Victoria 2 115 | m:P:bus1 in MW | 5.5067 | ElmLne
2026 | 2026_DzMN_GzMN_Dp00_Gp00 | A1-Pensilvania 33 kV | All generators | 0.9 | cap | Mariquita - Victoria 2 115 | m:P:bus2 in MW | -5.528 | ElmLne
2026 | 2026_DzMN_GzMN_Dp00_Gp00 | A1-Pensilvania 33 kV | All generators | 0.91 | cap | Mariquita - Victoria 2 115 | m:P:bus2 in MW | -5.525 | ElmLne
2026 | 2026_DzMN_GzMN_Dp00_Gp00 | A1-Pensilvania 33 kV | All generators | 0.92 | cap | Mariquita - Victoria 2 115 | m:P:bus2 in MW | -5.522 | ElmLne
2026 | 2026_DzMN_GzMN_Dp00_Gp00 | A1-Pensilvania 33 kV | All generators | 0.93 | cap | Mariquita - Victoria 2 115 | m:P:bus2 in MW | -5.5191 | ElmLne
2026 | 2026_DzMN_GzMN_Dp00_Gp00 | A1-Pensilvania 33 kV | All generators | 0.94 | cap | Mariquita - Victoria 2 115 | m:P:bus2 in MW | -5.5162 | ElmLne
2026 | 2026_DzMN_GzMN_Dp00_Gp00 | A1-Pensilvania 33 kV | All generators | 0.95 | cap | Mariquita - Victoria 2 115 | m:P:bus2 in MW | -5.5132 | ElmLne
2026 | 2026_DzMN_GzMN_Dp00_Gp00 | A1-Pensilvania 33 kV | All generators | 0.96 | cap | Mariquita - Victoria 2 115 | m:P:bus2 in MW | -5.5102 | ElmLne
2026 | 2026_DzMN_GzMN_Dp00_Gp00 | A1-Pensilvania 33 kV | All generators | 0.97 | cap | Mariquita - Victoria 2 115 | m:P:bus2 in MW | -5.507 | ElmLne
2026 | 2026_DzMN_GzMN_Dp00_Gp00 | A1-Pensilvania 33 kV | All generators | 0.98 | cap | Mariquita - Victoria 2 115 | m:P:bus2 in MW | -5.5034 | ElmLne
2026 | 2026_DzMN_GzMN_Dp00_Gp00 | A1-Pensilvania 33 kV | All generators | 0.99 | cap | Mariquita - Victoria 2 115 | m:P:bus2 in MW | -5.4991 | ElmLne
2026 | 2026_DzMN_GzMN_Dp00_Gp00 | A1-Pensilvania 33 kV | All generators | 1 | cap | Mariquita - Victoria 2 115 | m:P:bus2 in MW | -5.4898 | ElmLne
2026 | 2026_DzMN_GzMN_Dp00_Gp00 | A1-Pensilvania 33 kV | All generators | 0.9 | cap | Mariquita - Victoria 2 115 | m:Q:bus1 in Mvar | -7.4139 | ElmLne
2026 | 2026_DzMN_GzMN_Dp00_Gp00 | A1-Pensilvania 33 kV | All generators | 0.91 | cap | Mariquita - Victoria 2 115 | m:Q:bus1 in Mvar | -7.4199 | ElmLne
2026 | 2026_DzMN_GzMN_Dp00_Gp00 | A1-Pensilvania 33 kV | All generators | 0.92 | cap | Mariquita - Victoria 2 115 | m:Q:bus1 in Mvar | -7.4257 | ElmLne
2026 | 2026_DzMN_GzMN_Dp00_Gp00 | A1-Pensilvania 33 kV | All generators | 0.93 | cap | Mariquita - Victoria 2 115 | m:Q:bus1 in Mvar | -7.4314 | ElmLne
2026 | 2026_DzMN_GzMN_Dp00_Gp00 | A1-Pensilvania 33 kV | All generators | 0.94 | cap | Mariquita - Victoria 2 115 | m:Q:bus1 in Mvar | -7.437 | ElmLne
2026 | 2026_DzMN_GzMN_Dp00_Gp00 | A1-Pensilvania 33 kV | All generators | 0.95 | cap | Mariquita - Victoria 2 115 | m:Q:bus1 in Mvar | -7.4428 | ElmLne
2026 | 2026_DzMN_GzMN_Dp00_Gp00 | A1-Pensilvania 33 kV | All generators | 0.96 | cap | Mariquita - Victoria 2 115 | m:Q:bus1 in Mvar | -7.4487 | ElmLne
2026 | 2026_DzMN_GzMN_Dp00_Gp00 | A1-Pensilvania 33 kV | All generators | 0.97 | cap | Mariquita - Victoria 2 115 | m:Q:bus1 in Mvar | -7.4549 | ElmLne
2026 | 2026_DzMN_GzMN_Dp00_Gp00 | A1-Pensilvania 33 kV | All generators | 0.98 | cap | Mariquita - Victoria 2 115 | m:Q:bus1 in Mvar | -7.4619 | ElmLne
2026 | 2026_DzMN_GzMN_Dp00_Gp00 | A1-Pensilvania 33 kV | All generators | 0.99 | cap | Mariquita - Victoria 2 115 | m:Q:bus1 in Mvar | -7.4702 | ElmLne
2026 | 2026_DzMN_GzMN_Dp00_Gp00 | A1-Pensilvania 33 kV | All generators | 1 | cap | Mariquita - Victoria 2 115 | m:Q:bus1 in Mvar | -7.4883 | ElmLne
2026 | 2026_DzMN_GzMN_Dp00_Gp00 | A1-Pensilvania 33 kV | All generators | 0.9 | cap | Mariquita - Victoria 2 115 | m:Q:bus2 in Mvar | 6.795 | ElmLne
2026 | 2026_DzMN_GzMN_Dp00_Gp00 | A1-Pensilvania 33 kV | All generators | 0.91 | cap | Mariquita - Victoria 2 115 | m:Q:bus2 in Mvar | 6.8005 | ElmLne
2026 | 2026_DzMN_GzMN_Dp00_Gp00 | A1-Pensilvania 33 kV | All generators | 0.92 | cap | Mariquita - Victoria 2 115 | m:Q:bus2 in Mvar | 6.8058 | ElmLne
2026 | 2026_DzMN_GzMN_Dp00_Gp00 | A1-Pensilvania 33 kV | All generators | 0.93 | cap | Mariquita - Victoria 2 115 | m:Q:bus2 in Mvar | 6.811 | ElmLne
2026 | 2026_DzMN_GzMN_Dp00_Gp00 | A1-Pensilvania 33 kV | All generators | 0.94 | cap | Mariquita - Victoria 2 115 | m:Q:bus2 in Mvar | 6.8162 | ElmLne
2026 | 2026_DzMN_GzMN_Dp00_Gp00 | A1-Pensilvania 33 kV | All generators | 0.95 | cap | Mariquita - Victoria 2 115 | m:Q:bus2 in Mvar | 6.8214 | ElmLne
2026 | 2026_DzMN_GzMN_Dp00_Gp00 | A1-Pensilvania 33 kV | All generators | 0.96 | cap | Mariquita - Victoria 2 115 | m:Q:bus2 in Mvar | 6.8268 | ElmLne
2026 | 2026_DzMN_GzMN_Dp00_Gp00 | A1-Pensilvania 33 kV | All generators | 0.97 | cap | Mariquita - Victoria 2 115 | m:Q:bus2 in Mvar | 6.8325 | ElmLne
2026 | 2026_DzMN_GzMN_Dp00_Gp00 | A1-Pensilvania 33 kV | All generators | 0.98 | cap | Mariquita - Victoria 2 115 | m:Q:bus2 in Mvar | 6.8388 | ElmLne
2026 | 2026_DzMN_GzMN_Dp00_Gp00 | A1-Pensilvania 33 kV | All generators | 0.99 | cap | Mariquita - Victoria 2 115 | m:Q:bus2 in Mvar | 6.8465 | ElmLne
2026 | 2026_DzMN_GzMN_Dp00_Gp00 | A1-Pensilvania 33 kV | All generators | 1 | cap | Mariquita - Victoria 2 115 | m:Q:bus2 in Mvar | 6.863 | ElmLne
2026 | 2026_DzMN_GzMN_Dp00_Gp00 | A1-Pensilvania 33 kV | All generators | 0.9 | cap | Mariquita - Victoria 2 115 | m:cosphi:bus1 | 0.59894 | ElmLne
2026 | 2026_DzMN_GzMN_Dp00_Gp00 | A1-Pensilvania 33 kV | All generators | 0.91 | cap | Mariquita - Victoria 2 115 | m:cosphi:bus1 | 0.59841 | ElmLne
2026 | 2026_DzMN_GzMN_Dp00_Gp00 | A1-Pensilvania 33 kV | All generators | 0.92 | cap | Mariquita - Victoria 2 115 | m:cosphi:bus1 | 0.59791 | ElmLne
2026 | 2026_DzMN_GzMN_Dp00_Gp00 | A1-Pensilvania 33 kV | All generators | 0.93 | cap | Mariquita - Victoria 2 115 | m:cosphi:bus1 | 0.59741 | ElmLne
2026 | 2026_DzMN_GzMN_Dp00_Gp00 | A1-Pensilvania 33 kV | All generators | 0.94 | cap | Mariquita - Victoria 2 115 | m:cosphi:bus1 | 0.59692 | ElmLne
2026 | 2026_DzMN_GzMN_Dp00_Gp00 | A1-Pensilvania 33 kV | All generators | 0.95 | cap | Mariquita - Victoria 2 115 | m:cosphi:bus1 | 0.59641 | ElmLne
2026 | 2026_DzMN_GzMN_Dp00_Gp00 | A1-Pensilvania 33 kV | All generators | 0.96 | cap | Mariquita - Victoria 2 115 | m:cosphi:bus1 | 0.5959 | ElmLne
2026 | 2026_DzMN_GzMN_Dp00_Gp00 | A1-Pensilvania 33 kV | All generators | 0.97 | cap | Mariquita - Victoria 2 115 | m:cosphi:bus1 | 0.59535 | ElmLne
2026 | 2026_DzMN_GzMN_Dp00_Gp00 | A1-Pensilvania 33 kV | All generators | 0.98 | cap | Mariquita - Victoria 2 115 | m:cosphi:bus1 | 0.59475 | ElmLne
2026 | 2026_DzMN_GzMN_Dp00_Gp00 | A1-Pensilvania 33 kV | All generators | 0.99 | cap | Mariquita - Victoria 2 115 | m:cosphi:bus1 | 0.59402 | ElmLne
2026 | 2026_DzMN_GzMN_Dp00_Gp00 | A1-Pensilvania 33 kV | All generators | 1 | cap | Mariquita - Victoria 2 115 | m:cosphi:bus1 | 0.59243 | ElmLne
2026 | 2026_DzMN_GzMN_Dp00_Gp00 | A1-Pensilvania 33 kV | All generators | 0.9 | cap | Mariquita - Victoria 2 115 | m:cosphi:bus2 | -0.63108 | ElmLne
2026 | 2026_DzMN_GzMN_Dp00_Gp00 | A1-Pensilvania 33 kV | All generators | 0.91 | cap | Mariquita - Victoria 2 115 | m:cosphi:bus2 | -0.63056 | ElmLne
2026 | 2026_DzMN_GzMN_Dp00_Gp00 | A1-Pensilvania 33 kV | All generators | 0.92 | cap | Mariquita - Victoria 2 115 | m:cosphi:bus2 | -0.63006 | ElmLne
2026 | 2026_DzMN_GzMN_Dp00_Gp00 | A1-Pensilvania 33 kV | All generators | 0.93 | cap | Mariquita - Victoria 2 115 | m:cosphi:bus2 | -0.62957 | ElmLne
2026 | 2026_DzMN_GzMN_Dp00_Gp00 | A1-Pensilvania 33 kV | All generators | 0.94 | cap | Mariquita - Victoria 2 115 | m:cosphi:bus2 | -0.62909 | ElmLne
2026 | 2026_DzMN_GzMN_Dp00_Gp00 | A1-Pensilvania 33 kV | All generators | 0.95 | cap | Mariquita - Victoria 2 115 | m:cosphi:bus2 | -0.62859 | ElmLne
2026 | 2026_DzMN_GzMN_Dp00_Gp00 | A1-Pensilvania 33 kV | All generators | 0.96 | cap | Mariquita - Victoria 2 115 | m:cosphi:bus2 | -0.62808 | ElmLne
2026 | 2026_DzMN_GzMN_Dp00_Gp00 | A1-Pensilvania 33 kV | All generators | 0.97 | cap | Mariquita - Victoria 2 115 | m:cosphi:bus2 | -0.62754 | ElmLne
2026 | 2026_DzMN_GzMN_Dp00_Gp00 | A1-Pensilvania 33 kV | All generators | 0.98 | cap | Mariquita - Victoria 2 115 | m:cosphi:bus2 | -0.62694 | ElmLne
2026 | 2026_DzMN_GzMN_Dp00_Gp00 | A1-Pensilvania 33 kV | All generators | 0.99 | cap | Mariquita - Victoria 2 115 | m:cosphi:bus2 | -0.62622 | ElmLne
2026 | 2026_DzMN_GzMN_Dp00_Gp00 | A1-Pensilvania 33 kV | All generators | 1 | cap | Mariquita - Victoria 2 115 | m:cosphi:bus2 | -0.62465 | ElmLne
2026 | 2026_DzMN_GzMN_Dp00_Gp00 | A1-Pensilvania 33 kV | All generators | 0.9 | cap | Dorada 115/33/13.8 kV | m:P:bushv in MW | 2.9472 | ElmTr3
2026 | 2026_DzMN_GzMN_Dp00_Gp00 | A1-Pensilvania 33 kV | All generators | 0.91 | cap | Dorada 115/33/13.8 kV | m:P:bushv in MW | 2.9353 | ElmTr3
2026 | 2026_DzMN_GzMN_Dp00_Gp00 | A1-Pensilvania 33 kV | All generators | 0.92 | cap | Dorada 115/33/13.8 kV | m:P:bushv in MW | 2.9246 | ElmTr3
2026 | 2026_DzMN_GzMN_Dp00_Gp00 | A1-Pensilvania 33 kV | All generators | 0.93 | cap | Dorada 115/33/13.8 kV | m:P:bushv in MW | 2.9149 | ElmTr3
2026 | 2026_DzMN_GzMN_Dp00_Gp00 | A1-Pensilvania 33 kV | All generators | 0.94 | cap | Dorada 115/33/13.8 kV | m:P:bushv in MW | 2.906 | ElmTr3
2026 | 2026_DzMN_GzMN_Dp00_Gp00 | A1-Pensilvania 33 kV | All generators | 0.95 | cap | Dorada 115/33/13.8 kV | m:P:bushv in MW | 2.8978 | ElmTr3
2026 | 2026_DzMN_GzMN_Dp00_Gp00 | A1-Pensilvania 33 kV | All generators | 0.96 | cap | Dorada 115/33/13.8 kV | m:P:bushv in MW | 2.8901 | ElmTr3
2026 | 2026_DzMN_GzMN_Dp00_Gp00 | A1-Pensilvania 33 kV | All generators | 0.97 | cap | Dorada 115/33/13.8 kV | m:P:bushv in MW | 2.8829 | ElmTr3
2026 | 2026_DzMN_GzMN_Dp00_Gp00 | A1-Pensilvania 33 kV | All generators | 0.98 | cap | Dorada 115/33/13.8 kV | m:P:bushv in MW | 2.8759 | ElmTr3
2026 | 2026_DzMN_GzMN_Dp00_Gp00 | A1-Pensilvania 33 kV | All generators | 0.99 | cap | Dorada 115/33/13.8 kV | m:P:bushv in MW | 2.8689 | ElmTr3
2026 | 2026_DzMN_GzMN_Dp00_Gp00 | A1-Pensilvania 33 kV | All generators | 1 | cap | Dorada 115/33/13.8 kV | m:P:bushv in MW | 2.8591 | ElmTr3
2026 | 2026_DzMN_GzMN_Dp00_Gp00 | A1-Pensilvania 33 kV | All generators | 0.9 | cap | Dorada 115/33/13.8 kV | m:Q:bushv in Mvar | 2.6752 | ElmTr3
2026 | 2026_DzMN_GzMN_Dp00_Gp00 | A1-Pensilvania 33 kV | All generators | 0.91 | cap | Dorada 115/33/13.8 kV | m:Q:bushv in Mvar | 2.5997 | ElmTr3
2026 | 2026_DzMN_GzMN_Dp00_Gp00 | A1-Pensilvania 33 kV | All generators | 0.92 | cap | Dorada 115/33/13.8 kV | m:Q:bushv in Mvar | 2.5266 | ElmTr3
2026 | 2026_DzMN_GzMN_Dp00_Gp00 | A1-Pensilvania 33 kV | All generators | 0.93 | cap | Dorada 115/33/13.8 kV | m:Q:bushv in Mvar | 2.4551 | ElmTr3
2026 | 2026_DzMN_GzMN_Dp00_Gp00 | A1-Pensilvania 33 kV | All generators | 0.94 | cap | Dorada 115/33/13.8 kV | m:Q:bushv in Mvar | 2.384 | ElmTr3
2026 | 2026_DzMN_GzMN_Dp00_Gp00 | A1-Pensilvania 33 kV | All generators | 0.95 | cap | Dorada 115/33/13.8 kV | m:Q:bushv in Mvar | 2.3124 | ElmTr3
2026 | 2026_DzMN_GzMN_Dp00_Gp00 | A1-Pensilvania 33 kV | All generators | 0.96 | cap | Dorada 115/33/13.8 kV | m:Q:bushv in Mvar | 2.2387 | ElmTr3
2026 | 2026_DzMN_GzMN_Dp00_Gp00 | A1-Pensilvania 33 kV | All generators | 0.97 | cap | Dorada 115/33/13.8 kV | m:Q:bushv in Mvar | 2.161 | ElmTr3
2026 | 2026_DzMN_GzMN_Dp00_Gp00 | A1-Pensilvania 33 kV | All generators | 0.98 | cap | Dorada 115/33/13.8 kV | m:Q:bushv in Mvar | 2.0753 | ElmTr3
2026 | 2026_DzMN_GzMN_Dp00_Gp00 | A1-Pensilvania 33 kV | All generators | 0.99 | cap | Dorada 115/33/13.8 kV | m:Q:bushv in Mvar | 1.9721 | ElmTr3
2026 | 2026_DzMN_GzMN_Dp00_Gp00 | A1-Pensilvania 33 kV | All generators | 1 | cap | Dorada 115/33/13.8 kV | m:Q:bushv in Mvar | 1.7496 | ElmTr3
2026 | 2026_DzMN_GzMN_Dp00_Gp00 | A1-Pensilvania 33 kV | All generators | 0.9 | cap | Dorada 115/33/13.8 kV | m:cosphi:bushv | 0.74045 | ElmTr3
2026 | 2026_DzMN_GzMN_Dp00_Gp00 | A1-Pensilvania 33 kV | All generators | 0.91 | cap | Dorada 115/33/13.8 kV | m:cosphi:bushv | 0.74861 | ElmTr3
2026 | 2026_DzMN_GzMN_Dp00_Gp00 | A1-Pensilvania 33 kV | All generators | 0.92 | cap | Dorada 115/33/13.8 kV | m:cosphi:bushv | 0.75672 | ElmTr3
2026 | 2026_DzMN_GzMN_Dp00_Gp00 | A1-Pensilvania 33 kV | All generators | 0.93 | cap | Dorada 115/33/13.8 kV | m:cosphi:bushv | 0.76486 | ElmTr3
2026 | 2026_DzMN_GzMN_Dp00_Gp00 | A1-Pensilvania 33 kV | All generators | 0.94 | cap | Dorada 115/33/13.8 kV | m:cosphi:bushv | 0.77312 | ElmTr3
2026 | 2026_DzMN_GzMN_Dp00_Gp00 | A1-Pensilvania 33 kV | All generators | 0.95 | cap | Dorada 115/33/13.8 kV | m:cosphi:bushv | 0.78164 | ElmTr3
2026 | 2026_DzMN_GzMN_Dp00_Gp00 | A1-Pensilvania 33 kV | All generators | 0.96 | cap | Dorada 115/33/13.8 kV | m:cosphi:bushv | 0.79056 | ElmTr3
2026 | 2026_DzMN_GzMN_Dp00_Gp00 | A1-Pensilvania 33 kV | All generators | 0.97 | cap | Dorada 115/33/13.8 kV | m:cosphi:bushv | 0.80016 | ElmTr3
2026 | 2026_DzMN_GzMN_Dp00_Gp00 | A1-Pensilvania 33 kV | All generators | 0.98 | cap | Dorada 115/33/13.8 kV | m:cosphi:bushv | 0.81091 | ElmTr3
2026 | 2026_DzMN_GzMN_Dp00_Gp00 | A1-Pensilvania 33 kV | All generators | 0.99 | cap | Dorada 115/33/13.8 kV | m:cosphi:bushv | 0.82409 | ElmTr3
2026 | 2026_DzMN_GzMN_Dp00_Gp00 | A1-Pensilvania 33 kV | All generators | 1 | cap | Dorada 115/33/13.8 kV | m:cosphi:bushv | 0.85297 | ElmTr3
2026 | 2026_DzMN_GzMN_Dp00_Gp00 | A1-Pensilvania 33 kV | All generators | 0.9 | cap | Manzanares 115/33/13.8 kV | m:P:bushv in MW | -7.5507 | ElmTr3
2026 | 2026_DzMN_GzMN_Dp00_Gp00 | A1-Pensilvania 33 kV | All generators | 0.91 | cap | Manzanares 115/33/13.8 kV | m:P:bushv in MW | -7.6592 | ElmTr3
2026 | 2026_DzMN_GzMN_Dp00_Gp00 | A1-Pensilvania 33 kV | All generators | 0.92 | cap | Manzanares 115/33/13.8 kV | m:P:bushv in MW | -7.7591 | ElmTr3
2026 | 2026_DzMN_GzMN_Dp00_Gp00 | A1-Pensilvania 33 kV | All generators | 0.93 | cap | Manzanares 115/33/13.8 kV | m:P:bushv in MW | -7.8521 | ElmTr3
2026 | 2026_DzMN_GzMN_Dp00_Gp00 | A1-Pensilvania 33 kV | All generators | 0.94 | cap | Manzanares 115/33/13.8 kV | m:P:bushv in MW | -7.9397 | ElmTr3
2026 | 2026_DzMN_GzMN_Dp00_Gp00 | A1-Pensilvania 33 kV | All generators | 0.95 | cap | Manzanares 115/33/13.8 kV | m:P:bushv in MW | -8.0233 | ElmTr3
2026 | 2026_DzMN_GzMN_Dp00_Gp00 | A1-Pensilvania 33 kV | All generators | 0.96 | cap | Manzanares 115/33/13.8 kV | m:P:bushv in MW | -8.1043 | ElmTr3
2026 | 2026_DzMN_GzMN_Dp00_Gp00 | A1-Pensilvania 33 kV | All generators | 0.97 | cap | Manzanares 115/33/13.8 kV | m:P:bushv in MW | -8.1843 | ElmTr3
2026 | 2026_DzMN_GzMN_Dp00_Gp00 | A1-Pensilvania 33 kV | All generators | 0.98 | cap | Manzanares 115/33/13.8 kV | m:P:bushv in MW | -8.2661 | ElmTr3
2026 | 2026_DzMN_GzMN_Dp00_Gp00 | A1-Pensilvania 33 kV | All generators | 0.99 | cap | Manzanares 115/33/13.8 kV | m:P:bushv in MW | -8.3557 | ElmTr3
2026 | 2026_DzMN_GzMN_Dp00_Gp00 | A1-Pensilvania 33 kV | All generators | 1 | cap | Manzanares 115/33/13.8 kV | m:P:bushv in MW | -8.5155 | ElmTr3
2026 | 2026_DzMN_GzMN_Dp00_Gp00 | A1-Pensilvania 33 kV | All generators | 0.9 | cap | Manzanares 115/33/13.8 kV | m:Q:bushv in Mvar | 4.7414 | ElmTr3
2026 | 2026_DzMN_GzMN_Dp00_Gp00 | A1-Pensilvania 33 kV | All generators | 0.91 | cap | Manzanares 115/33/13.8 kV | m:Q:bushv in Mvar | 4.2644 | ElmTr3
2026 | 2026_DzMN_GzMN_Dp00_Gp00 | A1-Pensilvania 33 kV | All generators | 0.92 | cap | Manzanares 115/33/13.8 kV | m:Q:bushv in Mvar | 3.8023 | ElmTr3
2026 | 2026_DzMN_GzMN_Dp00_Gp00 | A1-Pensilvania 33 kV | All generators | 0.93 | cap | Manzanares 115/33/13.8 kV | m:Q:bushv in Mvar | 3.3488 | ElmTr3
2026 | 2026_DzMN_GzMN_Dp00_Gp00 | A1-Pensilvania 33 kV | All generators | 0.94 | cap | Manzanares 115/33/13.8 kV | m:Q:bushv in Mvar | 2.8977 | ElmTr3
2026 | 2026_DzMN_GzMN_Dp00_Gp00 | A1-Pensilvania 33 kV | All generators | 0.95 | cap | Manzanares 115/33/13.8 kV | m:Q:bushv in Mvar | 2.4421 | ElmTr3
2026 | 2026_DzMN_GzMN_Dp00_Gp00 | A1-Pensilvania 33 kV | All generators | 0.96 | cap | Manzanares 115/33/13.8 kV | m:Q:bushv in Mvar | 1.973 | ElmTr3
2026 | 2026_DzMN_GzMN_Dp00_Gp00 | A1-Pensilvania 33 kV | All generators | 0.97 | cap | Manzanares 115/33/13.8 kV | m:Q:bushv in Mvar | 1.477 | ElmTr3
2026 | 2026_DzMN_GzMN_Dp00_Gp00 | A1-Pensilvania 33 kV | All generators | 0.98 | cap | Manzanares 115/33/13.8 kV | m:Q:bushv in Mvar | 0.9294 | ElmTr3
2026 | 2026_DzMN_GzMN_Dp00_Gp00 | A1-Pensilvania 33 kV | All generators | 0.99 | cap | Manzanares 115/33/13.8 kV | m:Q:bushv in Mvar | 0.26801 | ElmTr3
2026 | 2026_DzMN_GzMN_Dp00_Gp00 | A1-Pensilvania 33 kV | All generators | 1 | cap | Manzanares 115/33/13.8 kV | m:Q:bushv in Mvar | -1.1622 | ElmTr3
2026 | 2026_DzMN_GzMN_Dp00_Gp00 | A1-Pensilvania 33 kV | All generators | 0.9 | cap | Manzanares 115/33/13.8 kV | m:cosphi:bushv | -0.84688 | ElmTr3
2026 | 2026_DzMN_GzMN_Dp00_Gp00 | A1-Pensilvania 33 kV | All generators | 0.91 | cap | Manzanares 115/33/13.8 kV | m:cosphi:bushv | -0.87371 | ElmTr3
2026 | 2026_DzMN_GzMN_Dp00_Gp00 | A1-Pensilvania 33 kV | All generators | 0.92 | cap | Manzanares 115/33/13.8 kV | m:cosphi:bushv | -0.89797 | ElmTr3
2026 | 2026_DzMN_GzMN_Dp00_Gp00 | A1-Pensilvania 33 kV | All generators | 0.93 | cap | Manzanares 115/33/13.8 kV | m:cosphi:bushv | -0.91984 | ElmTr3
2026 | 2026_DzMN_GzMN_Dp00_Gp00 | A1-Pensilvania 33 kV | All generators | 0.94 | cap | Manzanares 115/33/13.8 kV | m:cosphi:bushv | -0.93939 | ElmTr3
2026 | 2026_DzMN_GzMN_Dp00_Gp00 | A1-Pensilvania 33 kV | All generators | 0.95 | cap | Manzanares 115/33/13.8 kV | m:cosphi:bushv | -0.95667 | ElmTr3
2026 | 2026_DzMN_GzMN_Dp00_Gp00 | A1-Pensilvania 33 kV | All generators | 0.96 | cap | Manzanares 115/33/13.8 kV | m:cosphi:bushv | -0.97162 | ElmTr3
2026 | 2026_DzMN_GzMN_Dp00_Gp00 | A1-Pensilvania 33 kV | All generators | 0.97 | cap | Manzanares 115/33/13.8 kV | m:cosphi:bushv | -0.9841 | ElmTr3
2026 | 2026_DzMN_GzMN_Dp00_Gp00 | A1-Pensilvania 33 kV | All generators | 0.98 | cap | Manzanares 115/33/13.8 kV | m:cosphi:bushv | -0.99374 | ElmTr3
2026 | 2026_DzMN_GzMN_Dp00_Gp00 | A1-Pensilvania 33 kV | All generators | 0.99 | cap | Manzanares 115/33/13.8 kV | m:cosphi:bushv | -0.99949 | ElmTr3
2026 | 2026_DzMN_GzMN_Dp00_Gp00 | A1-Pensilvania 33 kV | All generators | 1 | cap | Manzanares 115/33/13.8 kV | m:cosphi:bushv | -0.99082 | ElmTr3
2026 | 2026_DzMN_GzMN_Dp00_Gp00 | A1-Pensilvania 33 kV | All generators | 0.9 | cap | Purnio 230/115 | m:P:bushv in MW | 30.1796 | ElmTr3
2026 | 2026_DzMN_GzMN_Dp00_Gp00 | A1-Pensilvania 33 kV | All generators | 0.91 | cap | Purnio 230/115 | m:P:bushv in MW | 30.1544 | ElmTr3
2026 | 2026_DzMN_GzMN_Dp00_Gp00 | A1-Pensilvania 33 kV | All generators | 0.92 | cap | Purnio 230/115 | m:P:bushv in MW | 30.132 | ElmTr3
2026 | 2026_DzMN_GzMN_Dp00_Gp00 | A1-Pensilvania 33 kV | All generators | 0.93 | cap | Purnio 230/115 | m:P:bushv in MW | 30.1119 | ElmTr3
2026 | 2026_DzMN_GzMN_Dp00_Gp00 | A1-Pensilvania 33 kV | All generators | 0.94 | cap | Purnio 230/115 | m:P:bushv in MW | 30.0937 | ElmTr3
2026 | 2026_DzMN_GzMN_Dp00_Gp00 | A1-Pensilvania 33 kV | All generators | 0.95 | cap | Purnio 230/115 | m:P:bushv in MW | 30.0771 | ElmTr3
2026 | 2026_DzMN_GzMN_Dp00_Gp00 | A1-Pensilvania 33 kV | All generators | 0.96 | cap | Purnio 230/115 | m:P:bushv in MW | 30.0618 | ElmTr3
2026 | 2026_DzMN_GzMN_Dp00_Gp00 | A1-Pensilvania 33 kV | All generators | 0.97 | cap | Purnio 230/115 | m:P:bushv in MW | 30.0478 | ElmTr3
2026 | 2026_DzMN_GzMN_Dp00_Gp00 | A1-Pensilvania 33 kV | All generators | 0.98 | cap | Purnio 230/115 | m:P:bushv in MW | 30.0347 | ElmTr3
2026 | 2026_DzMN_GzMN_Dp00_Gp00 | A1-Pensilvania 33 kV | All generators | 0.99 | cap | Purnio 230/115 | m:P:bushv in MW | 30.0223 | ElmTr3
2026 | 2026_DzMN_GzMN_Dp00_Gp00 | A1-Pensilvania 33 kV | All generators | 1 | cap | Purnio 230/115 | m:P:bushv in MW | 30.008 | ElmTr3
2026 | 2026_DzMN_GzMN_Dp00_Gp00 | A1-Pensilvania 33 kV | All generators | 0.9 | cap | Purnio 230/115 | m:Q:bushv in Mvar | -2.7234 | ElmTr3
2026 | 2026_DzMN_GzMN_Dp00_Gp00 | A1-Pensilvania 33 kV | All generators | 0.91 | cap | Purnio 230/115 | m:Q:bushv in Mvar | -2.895 | ElmTr3
2026 | 2026_DzMN_GzMN_Dp00_Gp00 | A1-Pensilvania 33 kV | All generators | 0.92 | cap | Purnio 230/115 | m:Q:bushv in Mvar | -3.0609 | ElmTr3
2026 | 2026_DzMN_GzMN_Dp00_Gp00 | A1-Pensilvania 33 kV | All generators | 0.93 | cap | Purnio 230/115 | m:Q:bushv in Mvar | -3.2233 | ElmTr3
2026 | 2026_DzMN_GzMN_Dp00_Gp00 | A1-Pensilvania 33 kV | All generators | 0.94 | cap | Purnio 230/115 | m:Q:bushv in Mvar | -3.3845 | ElmTr3
2026 | 2026_DzMN_GzMN_Dp00_Gp00 | A1-Pensilvania 33 kV | All generators | 0.95 | cap | Purnio 230/115 | m:Q:bushv in Mvar | -3.547 | ElmTr3
2026 | 2026_DzMN_GzMN_Dp00_Gp00 | A1-Pensilvania 33 kV | All generators | 0.96 | cap | Purnio 230/115 | m:Q:bushv in Mvar | -3.7139 | ElmTr3
2026 | 2026_DzMN_GzMN_Dp00_Gp00 | A1-Pensilvania 33 kV | All generators | 0.97 | cap | Purnio 230/115 | m:Q:bushv in Mvar | -3.89 | ElmTr3
2026 | 2026_DzMN_GzMN_Dp00_Gp00 | A1-Pensilvania 33 kV | All generators | 0.98 | cap | Purnio 230/115 | m:Q:bushv in Mvar | -4.0839 | ElmTr3
2026 | 2026_DzMN_GzMN_Dp00_Gp00 | A1-Pensilvania 33 kV | All generators | 0.99 | cap | Purnio 230/115 | m:Q:bushv in Mvar | -4.3175 | ElmTr3
2026 | 2026_DzMN_GzMN_Dp00_Gp00 | A1-Pensilvania 33 kV | All generators | 1 | cap | Purnio 230/115 | m:Q:bushv in Mvar | -4.8202 | ElmTr3
2026 | 2026_DzMN_GzMN_Dp00_Gp00 | A1-Pensilvania 33 kV | All generators | 0.9 | cap | Purnio 230/115 | m:cosphi:bushv | 0.99595 | ElmTr3
2026 | 2026_DzMN_GzMN_Dp00_Gp00 | A1-Pensilvania 33 kV | All generators | 0.91 | cap | Purnio 230/115 | m:cosphi:bushv | 0.99542 | ElmTr3
2026 | 2026_DzMN_GzMN_Dp00_Gp00 | A1-Pensilvania 33 kV | All generators | 0.92 | cap | Purnio 230/115 | m:cosphi:bushv | 0.99488 | ElmTr3
2026 | 2026_DzMN_GzMN_Dp00_Gp00 | A1-Pensilvania 33 kV | All generators | 0.93 | cap | Purnio 230/115 | m:cosphi:bushv | 0.99432 | ElmTr3
2026 | 2026_DzMN_GzMN_Dp00_Gp00 | A1-Pensilvania 33 kV | All generators | 0.94 | cap | Purnio 230/115 | m:cosphi:bushv | 0.99374 | ElmTr3
2026 | 2026_DzMN_GzMN_Dp00_Gp00 | A1-Pensilvania 33 kV | All generators | 0.95 | cap | Purnio 230/115 | m:cosphi:bushv | 0.99312 | ElmTr3
2026 | 2026_DzMN_GzMN_Dp00_Gp00 | A1-Pensilvania 33 kV | All generators | 0.96 | cap | Purnio 230/115 | m:cosphi:bushv | 0.99245 | ElmTr3
2026 | 2026_DzMN_GzMN_Dp00_Gp00 | A1-Pensilvania 33 kV | All generators | 0.97 | cap | Purnio 230/115 | m:cosphi:bushv | 0.99172 | ElmTr3
2026 | 2026_DzMN_GzMN_Dp00_Gp00 | A1-Pensilvania 33 kV | All generators | 0.98 | cap | Purnio 230/115 | m:cosphi:bushv | 0.99088 | ElmTr3
2026 | 2026_DzMN_GzMN_Dp00_Gp00 | A1-Pensilvania 33 kV | All generators | 0.99 | cap | Purnio 230/115 | m:cosphi:bushv | 0.98982 | ElmTr3
2026 | 2026_DzMN_GzMN_Dp00_Gp00 | A1-Pensilvania 33 kV | All generators | 1 | cap | Purnio 230/115 | m:cosphi:bushv | 0.98734 | ElmTr3
2026 | 2026_DzMN_GzMN_Dp00_Gp00 | A1-Pensilvania 33 kV | All generators | 0.9 | cap | Victoria 115/33/13.8 kV | m:P:bushv in MW | -1.3037 | ElmTr3
2026 | 2026_DzMN_GzMN_Dp00_Gp00 | A1-Pensilvania 33 kV | All generators | 0.91 | cap | Victoria 115/33/13.8 kV | m:P:bushv in MW | -1.3283 | ElmTr3
2026 | 2026_DzMN_GzMN_Dp00_Gp00 | A1-Pensilvania 33 kV | All generators | 0.92 | cap | Victoria 115/33/13.8 kV | m:P:bushv in MW | -1.3489 | ElmTr3
2026 | 2026_DzMN_GzMN_Dp00_Gp00 | A1-Pensilvania 33 kV | All generators | 0.93 | cap | Victoria 115/33/13.8 kV | m:P:bushv in MW | -1.366 | ElmTr3
2026 | 2026_DzMN_GzMN_Dp00_Gp00 | A1-Pensilvania 33 kV | All generators | 0.94 | cap | Victoria 115/33/13.8 kV | m:P:bushv in MW | -1.3801 | ElmTr3
2026 | 2026_DzMN_GzMN_Dp00_Gp00 | A1-Pensilvania 33 kV | All generators | 0.95 | cap | Victoria 115/33/13.8 kV | m:P:bushv in MW | -1.3914 | ElmTr3
2026 | 2026_DzMN_GzMN_Dp00_Gp00 | A1-Pensilvania 33 kV | All generators | 0.96 | cap | Victoria 115/33/13.8 kV | m:P:bushv in MW | -1.3999 | ElmTr3
2026 | 2026_DzMN_GzMN_Dp00_Gp00 | A1-Pensilvania 33 kV | All generators | 0.97 | cap | Victoria 115/33/13.8 kV | m:P:bushv in MW | -1.4055 | ElmTr3
2026 | 2026_DzMN_GzMN_Dp00_Gp00 | A1-Pensilvania 33 kV | All generators | 0.98 | cap | Victoria 115/33/13.8 kV | m:P:bushv in MW | -1.4077 | ElmTr3
2026 | 2026_DzMN_GzMN_Dp00_Gp00 | A1-Pensilvania 33 kV | All generators | 0.99 | cap | Victoria 115/33/13.8 kV | m:P:bushv in MW | -1.4048 | ElmTr3
2026 | 2026_DzMN_GzMN_Dp00_Gp00 | A1-Pensilvania 33 kV | All generators | 1 | cap | Victoria 115/33/13.8 kV | m:P:bushv in MW | -1.3779 | ElmTr3
2026 | 2026_DzMN_GzMN_Dp00_Gp00 | A1-Pensilvania 33 kV | All generators | 0.9 | cap | Victoria 115/33/13.8 kV | m:Q:bushv in Mvar | 9.0757 | ElmTr3
2026 | 2026_DzMN_GzMN_Dp00_Gp00 | A1-Pensilvania 33 kV | All generators | 0.91 | cap | Victoria 115/33/13.8 kV | m:Q:bushv in Mvar | 8.7851 | ElmTr3
2026 | 2026_DzMN_GzMN_Dp00_Gp00 | A1-Pensilvania 33 kV | All generators | 0.92 | cap | Victoria 115/33/13.8 kV | m:Q:bushv in Mvar | 8.5039 | ElmTr3
2026 | 2026_DzMN_GzMN_Dp00_Gp00 | A1-Pensilvania 33 kV | All generators | 0.93 | cap | Victoria 115/33/13.8 kV | m:Q:bushv in Mvar | 8.2284 | ElmTr3
2026 | 2026_DzMN_GzMN_Dp00_Gp00 | A1-Pensilvania 33 kV | All generators | 0.94 | cap | Victoria 115/33/13.8 kV | m:Q:bushv in Mvar | 7.9546 | ElmTr3
2026 | 2026_DzMN_GzMN_Dp00_Gp00 | A1-Pensilvania 33 kV | All generators | 0.95 | cap | Victoria 115/33/13.8 kV | m:Q:bushv in Mvar | 7.6785 | ElmTr3
2026 | 2026_DzMN_GzMN_Dp00_Gp00 | A1-Pensilvania 33 kV | All generators | 0.96 | cap | Victoria 115/33/13.8 kV | m:Q:bushv in Mvar | 7.3947 | ElmTr3
2026 | 2026_DzMN_GzMN_Dp00_Gp00 | A1-Pensilvania 33 kV | All generators | 0.97 | cap | Victoria 115/33/13.8 kV | m:Q:bushv in Mvar | 7.0949 | ElmTr3
2026 | 2026_DzMN_GzMN_Dp00_Gp00 | A1-Pensilvania 33 kV | All generators | 0.98 | cap | Victoria 115/33/13.8 kV | m:Q:bushv in Mvar | 6.7645 | ElmTr3
2026 | 2026_DzMN_GzMN_Dp00_Gp00 | A1-Pensilvania 33 kV | All generators | 0.99 | cap | Victoria 115/33/13.8 kV | m:Q:bushv in Mvar | 6.3662 | ElmTr3
2026 | 2026_DzMN_GzMN_Dp00_Gp00 | A1-Pensilvania 33 kV | All generators | 1 | cap | Victoria 115/33/13.8 kV | m:Q:bushv in Mvar | 5.5073 | ElmTr3
2026 | 2026_DzMN_GzMN_Dp00_Gp00 | A1-Pensilvania 33 kV | All generators | 0.9 | cap | Victoria 115/33/13.8 kV | m:cosphi:bushv | -0.14219 | ElmTr3
2026 | 2026_DzMN_GzMN_Dp00_Gp00 | A1-Pensilvania 33 kV | All generators | 0.91 | cap | Victoria 115/33/13.8 kV | m:cosphi:bushv | -0.1495 | ElmTr3
2026 | 2026_DzMN_GzMN_Dp00_Gp00 | A1-Pensilvania 33 kV | All generators | 0.92 | cap | Victoria 115/33/13.8 kV | m:cosphi:bushv | -0.15666 | ElmTr3
2026 | 2026_DzMN_GzMN_Dp00_Gp00 | A1-Pensilvania 33 kV | All generators | 0.93 | cap | Victoria 115/33/13.8 kV | m:cosphi:bushv | -0.16377 | ElmTr3
2026 | 2026_DzMN_GzMN_Dp00_Gp00 | A1-Pensilvania 33 kV | All generators | 0.94 | cap | Victoria 115/33/13.8 kV | m:cosphi:bushv | -0.17095 | ElmTr3
2026 | 2026_DzMN_GzMN_Dp00_Gp00 | A1-Pensilvania 33 kV | All generators | 0.95 | cap | Victoria 115/33/13.8 kV | m:cosphi:bushv | -0.1783 | ElmTr3
2026 | 2026_DzMN_GzMN_Dp00_Gp00 | A1-Pensilvania 33 kV | All generators | 0.96 | cap | Victoria 115/33/13.8 kV | m:cosphi:bushv | -0.18601 | ElmTr3
2026 | 2026_DzMN_GzMN_Dp00_Gp00 | A1-Pensilvania 33 kV | All generators | 0.97 | cap | Victoria 115/33/13.8 kV | m:cosphi:bushv | -0.19433 | ElmTr3
2026 | 2026_DzMN_GzMN_Dp00_Gp00 | A1-Pensilvania 33 kV | All generators | 0.98 | cap | Victoria 115/33/13.8 kV | m:cosphi:bushv | -0.20374 | ElmTr3
2026 | 2026_DzMN_GzMN_Dp00_Gp00 | A1-Pensilvania 33 kV | All generators | 0.99 | cap | Victoria 115/33/13.8 kV | m:cosphi:bushv | -0.21548 | ElmTr3
2026 | 2026_DzMN_GzMN_Dp00_Gp00 | A1-Pensilvania 33 kV | All generators | 1 | cap | Victoria 115/33/13.8 kV | m:cosphi:bushv | -0.24271 | ElmTr3
2026 | 2026_DzMN_GzMN_Dp00_Gp00 | A1-Pensilvania 33 kV | All generators | 0.9 | ind | Dorada - Magdalena 115 kV | m:P:bus1 in MW | 33.1675 | ElmLne
2026 | 2026_DzMN_GzMN_Dp00_Gp00 | A1-Pensilvania 33 kV | All generators | 0.91 | ind | Dorada - Magdalena 115 kV | m:P:bus1 in MW | 33.1626 | ElmLne
2026 | 2026_DzMN_GzMN_Dp00_Gp00 | A1-Pensilvania 33 kV | All generators | 0.92 | ind | Dorada - Magdalena 115 kV | m:P:bus1 in MW | 33.1574 | ElmLne
2026 | 2026_DzMN_GzMN_Dp00_Gp00 | A1-Pensilvania 33 kV | All generators | 0.93 | ind | Dorada - Magdalena 115 kV | m:P:bus1 in MW | 33.1519 | ElmLne
2026 | 2026_DzMN_GzMN_Dp00_Gp00 | A1-Pensilvania 33 kV | All generators | 0.94 | ind | Dorada - Magdalena 115 kV | m:P:bus1 in MW | 33.1459 | ElmLne
2026 | 2026_DzMN_GzMN_Dp00_Gp00 | A1-Pensilvania 33 kV | All generators | 0.95 | ind | Dorada - Magdalena 115 kV | m:P:bus1 in MW | 33.1393 | ElmLne
2026 | 2026_DzMN_GzMN_Dp00_Gp00 | A1-Pensilvania 33 kV | All generators | 0.96 | ind | Dorada - Magdalena 115 kV | m:P:bus1 in MW | 33.1319 | ElmLne
2026 | 2026_DzMN_GzMN_Dp00_Gp00 | A1-Pensilvania 33 kV | All generators | 0.97 | ind | Dorada - Magdalena 115 kV | m:P:bus1 in MW | 33.1233 | ElmLne
2026 | 2026_DzMN_GzMN_Dp00_Gp00 | A1-Pensilvania 33 kV | All generators | 0.98 | ind | Dorada - Magdalena 115 kV | m:P:bus1 in MW | 33.1129 | ElmLne
2026 | 2026_DzMN_GzMN_Dp00_Gp00 | A1-Pensilvania 33 kV | All generators | 0.99 | ind | Dorada - Magdalena 115 kV | m:P:bus1 in MW | 33.0989 | ElmLne
2026 | 2026_DzMN_GzMN_Dp00_Gp00 | A1-Pensilvania 33 kV | All generators | 1 | ind | Dorada - Magdalena 115 kV | m:P:bus1 in MW | 33.0615 | ElmLne
2026 | 2026_DzMN_GzMN_Dp00_Gp00 | A1-Pensilvania 33 kV | All generators | 0.9 | ind | Dorada - Magdalena 115 kV | m:P:bus2 in MW | -33.111 | ElmLne
2026 | 2026_DzMN_GzMN_Dp00_Gp00 | A1-Pensilvania 33 kV | All generators | 0.91 | ind | Dorada - Magdalena 115 kV | m:P:bus2 in MW | -33.1061 | ElmLne
2026 | 2026_DzMN_GzMN_Dp00_Gp00 | A1-Pensilvania 33 kV | All generators | 0.92 | ind | Dorada - Magdalena 115 kV | m:P:bus2 in MW | -33.101 | ElmLne
2026 | 2026_DzMN_GzMN_Dp00_Gp00 | A1-Pensilvania 33 kV | All generators | 0.93 | ind | Dorada - Magdalena 115 kV | m:P:bus2 in MW | -33.0954 | ElmLne
2026 | 2026_DzMN_GzMN_Dp00_Gp00 | A1-Pensilvania 33 kV | All generators | 0.94 | ind | Dorada - Magdalena 115 kV | m:P:bus2 in MW | -33.0894 | ElmLne
2026 | 2026_DzMN_GzMN_Dp00_Gp00 | A1-Pensilvania 33 kV | All generators | 0.95 | ind | Dorada - Magdalena 115 kV | m:P:bus2 in MW | -33.0829 | ElmLne
2026 | 2026_DzMN_GzMN_Dp00_Gp00 | A1-Pensilvania 33 kV | All generators | 0.96 | ind | Dorada - Magdalena 115 kV | m:P:bus2 in MW | -33.0755 | ElmLne
2026 | 2026_DzMN_GzMN_Dp00_Gp00 | A1-Pensilvania 33 kV | All generators | 0.97 | ind | Dorada - Magdalena 115 kV | m:P:bus2 in MW | -33.0669 | ElmLne
2026 | 2026_DzMN_GzMN_Dp00_Gp00 | A1-Pensilvania 33 kV | All generators | 0.98 | ind | Dorada - Magdalena 115 kV | m:P:bus2 in MW | -33.0566 | ElmLne
2026 | 2026_DzMN_GzMN_Dp00_Gp00 | A1-Pensilvania 33 kV | All generators | 0.99 | ind | Dorada - Magdalena 115 kV | m:P:bus2 in MW | -33.0425 | ElmLne
2026 | 2026_DzMN_GzMN_Dp00_Gp00 | A1-Pensilvania 33 kV | All generators | 1 | ind | Dorada - Magdalena 115 kV | m:P:bus2 in MW | -33.0052 | ElmLne
2026 | 2026_DzMN_GzMN_Dp00_Gp00 | A1-Pensilvania 33 kV | All generators | 0.9 | ind | Dorada - Magdalena 115 kV | m:Q:bus1 in Mvar | 1.5573 | ElmLne
2026 | 2026_DzMN_GzMN_Dp00_Gp00 | A1-Pensilvania 33 kV | All generators | 0.91 | ind | Dorada - Magdalena 115 kV | m:Q:bus1 in Mvar | 1.536 | ElmLne
2026 | 2026_DzMN_GzMN_Dp00_Gp00 | A1-Pensilvania 33 kV | All generators | 0.92 | ind | Dorada - Magdalena 115 kV | m:Q:bus1 in Mvar | 1.5138 | ElmLne
2026 | 2026_DzMN_GzMN_Dp00_Gp00 | A1-Pensilvania 33 kV | All generators | 0.93 | ind | Dorada - Magdalena 115 kV | m:Q:bus1 in Mvar | 1.4904 | ElmLne
2026 | 2026_DzMN_GzMN_Dp00_Gp00 | A1-Pensilvania 33 kV | All generators | 0.94 | ind | Dorada - Magdalena 115 kV | m:Q:bus1 in Mvar | 1.4655 | ElmLne
2026 | 2026_DzMN_GzMN_Dp00_Gp00 | A1-Pensilvania 33 kV | All generators | 0.95 | ind | Dorada - Magdalena 115 kV | m:Q:bus1 in Mvar | 1.4387 | ElmLne
2026 | 2026_DzMN_GzMN_Dp00_Gp00 | A1-Pensilvania 33 kV | All generators | 0.96 | ind | Dorada - Magdalena 115 kV | m:Q:bus1 in Mvar | 1.4091 | ElmLne
2026 | 2026_DzMN_GzMN_Dp00_Gp00 | A1-Pensilvania 33 kV | All generators | 0.97 | ind | Dorada - Magdalena 115 kV | m:Q:bus1 in Mvar | 1.3758 | ElmLne
2026 | 2026_DzMN_GzMN_Dp00_Gp00 | A1-Pensilvania 33 kV | All generators | 0.98 | ind | Dorada - Magdalena 115 kV | m:Q:bus1 in Mvar | 1.3362 | ElmLne
2026 | 2026_DzMN_GzMN_Dp00_Gp00 | A1-Pensilvania 33 kV | All generators | 0.99 | ind | Dorada - Magdalena 115 kV | m:Q:bus1 in Mvar | 1.2842 | ElmLne
2026 | 2026_DzMN_GzMN_Dp00_Gp00 | A1-Pensilvania 33 kV | All generators | 1 | ind | Dorada - Magdalena 115 kV | m:Q:bus1 in Mvar | 1.154 | ElmLne
2026 | 2026_DzMN_GzMN_Dp00_Gp00 | A1-Pensilvania 33 kV | All generators | 0.9 | ind | Dorada - Magdalena 115 kV | m:Q:bus2 in Mvar | -1.6448 | ElmLne
2026 | 2026_DzMN_GzMN_Dp00_Gp00 | A1-Pensilvania 33 kV | All generators | 0.91 | ind | Dorada - Magdalena 115 kV | m:Q:bus2 in Mvar | -1.6235 | ElmLne
2026 | 2026_DzMN_GzMN_Dp00_Gp00 | A1-Pensilvania 33 kV | All generators | 0.92 | ind | Dorada - Magdalena 115 kV | m:Q:bus2 in Mvar | -1.6012 | ElmLne
2026 | 2026_DzMN_GzMN_Dp00_Gp00 | A1-Pensilvania 33 kV | All generators | 0.93 | ind | Dorada - Magdalena 115 kV | m:Q:bus2 in Mvar | -1.5778 | ElmLne
2026 | 2026_DzMN_GzMN_Dp00_Gp00 | A1-Pensilvania 33 kV | All generators | 0.94 | ind | Dorada - Magdalena 115 kV | m:Q:bus2 in Mvar | -1.5528 | ElmLne
2026 | 2026_DzMN_GzMN_Dp00_Gp00 | A1-Pensilvania 33 kV | All generators | 0.95 | ind | Dorada - Magdalena 115 kV | m:Q:bus2 in Mvar | -1.5259 | ElmLne
2026 | 2026_DzMN_GzMN_Dp00_Gp00 | A1-Pensilvania 33 kV | All generators | 0.96 | ind | Dorada - Magdalena 115 kV | m:Q:bus2 in Mvar | -1.4964 | ElmLne
2026 | 2026_DzMN_GzMN_Dp00_Gp00 | A1-Pensilvania 33 kV | All generators | 0.97 | ind | Dorada - Magdalena 115 kV | m:Q:bus2 in Mvar | -1.4629 | ElmLne
2026 | 2026_DzMN_GzMN_Dp00_Gp00 | A1-Pensilvania 33 kV | All generators | 0.98 | ind | Dorada - Magdalena 115 kV | m:Q:bus2 in Mvar | -1.4233 | ElmLne
2026 | 2026_DzMN_GzMN_Dp00_Gp00 | A1-Pensilvania 33 kV | All generators | 0.99 | ind | Dorada - Magdalena 115 kV | m:Q:bus2 in Mvar | -1.3712 | ElmLne
2026 | 2026_DzMN_GzMN_Dp00_Gp00 | A1-Pensilvania 33 kV | All generators | 1 | ind | Dorada - Magdalena 115 kV | m:Q:bus2 in Mvar | -1.2409 | ElmLne
2026 | 2026_DzMN_GzMN_Dp00_Gp00 | A1-Pensilvania 33 kV | All generators | 0.9 | ind | Dorada - Magdalena 115 kV | m:cosphi:bus1 | 0.9989 | ElmLne
2026 | 2026_DzMN_GzMN_Dp00_Gp00 | A1-Pensilvania 33 kV | All generators | 0.91 | ind | Dorada - Magdalena 115 kV | m:cosphi:bus1 | 0.99893 | ElmLne
2026 | 2026_DzMN_GzMN_Dp00_Gp00 | A1-Pensilvania 33 kV | All generators | 0.92 | ind | Dorada - Magdalena 115 kV | m:cosphi:bus1 | 0.99896 | ElmLne
2026 | 2026_DzMN_GzMN_Dp00_Gp00 | A1-Pensilvania 33 kV | All generators | 0.93 | ind | Dorada - Magdalena 115 kV | m:cosphi:bus1 | 0.99899 | ElmLne
2026 | 2026_DzMN_GzMN_Dp00_Gp00 | A1-Pensilvania 33 kV | All generators | 0.94 | ind | Dorada - Magdalena 115 kV | m:cosphi:bus1 | 0.99902 | ElmLne
2026 | 2026_DzMN_GzMN_Dp00_Gp00 | A1-Pensilvania 33 kV | All generators | 0.95 | ind | Dorada - Magdalena 115 kV | m:cosphi:bus1 | 0.99906 | ElmLne
2026 | 2026_DzMN_GzMN_Dp00_Gp00 | A1-Pensilvania 33 kV | All generators | 0.96 | ind | Dorada - Magdalena 115 kV | m:cosphi:bus1 | 0.9991 | ElmLne
2026 | 2026_DzMN_GzMN_Dp00_Gp00 | A1-Pensilvania 33 kV | All generators | 0.97 | ind | Dorada - Magdalena 115 kV | m:cosphi:bus1 | 0.99914 | ElmLne
2026 | 2026_DzMN_GzMN_Dp00_Gp00 | A1-Pensilvania 33 kV | All generators | 0.98 | ind | Dorada - Magdalena 115 kV | m:cosphi:bus1 | 0.99919 | ElmLne
2026 | 2026_DzMN_GzMN_Dp00_Gp00 | A1-Pensilvania 33 kV | All generators | 0.99 | ind | Dorada - Magdalena 115 kV | m:cosphi:bus1 | 0.99925 | ElmLne
2026 | 2026_DzMN_GzMN_Dp00_Gp00 | A1-Pensilvania 33 kV | All generators | 1 | ind | Dorada - Magdalena 115 kV | m:cosphi:bus1 | 0.99939 | ElmLne
2026 | 2026_DzMN_GzMN_Dp00_Gp00 | A1-Pensilvania 33 kV | All generators | 0.9 | ind | Dorada - Magdalena 115 kV | m:cosphi:bus2 | -0.99877 | ElmLne
2026 | 2026_DzMN_GzMN_Dp00_Gp00 | A1-Pensilvania 33 kV | All generators | 0.91 | ind | Dorada - Magdalena 115 kV | m:cosphi:bus2 | -0.9988 | ElmLne
2026 | 2026_DzMN_GzMN_Dp00_Gp00 | A1-Pensilvania 33 kV | All generators | 0.92 | ind | Dorada - Magdalena 115 kV | m:cosphi:bus2 | -0.99883 | ElmLne
2026 | 2026_DzMN_GzMN_Dp00_Gp00 | A1-Pensilvania 33 kV | All generators | 0.93 | ind | Dorada - Magdalena 115 kV | m:cosphi:bus2 | -0.99887 | ElmLne
2026 | 2026_DzMN_GzMN_Dp00_Gp00 | A1-Pensilvania 33 kV | All generators | 0.94 | ind | Dorada - Magdalena 115 kV | m:cosphi:bus2 | -0.9989 | ElmLne
2026 | 2026_DzMN_GzMN_Dp00_Gp00 | A1-Pensilvania 33 kV | All generators | 0.95 | ind | Dorada - Magdalena 115 kV | m:cosphi:bus2 | -0.99894 | ElmLne
2026 | 2026_DzMN_GzMN_Dp00_Gp00 | A1-Pensilvania 33 kV | All generators | 0.96 | ind | Dorada - Magdalena 115 kV | m:cosphi:bus2 | -0.99898 | ElmLne
2026 | 2026_DzMN_GzMN_Dp00_Gp00 | A1-Pensilvania 33 kV | All generators | 0.97 | ind | Dorada - Magdalena 115 kV | m:cosphi:bus2 | -0.99902 | ElmLne
2026 | 2026_DzMN_GzMN_Dp00_Gp00 | A1-Pensilvania 33 kV | All generators | 0.98 | ind | Dorada - Magdalena 115 kV | m:cosphi:bus2 | -0.99907 | ElmLne
2026 | 2026_DzMN_GzMN_Dp00_Gp00 | A1-Pensilvania 33 kV | All generators | 0.99 | ind | Dorada - Magdalena 115 kV | m:cosphi:bus2 | -0.99914 | ElmLne
2026 | 2026_DzMN_GzMN_Dp00_Gp00 | A1-Pensilvania 33 kV | All generators | 1 | ind | Dorada - Magdalena 115 kV | m:cosphi:bus2 | -0.99929 | ElmLne
2026 | 2026_DzMN_GzMN_Dp00_Gp00 | A1-Pensilvania 33 kV | All generators | 0.9 | ind | Mariquita - Victoria 2 115 | m:P:bus1 in MW | 5.48 | ElmLne
2026 | 2026_DzMN_GzMN_Dp00_Gp00 | A1-Pensilvania 33 kV | All generators | 0.91 | ind | Mariquita - Victoria 2 115 | m:P:bus1 in MW | 5.4815 | ElmLne
2026 | 2026_DzMN_GzMN_Dp00_Gp00 | A1-Pensilvania 33 kV | All generators | 0.92 | ind | Mariquita - Victoria 2 115 | m:P:bus1 in MW | 5.4829 | ElmLne
2026 | 2026_DzMN_GzMN_Dp00_Gp00 | A1-Pensilvania 33 kV | All generators | 0.93 | ind | Mariquita - Victoria 2 115 | m:P:bus1 in MW | 5.4845 | ElmLne
2026 | 2026_DzMN_GzMN_Dp00_Gp00 | A1-Pensilvania 33 kV | All generators | 0.94 | ind | Mariquita - Victoria 2 115 | m:P:bus1 in MW | 5.4862 | ElmLne
2026 | 2026_DzMN_GzMN_Dp00_Gp00 | A1-Pensilvania 33 kV | All generators | 0.95 | ind | Mariquita - Victoria 2 115 | m:P:bus1 in MW | 5.488 | ElmLne
2026 | 2026_DzMN_GzMN_Dp00_Gp00 | A1-Pensilvania 33 kV | All generators | 0.96 | ind | Mariquita - Victoria 2 115 | m:P:bus1 in MW | 5.4899 | ElmLne
2026 | 2026_DzMN_GzMN_Dp00_Gp00 | A1-Pensilvania 33 kV | All generators | 0.97 | ind | Mariquita - Victoria 2 115 | m:P:bus1 in MW | 5.4921 | ElmLne
2026 | 2026_DzMN_GzMN_Dp00_Gp00 | A1-Pensilvania 33 kV | All generators | 0.98 | ind | Mariquita - Victoria 2 115 | m:P:bus1 in MW | 5.4948 | ElmLne
2026 | 2026_DzMN_GzMN_Dp00_Gp00 | A1-Pensilvania 33 kV | All generators | 0.99 | ind | Mariquita - Victoria 2 115 | m:P:bus1 in MW | 5.4982 | ElmLne
2026 | 2026_DzMN_GzMN_Dp00_Gp00 | A1-Pensilvania 33 kV | All generators | 1 | ind | Mariquita - Victoria 2 115 | m:P:bus1 in MW | 5.5067 | ElmLne
2026 | 2026_DzMN_GzMN_Dp00_Gp00 | A1-Pensilvania 33 kV | All generators | 0.9 | ind | Mariquita - Victoria 2 115 | m:P:bus2 in MW | -5.4631 | ElmLne
2026 | 2026_DzMN_GzMN_Dp00_Gp00 | A1-Pensilvania 33 kV | All generators | 0.91 | ind | Mariquita - Victoria 2 115 | m:P:bus2 in MW | -5.4645 | ElmLne
2026 | 2026_DzMN_GzMN_Dp00_Gp00 | A1-Pensilvania 33 kV | All generators | 0.92 | ind | Mariquita - Victoria 2 115 | m:P:bus2 in MW | -5.466 | ElmLne
2026 | 2026_DzMN_GzMN_Dp00_Gp00 | A1-Pensilvania 33 kV | All generators | 0.93 | ind | Mariquita - Victoria 2 115 | m:P:bus2 in MW | -5.4676 | ElmLne
2026 | 2026_DzMN_GzMN_Dp00_Gp00 | A1-Pensilvania 33 kV | All generators | 0.94 | ind | Mariquita - Victoria 2 115 | m:P:bus2 in MW | -5.4692 | ElmLne
2026 | 2026_DzMN_GzMN_Dp00_Gp00 | A1-Pensilvania 33 kV | All generators | 0.95 | ind | Mariquita - Victoria 2 115 | m:P:bus2 in MW | -5.471 | ElmLne
2026 | 2026_DzMN_GzMN_Dp00_Gp00 | A1-Pensilvania 33 kV | All generators | 0.96 | ind | Mariquita - Victoria 2 115 | m:P:bus2 in MW | -5.473 | ElmLne
2026 | 2026_DzMN_GzMN_Dp00_Gp00 | A1-Pensilvania 33 kV | All generators | 0.97 | ind | Mariquita - Victoria 2 115 | m:P:bus2 in MW | -5.4752 | ElmLne
2026 | 2026_DzMN_GzMN_Dp00_Gp00 | A1-Pensilvania 33 kV | All generators | 0.98 | ind | Mariquita - Victoria 2 115 | m:P:bus2 in MW | -5.4778 | ElmLne
2026 | 2026_DzMN_GzMN_Dp00_Gp00 | A1-Pensilvania 33 kV | All generators | 0.99 | ind | Mariquita - Victoria 2 115 | m:P:bus2 in MW | -5.4812 | ElmLne
2026 | 2026_DzMN_GzMN_Dp00_Gp00 | A1-Pensilvania 33 kV | All generators | 1 | ind | Mariquita - Victoria 2 115 | m:P:bus2 in MW | -5.4898 | ElmLne
2026 | 2026_DzMN_GzMN_Dp00_Gp00 | A1-Pensilvania 33 kV | All generators | 0.9 | ind | Mariquita - Victoria 2 115 | m:Q:bus1 in Mvar | -7.5396 | ElmLne
2026 | 2026_DzMN_GzMN_Dp00_Gp00 | A1-Pensilvania 33 kV | All generators | 0.91 | ind | Mariquita - Victoria 2 115 | m:Q:bus1 in Mvar | -7.5368 | ElmLne
2026 | 2026_DzMN_GzMN_Dp00_Gp00 | A1-Pensilvania 33 kV | All generators | 0.92 | ind | Mariquita - Victoria 2 115 | m:Q:bus1 in Mvar | -7.534 | ElmLne
2026 | 2026_DzMN_GzMN_Dp00_Gp00 | A1-Pensilvania 33 kV | All generators | 0.93 | ind | Mariquita - Victoria 2 115 | m:Q:bus1 in Mvar | -7.531 | ElmLne
2026 | 2026_DzMN_GzMN_Dp00_Gp00 | A1-Pensilvania 33 kV | All generators | 0.94 | ind | Mariquita - Victoria 2 115 | m:Q:bus1 in Mvar | -7.5278 | ElmLne
2026 | 2026_DzMN_GzMN_Dp00_Gp00 | A1-Pensilvania 33 kV | All generators | 0.95 | ind | Mariquita - Victoria 2 115 | m:Q:bus1 in Mvar | -7.5244 | ElmLne
2026 | 2026_DzMN_GzMN_Dp00_Gp00 | A1-Pensilvania 33 kV | All generators | 0.96 | ind | Mariquita - Victoria 2 115 | m:Q:bus1 in Mvar | -7.5206 | ElmLne
2026 | 2026_DzMN_GzMN_Dp00_Gp00 | A1-Pensilvania 33 kV | All generators | 0.97 | ind | Mariquita - Victoria 2 115 | m:Q:bus1 in Mvar | -7.5164 | ElmLne
2026 | 2026_DzMN_GzMN_Dp00_Gp00 | A1-Pensilvania 33 kV | All generators | 0.98 | ind | Mariquita - Victoria 2 115 | m:Q:bus1 in Mvar | -7.5113 | ElmLne
2026 | 2026_DzMN_GzMN_Dp00_Gp00 | A1-Pensilvania 33 kV | All generators | 0.99 | ind | Mariquita - Victoria 2 115 | m:Q:bus1 in Mvar | -7.5047 | ElmLne
2026 | 2026_DzMN_GzMN_Dp00_Gp00 | A1-Pensilvania 33 kV | All generators | 1 | ind | Mariquita - Victoria 2 115 | m:Q:bus1 in Mvar | -7.4883 | ElmLne
2026 | 2026_DzMN_GzMN_Dp00_Gp00 | A1-Pensilvania 33 kV | All generators | 0.9 | ind | Mariquita - Victoria 2 115 | m:Q:bus2 in Mvar | 6.9101 | ElmLne
2026 | 2026_DzMN_GzMN_Dp00_Gp00 | A1-Pensilvania 33 kV | All generators | 0.91 | ind | Mariquita - Victoria 2 115 | m:Q:bus2 in Mvar | 6.9076 | ElmLne
2026 | 2026_DzMN_GzMN_Dp00_Gp00 | A1-Pensilvania 33 kV | All generators | 0.92 | ind | Mariquita - Victoria 2 115 | m:Q:bus2 in Mvar | 6.9049 | ElmLne
2026 | 2026_DzMN_GzMN_Dp00_Gp00 | A1-Pensilvania 33 kV | All generators | 0.93 | ind | Mariquita - Victoria 2 115 | m:Q:bus2 in Mvar | 6.9022 | ElmLne
2026 | 2026_DzMN_GzMN_Dp00_Gp00 | A1-Pensilvania 33 kV | All generators | 0.94 | ind | Mariquita - Victoria 2 115 | m:Q:bus2 in Mvar | 6.8993 | ElmLne
2026 | 2026_DzMN_GzMN_Dp00_Gp00 | A1-Pensilvania 33 kV | All generators | 0.95 | ind | Mariquita - Victoria 2 115 | m:Q:bus2 in Mvar | 6.8961 | ElmLne
2026 | 2026_DzMN_GzMN_Dp00_Gp00 | A1-Pensilvania 33 kV | All generators | 0.96 | ind | Mariquita - Victoria 2 115 | m:Q:bus2 in Mvar | 6.8927 | ElmLne
2026 | 2026_DzMN_GzMN_Dp00_Gp00 | A1-Pensilvania 33 kV | All generators | 0.97 | ind | Mariquita - Victoria 2 115 | m:Q:bus2 in Mvar | 6.8888 | ElmLne
2026 | 2026_DzMN_GzMN_Dp00_Gp00 | A1-Pensilvania 33 kV | All generators | 0.98 | ind | Mariquita - Victoria 2 115 | m:Q:bus2 in Mvar | 6.8842 | ElmLne
2026 | 2026_DzMN_GzMN_Dp00_Gp00 | A1-Pensilvania 33 kV | All generators | 0.99 | ind | Mariquita - Victoria 2 115 | m:Q:bus2 in Mvar | 6.8781 | ElmLne
2026 | 2026_DzMN_GzMN_Dp00_Gp00 | A1-Pensilvania 33 kV | All generators | 1 | ind | Mariquita - Victoria 2 115 | m:Q:bus2 in Mvar | 6.863 | ElmLne
2026 | 2026_DzMN_GzMN_Dp00_Gp00 | A1-Pensilvania 33 kV | All generators | 0.9 | ind | Mariquita - Victoria 2 115 | m:cosphi:bus1 | 0.58794 | ElmLne
2026 | 2026_DzMN_GzMN_Dp00_Gp00 | A1-Pensilvania 33 kV | All generators | 0.91 | ind | Mariquita - Victoria 2 115 | m:cosphi:bus1 | 0.58818 | ElmLne
2026 | 2026_DzMN_GzMN_Dp00_Gp00 | A1-Pensilvania 33 kV | All generators | 0.92 | ind | Mariquita - Victoria 2 115 | m:cosphi:bus1 | 0.58843 | ElmLne
2026 | 2026_DzMN_GzMN_Dp00_Gp00 | A1-Pensilvania 33 kV | All generators | 0.93 | ind | Mariquita - Victoria 2 115 | m:cosphi:bus1 | 0.58869 | ElmLne
2026 | 2026_DzMN_GzMN_Dp00_Gp00 | A1-Pensilvania 33 kV | All generators | 0.94 | ind | Mariquita - Victoria 2 115 | m:cosphi:bus1 | 0.58897 | ElmLne
2026 | 2026_DzMN_GzMN_Dp00_Gp00 | A1-Pensilvania 33 kV | All generators | 0.95 | ind | Mariquita - Victoria 2 115 | m:cosphi:bus1 | 0.58927 | ElmLne
2026 | 2026_DzMN_GzMN_Dp00_Gp00 | A1-Pensilvania 33 kV | All generators | 0.96 | ind | Mariquita - Victoria 2 115 | m:cosphi:bus1 | 0.5896 | ElmLne
2026 | 2026_DzMN_GzMN_Dp00_Gp00 | A1-Pensilvania 33 kV | All generators | 0.97 | ind | Mariquita - Victoria 2 115 | m:cosphi:bus1 | 0.58998 | ElmLne
2026 | 2026_DzMN_GzMN_Dp00_Gp00 | A1-Pensilvania 33 kV | All generators | 0.98 | ind | Mariquita - Victoria 2 115 | m:cosphi:bus1 | 0.59042 | ElmLne
2026 | 2026_DzMN_GzMN_Dp00_Gp00 | A1-Pensilvania 33 kV | All generators | 0.99 | ind | Mariquita - Victoria 2 115 | m:cosphi:bus1 | 0.59099 | ElmLne
2026 | 2026_DzMN_GzMN_Dp00_Gp00 | A1-Pensilvania 33 kV | All generators | 1 | ind | Mariquita - Victoria 2 115 | m:cosphi:bus1 | 0.59243 | ElmLne
2026 | 2026_DzMN_GzMN_Dp00_Gp00 | A1-Pensilvania 33 kV | All generators | 0.9 | ind | Mariquita - Victoria 2 115 | m:cosphi:bus2 | -0.62019 | ElmLne
2026 | 2026_DzMN_GzMN_Dp00_Gp00 | A1-Pensilvania 33 kV | All generators | 0.91 | ind | Mariquita - Victoria 2 115 | m:cosphi:bus2 | -0.62043 | ElmLne
2026 | 2026_DzMN_GzMN_Dp00_Gp00 | A1-Pensilvania 33 kV | All generators | 0.92 | ind | Mariquita - Victoria 2 115 | m:cosphi:bus2 | -0.62067 | ElmLne
2026 | 2026_DzMN_GzMN_Dp00_Gp00 | A1-Pensilvania 33 kV | All generators | 0.93 | ind | Mariquita - Victoria 2 115 | m:cosphi:bus2 | -0.62094 | ElmLne
2026 | 2026_DzMN_GzMN_Dp00_Gp00 | A1-Pensilvania 33 kV | All generators | 0.94 | ind | Mariquita - Victoria 2 115 | m:cosphi:bus2 | -0.62121 | ElmLne
2026 | 2026_DzMN_GzMN_Dp00_Gp00 | A1-Pensilvania 33 kV | All generators | 0.95 | ind | Mariquita - Victoria 2 115 | m:cosphi:bus2 | -0.62151 | ElmLne
2026 | 2026_DzMN_GzMN_Dp00_Gp00 | A1-Pensilvania 33 kV | All generators | 0.96 | ind | Mariquita - Victoria 2 115 | m:cosphi:bus2 | -0.62184 | ElmLne
2026 | 2026_DzMN_GzMN_Dp00_Gp00 | A1-Pensilvania 33 kV | All generators | 0.97 | ind | Mariquita - Victoria 2 115 | m:cosphi:bus2 | -0.62221 | ElmLne
2026 | 2026_DzMN_GzMN_Dp00_Gp00 | A1-Pensilvania 33 kV | All generators | 0.98 | ind | Mariquita - Victoria 2 115 | m:cosphi:bus2 | -0.62265 | ElmLne
2026 | 2026_DzMN_GzMN_Dp00_Gp00 | A1-Pensilvania 33 kV | All generators | 0.99 | ind | Mariquita - Victoria 2 115 | m:cosphi:bus2 | -0.62322 | ElmLne
2026 | 2026_DzMN_GzMN_Dp00_Gp00 | A1-Pensilvania 33 kV | All generators | 1 | ind | Mariquita - Victoria 2 115 | m:cosphi:bus2 | -0.62465 | ElmLne
2026 | 2026_DzMN_GzMN_Dp00_Gp00 | A1-Pensilvania 33 kV | All generators | 0.9 | ind | Dorada 115/33/13.8 kV | m:P:bushv in MW | 2.8693 | ElmTr3
2026 | 2026_DzMN_GzMN_Dp00_Gp00 | A1-Pensilvania 33 kV | All generators | 0.91 | ind | Dorada 115/33/13.8 kV | m:P:bushv in MW | 2.8674 | ElmTr3
2026 | 2026_DzMN_GzMN_Dp00_Gp00 | A1-Pensilvania 33 kV | All generators | 0.92 | ind | Dorada 115/33/13.8 kV | m:P:bushv in MW | 2.8656 | ElmTr3
2026 | 2026_DzMN_GzMN_Dp00_Gp00 | A1-Pensilvania 33 kV | All generators | 0.93 | ind | Dorada 115/33/13.8 kV | m:P:bushv in MW | 2.8638 | ElmTr3
2026 | 2026_DzMN_GzMN_Dp00_Gp00 | A1-Pensilvania 33 kV | All generators | 0.94 | ind | Dorada 115/33/13.8 kV | m:P:bushv in MW | 2.8622 | ElmTr3
2026 | 2026_DzMN_GzMN_Dp00_Gp00 | A1-Pensilvania 33 kV | All generators | 0.95 | ind | Dorada 115/33/13.8 kV | m:P:bushv in MW | 2.8606 | ElmTr3
2026 | 2026_DzMN_GzMN_Dp00_Gp00 | A1-Pensilvania 33 kV | All generators | 0.96 | ind | Dorada 115/33/13.8 kV | m:P:bushv in MW | 2.8592 | ElmTr3
2026 | 2026_DzMN_GzMN_Dp00_Gp00 | A1-Pensilvania 33 kV | All generators | 0.97 | ind | Dorada 115/33/13.8 kV | m:P:bushv in MW | 2.8579 | ElmTr3
2026 | 2026_DzMN_GzMN_Dp00_Gp00 | A1-Pensilvania 33 kV | All generators | 0.98 | ind | Dorada 115/33/13.8 kV | m:P:bushv in MW | 2.8569 | ElmTr3
2026 | 2026_DzMN_GzMN_Dp00_Gp00 | A1-Pensilvania 33 kV | All generators | 0.99 | ind | Dorada 115/33/13.8 kV | m:P:bushv in MW | 2.8564 | ElmTr3
2026 | 2026_DzMN_GzMN_Dp00_Gp00 | A1-Pensilvania 33 kV | All generators | 1 | ind | Dorada 115/33/13.8 kV | m:P:bushv in MW | 2.8591 | ElmTr3
2026 | 2026_DzMN_GzMN_Dp00_Gp00 | A1-Pensilvania 33 kV | All generators | 0.9 | ind | Dorada 115/33/13.8 kV | m:Q:bushv in Mvar | 1.1282 | ElmTr3
2026 | 2026_DzMN_GzMN_Dp00_Gp00 | A1-Pensilvania 33 kV | All generators | 0.91 | ind | Dorada 115/33/13.8 kV | m:Q:bushv in Mvar | 1.161 | ElmTr3
2026 | 2026_DzMN_GzMN_Dp00_Gp00 | A1-Pensilvania 33 kV | All generators | 0.92 | ind | Dorada 115/33/13.8 kV | m:Q:bushv in Mvar | 1.1952 | ElmTr3
2026 | 2026_DzMN_GzMN_Dp00_Gp00 | A1-Pensilvania 33 kV | All generators | 0.93 | ind | Dorada 115/33/13.8 kV | m:Q:bushv in Mvar | 1.2312 | ElmTr3
2026 | 2026_DzMN_GzMN_Dp00_Gp00 | A1-Pensilvania 33 kV | All generators | 0.94 | ind | Dorada 115/33/13.8 kV | m:Q:bushv in Mvar | 1.2696 | ElmTr3
2026 | 2026_DzMN_GzMN_Dp00_Gp00 | A1-Pensilvania 33 kV | All generators | 0.95 | ind | Dorada 115/33/13.8 kV | m:Q:bushv in Mvar | 1.311 | ElmTr3
2026 | 2026_DzMN_GzMN_Dp00_Gp00 | A1-Pensilvania 33 kV | All generators | 0.96 | ind | Dorada 115/33/13.8 kV | m:Q:bushv in Mvar | 1.3564 | ElmTr3
2026 | 2026_DzMN_GzMN_Dp00_Gp00 | A1-Pensilvania 33 kV | All generators | 0.97 | ind | Dorada 115/33/13.8 kV | m:Q:bushv in Mvar | 1.4079 | ElmTr3
2026 | 2026_DzMN_GzMN_Dp00_Gp00 | A1-Pensilvania 33 kV | All generators | 0.98 | ind | Dorada 115/33/13.8 kV | m:Q:bushv in Mvar | 1.4689 | ElmTr3
2026 | 2026_DzMN_GzMN_Dp00_Gp00 | A1-Pensilvania 33 kV | All generators | 0.99 | ind | Dorada 115/33/13.8 kV | m:Q:bushv in Mvar | 1.5489 | ElmTr3
2026 | 2026_DzMN_GzMN_Dp00_Gp00 | A1-Pensilvania 33 kV | All generators | 1 | ind | Dorada 115/33/13.8 kV | m:Q:bushv in Mvar | 1.7496 | ElmTr3
2026 | 2026_DzMN_GzMN_Dp00_Gp00 | A1-Pensilvania 33 kV | All generators | 0.9 | ind | Dorada 115/33/13.8 kV | m:cosphi:bushv | 0.93064 | ElmTr3
2026 | 2026_DzMN_GzMN_Dp00_Gp00 | A1-Pensilvania 33 kV | All generators | 0.91 | ind | Dorada 115/33/13.8 kV | m:cosphi:bushv | 0.92691 | ElmTr3
2026 | 2026_DzMN_GzMN_Dp00_Gp00 | A1-Pensilvania 33 kV | All generators | 0.92 | ind | Dorada 115/33/13.8 kV | m:cosphi:bushv | 0.92294 | ElmTr3
2026 | 2026_DzMN_GzMN_Dp00_Gp00 | A1-Pensilvania 33 kV | All generators | 0.93 | ind | Dorada 115/33/13.8 kV | m:cosphi:bushv | 0.91869 | ElmTr3
2026 | 2026_DzMN_GzMN_Dp00_Gp00 | A1-Pensilvania 33 kV | All generators | 0.94 | ind | Dorada 115/33/13.8 kV | m:cosphi:bushv | 0.9141 | ElmTr3
2026 | 2026_DzMN_GzMN_Dp00_Gp00 | A1-Pensilvania 33 kV | All generators | 0.95 | ind | Dorada 115/33/13.8 kV | m:cosphi:bushv | 0.90908 | ElmTr3
2026 | 2026_DzMN_GzMN_Dp00_Gp00 | A1-Pensilvania 33 kV | All generators | 0.96 | ind | Dorada 115/33/13.8 kV | m:cosphi:bushv | 0.90348 | ElmTr3
2026 | 2026_DzMN_GzMN_Dp00_Gp00 | A1-Pensilvania 33 kV | All generators | 0.97 | ind | Dorada 115/33/13.8 kV | m:cosphi:bushv | 0.89706 | ElmTr3
2026 | 2026_DzMN_GzMN_Dp00_Gp00 | A1-Pensilvania 33 kV | All generators | 0.98 | ind | Dorada 115/33/13.8 kV | m:cosphi:bushv | 0.88934 | ElmTr3
2026 | 2026_DzMN_GzMN_Dp00_Gp00 | A1-Pensilvania 33 kV | All generators | 0.99 | ind | Dorada 115/33/13.8 kV | m:cosphi:bushv | 0.87907 | ElmTr3
2026 | 2026_DzMN_GzMN_Dp00_Gp00 | A1-Pensilvania 33 kV | All generators | 1 | ind | Dorada 115/33/13.8 kV | m:cosphi:bushv | 0.85297 | ElmTr3
2026 | 2026_DzMN_GzMN_Dp00_Gp00 | A1-Pensilvania 33 kV | All generators | 0.9 | ind | Manzanares 115/33/13.8 kV | m:P:bushv in MW | -8.7232 | ElmTr3
2026 | 2026_DzMN_GzMN_Dp00_Gp00 | A1-Pensilvania 33 kV | All generators | 0.91 | ind | Manzanares 115/33/13.8 kV | m:P:bushv in MW | -8.7211 | ElmTr3
2026 | 2026_DzMN_GzMN_Dp00_Gp00 | A1-Pensilvania 33 kV | All generators | 0.92 | ind | Manzanares 115/33/13.8 kV | m:P:bushv in MW | -8.7178 | ElmTr3
2026 | 2026_DzMN_GzMN_Dp00_Gp00 | A1-Pensilvania 33 kV | All generators | 0.93 | ind | Manzanares 115/33/13.8 kV | m:P:bushv in MW | -8.7131 | ElmTr3
2026 | 2026_DzMN_GzMN_Dp00_Gp00 | A1-Pensilvania 33 kV | All generators | 0.94 | ind | Manzanares 115/33/13.8 kV | m:P:bushv in MW | -8.7069 | ElmTr3
2026 | 2026_DzMN_GzMN_Dp00_Gp00 | A1-Pensilvania 33 kV | All generators | 0.95 | ind | Manzanares 115/33/13.8 kV | m:P:bushv in MW | -8.6986 | ElmTr3
2026 | 2026_DzMN_GzMN_Dp00_Gp00 | A1-Pensilvania 33 kV | All generators | 0.96 | ind | Manzanares 115/33/13.8 kV | m:P:bushv in MW | -8.6878 | ElmTr3
2026 | 2026_DzMN_GzMN_Dp00_Gp00 | A1-Pensilvania 33 kV | All generators | 0.97 | ind | Manzanares 115/33/13.8 kV | m:P:bushv in MW | -8.6733 | ElmTr3
2026 | 2026_DzMN_GzMN_Dp00_Gp00 | A1-Pensilvania 33 kV | All generators | 0.98 | ind | Manzanares 115/33/13.8 kV | m:P:bushv in MW | -8.6529 | ElmTr3
2026 | 2026_DzMN_GzMN_Dp00_Gp00 | A1-Pensilvania 33 kV | All generators | 0.99 | ind | Manzanares 115/33/13.8 kV | m:P:bushv in MW | -8.621 | ElmTr3
2026 | 2026_DzMN_GzMN_Dp00_Gp00 | A1-Pensilvania 33 kV | All generators | 1 | ind | Manzanares 115/33/13.8 kV | m:P:bushv in MW | -8.5155 | ElmTr3
2026 | 2026_DzMN_GzMN_Dp00_Gp00 | A1-Pensilvania 33 kV | All generators | 0.9 | ind | Manzanares 115/33/13.8 kV | m:Q:bushv in Mvar | -5.1931 | ElmTr3
2026 | 2026_DzMN_GzMN_Dp00_Gp00 | A1-Pensilvania 33 kV | All generators | 0.91 | ind | Manzanares 115/33/13.8 kV | m:Q:bushv in Mvar | -4.9792 | ElmTr3
2026 | 2026_DzMN_GzMN_Dp00_Gp00 | A1-Pensilvania 33 kV | All generators | 0.92 | ind | Manzanares 115/33/13.8 kV | m:Q:bushv in Mvar | -4.756 | ElmTr3
2026 | 2026_DzMN_GzMN_Dp00_Gp00 | A1-Pensilvania 33 kV | All generators | 0.93 | ind | Manzanares 115/33/13.8 kV | m:Q:bushv in Mvar | -4.521 | ElmTr3
2026 | 2026_DzMN_GzMN_Dp00_Gp00 | A1-Pensilvania 33 kV | All generators | 0.94 | ind | Manzanares 115/33/13.8 kV | m:Q:bushv in Mvar | -4.2712 | ElmTr3
2026 | 2026_DzMN_GzMN_Dp00_Gp00 | A1-Pensilvania 33 kV | All generators | 0.95 | ind | Manzanares 115/33/13.8 kV | m:Q:bushv in Mvar | -4.002 | ElmTr3
2026 | 2026_DzMN_GzMN_Dp00_Gp00 | A1-Pensilvania 33 kV | All generators | 0.96 | ind | Manzanares 115/33/13.8 kV | m:Q:bushv in Mvar | -3.7064 | ElmTr3
2026 | 2026_DzMN_GzMN_Dp00_Gp00 | A1-Pensilvania 33 kV | All generators | 0.97 | ind | Manzanares 115/33/13.8 kV | m:Q:bushv in Mvar | -3.3724 | ElmTr3
2026 | 2026_DzMN_GzMN_Dp00_Gp00 | A1-Pensilvania 33 kV | All generators | 0.98 | ind | Manzanares 115/33/13.8 kV | m:Q:bushv in Mvar | -2.9766 | ElmTr3
2026 | 2026_DzMN_GzMN_Dp00_Gp00 | A1-Pensilvania 33 kV | All generators | 0.99 | ind | Manzanares 115/33/13.8 kV | m:Q:bushv in Mvar | -2.4579 | ElmTr3
2026 | 2026_DzMN_GzMN_Dp00_Gp00 | A1-Pensilvania 33 kV | All generators | 1 | ind | Manzanares 115/33/13.8 kV | m:Q:bushv in Mvar | -1.1622 | ElmTr3
2026 | 2026_DzMN_GzMN_Dp00_Gp00 | A1-Pensilvania 33 kV | All generators | 0.9 | ind | Manzanares 115/33/13.8 kV | m:cosphi:bushv | -0.85926 | ElmTr3
2026 | 2026_DzMN_GzMN_Dp00_Gp00 | A1-Pensilvania 33 kV | All generators | 0.91 | ind | Manzanares 115/33/13.8 kV | m:cosphi:bushv | -0.86842 | ElmTr3
2026 | 2026_DzMN_GzMN_Dp00_Gp00 | A1-Pensilvania 33 kV | All generators | 0.92 | ind | Manzanares 115/33/13.8 kV | m:cosphi:bushv | -0.87786 | ElmTr3
2026 | 2026_DzMN_GzMN_Dp00_Gp00 | A1-Pensilvania 33 kV | All generators | 0.93 | ind | Manzanares 115/33/13.8 kV | m:cosphi:bushv | -0.88762 | ElmTr3
2026 | 2026_DzMN_GzMN_Dp00_Gp00 | A1-Pensilvania 33 kV | All generators | 0.94 | ind | Manzanares 115/33/13.8 kV | m:cosphi:bushv | -0.89779 | ElmTr3
2026 | 2026_DzMN_GzMN_Dp00_Gp00 | A1-Pensilvania 33 kV | All generators | 0.95 | ind | Manzanares 115/33/13.8 kV | m:cosphi:bushv | -0.90846 | ElmTr3
2026 | 2026_DzMN_GzMN_Dp00_Gp00 | A1-Pensilvania 33 kV | All generators | 0.96 | ind | Manzanares 115/33/13.8 kV | m:cosphi:bushv | -0.91979 | ElmTr3
2026 | 2026_DzMN_GzMN_Dp00_Gp00 | A1-Pensilvania 33 kV | All generators | 0.97 | ind | Manzanares 115/33/13.8 kV | m:cosphi:bushv | -0.93202 | ElmTr3
2026 | 2026_DzMN_GzMN_Dp00_Gp00 | A1-Pensilvania 33 kV | All generators | 0.98 | ind | Manzanares 115/33/13.8 kV | m:cosphi:bushv | -0.94561 | ElmTr3
2026 | 2026_DzMN_GzMN_Dp00_Gp00 | A1-Pensilvania 33 kV | All generators | 0.99 | ind | Manzanares 115/33/13.8 kV | m:cosphi:bushv | -0.96168 | ElmTr3
2026 | 2026_DzMN_GzMN_Dp00_Gp00 | A1-Pensilvania 33 kV | All generators | 1 | ind | Manzanares 115/33/13.8 kV | m:cosphi:bushv | -0.99082 | ElmTr3
2026 | 2026_DzMN_GzMN_Dp00_Gp00 | A1-Pensilvania 33 kV | All generators | 0.9 | ind | Purnio 230/115 | m:P:bushv in MW | 30.057 | ElmTr3
2026 | 2026_DzMN_GzMN_Dp00_Gp00 | A1-Pensilvania 33 kV | All generators | 0.91 | ind | Purnio 230/115 | m:P:bushv in MW | 30.0511 | ElmTr3
2026 | 2026_DzMN_GzMN_Dp00_Gp00 | A1-Pensilvania 33 kV | All generators | 0.92 | ind | Purnio 230/115 | m:P:bushv in MW | 30.0454 | ElmTr3
2026 | 2026_DzMN_GzMN_Dp00_Gp00 | A1-Pensilvania 33 kV | All generators | 0.93 | ind | Purnio 230/115 | m:P:bushv in MW | 30.0398 | ElmTr3
2026 | 2026_DzMN_GzMN_Dp00_Gp00 | A1-Pensilvania 33 kV | All generators | 0.94 | ind | Purnio 230/115 | m:P:bushv in MW | 30.0343 | ElmTr3
2026 | 2026_DzMN_GzMN_Dp00_Gp00 | A1-Pensilvania 33 kV | All generators | 0.95 | ind | Purnio 230/115 | m:P:bushv in MW | 30.0289 | ElmTr3
2026 | 2026_DzMN_GzMN_Dp00_Gp00 | A1-Pensilvania 33 kV | All generators | 0.96 | ind | Purnio 230/115 | m:P:bushv in MW | 30.0237 | ElmTr3
2026 | 2026_DzMN_GzMN_Dp00_Gp00 | A1-Pensilvania 33 kV | All generators | 0.97 | ind | Purnio 230/115 | m:P:bushv in MW | 30.0187 | ElmTr3
2026 | 2026_DzMN_GzMN_Dp00_Gp00 | A1-Pensilvania 33 kV | All generators | 0.98 | ind | Purnio 230/115 | m:P:bushv in MW | 30.0139 | ElmTr3
2026 | 2026_DzMN_GzMN_Dp00_Gp00 | A1-Pensilvania 33 kV | All generators | 0.99 | ind | Purnio 230/115 | m:P:bushv in MW | 30.0094 | ElmTr3
2026 | 2026_DzMN_GzMN_Dp00_Gp00 | A1-Pensilvania 33 kV | All generators | 1 | ind | Purnio 230/115 | m:P:bushv in MW | 30.008 | ElmTr3
2026 | 2026_DzMN_GzMN_Dp00_Gp00 | A1-Pensilvania 33 kV | All generators | 0.9 | ind | Purnio 230/115 | m:Q:bushv in Mvar | -6.2197 | ElmTr3
2026 | 2026_DzMN_GzMN_Dp00_Gp00 | A1-Pensilvania 33 kV | All generators | 0.91 | ind | Purnio 230/115 | m:Q:bushv in Mvar | -6.1461 | ElmTr3
2026 | 2026_DzMN_GzMN_Dp00_Gp00 | A1-Pensilvania 33 kV | All generators | 0.92 | ind | Purnio 230/115 | m:Q:bushv in Mvar | -6.0692 | ElmTr3
2026 | 2026_DzMN_GzMN_Dp00_Gp00 | A1-Pensilvania 33 kV | All generators | 0.93 | ind | Purnio 230/115 | m:Q:bushv in Mvar | -5.9881 | ElmTr3
2026 | 2026_DzMN_GzMN_Dp00_Gp00 | A1-Pensilvania 33 kV | All generators | 0.94 | ind | Purnio 230/115 | m:Q:bushv in Mvar | -5.9019 | ElmTr3
2026 | 2026_DzMN_GzMN_Dp00_Gp00 | A1-Pensilvania 33 kV | All generators | 0.95 | ind | Purnio 230/115 | m:Q:bushv in Mvar | -5.8088 | ElmTr3
2026 | 2026_DzMN_GzMN_Dp00_Gp00 | A1-Pensilvania 33 kV | All generators | 0.96 | ind | Purnio 230/115 | m:Q:bushv in Mvar | -5.7065 | ElmTr3
2026 | 2026_DzMN_GzMN_Dp00_Gp00 | A1-Pensilvania 33 kV | All generators | 0.97 | ind | Purnio 230/115 | m:Q:bushv in Mvar | -5.5907 | ElmTr3
2026 | 2026_DzMN_GzMN_Dp00_Gp00 | A1-Pensilvania 33 kV | All generators | 0.98 | ind | Purnio 230/115 | m:Q:bushv in Mvar | -5.4533 | ElmTr3
2026 | 2026_DzMN_GzMN_Dp00_Gp00 | A1-Pensilvania 33 kV | All generators | 0.99 | ind | Purnio 230/115 | m:Q:bushv in Mvar | -5.2728 | ElmTr3
2026 | 2026_DzMN_GzMN_Dp00_Gp00 | A1-Pensilvania 33 kV | All generators | 1 | ind | Purnio 230/115 | m:Q:bushv in Mvar | -4.8202 | ElmTr3
2026 | 2026_DzMN_GzMN_Dp00_Gp00 | A1-Pensilvania 33 kV | All generators | 0.9 | ind | Purnio 230/115 | m:cosphi:bushv | 0.97925 | ElmTr3
2026 | 2026_DzMN_GzMN_Dp00_Gp00 | A1-Pensilvania 33 kV | All generators | 0.91 | ind | Purnio 230/115 | m:cosphi:bushv | 0.97972 | ElmTr3
2026 | 2026_DzMN_GzMN_Dp00_Gp00 | A1-Pensilvania 33 kV | All generators | 0.92 | ind | Purnio 230/115 | m:cosphi:bushv | 0.9802 | ElmTr3
2026 | 2026_DzMN_GzMN_Dp00_Gp00 | A1-Pensilvania 33 kV | All generators | 0.93 | ind | Purnio 230/115 | m:cosphi:bushv | 0.9807 | ElmTr3
2026 | 2026_DzMN_GzMN_Dp00_Gp00 | A1-Pensilvania 33 kV | All generators | 0.94 | ind | Purnio 230/115 | m:cosphi:bushv | 0.98124 | ElmTr3
2026 | 2026_DzMN_GzMN_Dp00_Gp00 | A1-Pensilvania 33 kV | All generators | 0.95 | ind | Purnio 230/115 | m:cosphi:bushv | 0.9818 | ElmTr3
2026 | 2026_DzMN_GzMN_Dp00_Gp00 | A1-Pensilvania 33 kV | All generators | 0.96 | ind | Purnio 230/115 | m:cosphi:bushv | 0.98241 | ElmTr3
2026 | 2026_DzMN_GzMN_Dp00_Gp00 | A1-Pensilvania 33 kV | All generators | 0.97 | ind | Purnio 230/115 | m:cosphi:bushv | 0.9831 | ElmTr3
2026 | 2026_DzMN_GzMN_Dp00_Gp00 | A1-Pensilvania 33 kV | All generators | 0.98 | ind | Purnio 230/115 | m:cosphi:bushv | 0.98389 | ElmTr3
2026 | 2026_DzMN_GzMN_Dp00_Gp00 | A1-Pensilvania 33 kV | All generators | 0.99 | ind | Purnio 230/115 | m:cosphi:bushv | 0.98491 | ElmTr3
2026 | 2026_DzMN_GzMN_Dp00_Gp00 | A1-Pensilvania 33 kV | All generators | 1 | ind | Purnio 230/115 | m:cosphi:bushv | 0.98734 | ElmTr3
2026 | 2026_DzMN_GzMN_Dp00_Gp00 | A1-Pensilvania 33 kV | All generators | 0.9 | ind | Victoria 115/33/13.8 kV | m:P:bushv in MW | -1.1546 | ElmTr3
2026 | 2026_DzMN_GzMN_Dp00_Gp00 | A1-Pensilvania 33 kV | All generators | 0.91 | ind | Victoria 115/33/13.8 kV | m:P:bushv in MW | -1.1718 | ElmTr3
2026 | 2026_DzMN_GzMN_Dp00_Gp00 | A1-Pensilvania 33 kV | All generators | 0.92 | ind | Victoria 115/33/13.8 kV | m:P:bushv in MW | -1.1891 | ElmTr3
2026 | 2026_DzMN_GzMN_Dp00_Gp00 | A1-Pensilvania 33 kV | All generators | 0.93 | ind | Victoria 115/33/13.8 kV | m:P:bushv in MW | -1.2067 | ElmTr3
2026 | 2026_DzMN_GzMN_Dp00_Gp00 | A1-Pensilvania 33 kV | All generators | 0.94 | ind | Victoria 115/33/13.8 kV | m:P:bushv in MW | -1.2246 | ElmTr3
2026 | 2026_DzMN_GzMN_Dp00_Gp00 | A1-Pensilvania 33 kV | All generators | 0.95 | ind | Victoria 115/33/13.8 kV | m:P:bushv in MW | -1.2429 | ElmTr3
2026 | 2026_DzMN_GzMN_Dp00_Gp00 | A1-Pensilvania 33 kV | All generators | 0.96 | ind | Victoria 115/33/13.8 kV | m:P:bushv in MW | -1.2619 | ElmTr3
2026 | 2026_DzMN_GzMN_Dp00_Gp00 | A1-Pensilvania 33 kV | All generators | 0.97 | ind | Victoria 115/33/13.8 kV | m:P:bushv in MW | -1.2821 | ElmTr3
2026 | 2026_DzMN_GzMN_Dp00_Gp00 | A1-Pensilvania 33 kV | All generators | 0.98 | ind | Victoria 115/33/13.8 kV | m:P:bushv in MW | -1.304 | ElmTr3
2026 | 2026_DzMN_GzMN_Dp00_Gp00 | A1-Pensilvania 33 kV | All generators | 0.99 | ind | Victoria 115/33/13.8 kV | m:P:bushv in MW | -1.3296 | ElmTr3
2026 | 2026_DzMN_GzMN_Dp00_Gp00 | A1-Pensilvania 33 kV | All generators | 1 | ind | Victoria 115/33/13.8 kV | m:P:bushv in MW | -1.3779 | ElmTr3
2026 | 2026_DzMN_GzMN_Dp00_Gp00 | A1-Pensilvania 33 kV | All generators | 0.9 | ind | Victoria 115/33/13.8 kV | m:Q:bushv in Mvar | 3.1054 | ElmTr3
2026 | 2026_DzMN_GzMN_Dp00_Gp00 | A1-Pensilvania 33 kV | All generators | 0.91 | ind | Victoria 115/33/13.8 kV | m:Q:bushv in Mvar | 3.2321 | ElmTr3
2026 | 2026_DzMN_GzMN_Dp00_Gp00 | A1-Pensilvania 33 kV | All generators | 0.92 | ind | Victoria 115/33/13.8 kV | m:Q:bushv in Mvar | 3.3645 | ElmTr3
2026 | 2026_DzMN_GzMN_Dp00_Gp00 | A1-Pensilvania 33 kV | All generators | 0.93 | ind | Victoria 115/33/13.8 kV | m:Q:bushv in Mvar | 3.504 | ElmTr3
2026 | 2026_DzMN_GzMN_Dp00_Gp00 | A1-Pensilvania 33 kV | All generators | 0.94 | ind | Victoria 115/33/13.8 kV | m:Q:bushv in Mvar | 3.6523 | ElmTr3
2026 | 2026_DzMN_GzMN_Dp00_Gp00 | A1-Pensilvania 33 kV | All generators | 0.95 | ind | Victoria 115/33/13.8 kV | m:Q:bushv in Mvar | 3.8123 | ElmTr3
2026 | 2026_DzMN_GzMN_Dp00_Gp00 | A1-Pensilvania 33 kV | All generators | 0.96 | ind | Victoria 115/33/13.8 kV | m:Q:bushv in Mvar | 3.9881 | ElmTr3
2026 | 2026_DzMN_GzMN_Dp00_Gp00 | A1-Pensilvania 33 kV | All generators | 0.97 | ind | Victoria 115/33/13.8 kV | m:Q:bushv in Mvar | 4.187 | ElmTr3
2026 | 2026_DzMN_GzMN_Dp00_Gp00 | A1-Pensilvania 33 kV | All generators | 0.98 | ind | Victoria 115/33/13.8 kV | m:Q:bushv in Mvar | 4.4228 | ElmTr3
2026 | 2026_DzMN_GzMN_Dp00_Gp00 | A1-Pensilvania 33 kV | All generators | 0.99 | ind | Victoria 115/33/13.8 kV | m:Q:bushv in Mvar | 4.7323 | ElmTr3
2026 | 2026_DzMN_GzMN_Dp00_Gp00 | A1-Pensilvania 33 kV | All generators | 1 | ind | Victoria 115/33/13.8 kV | m:Q:bushv in Mvar | 5.5073 | ElmTr3
2026 | 2026_DzMN_GzMN_Dp00_Gp00 | A1-Pensilvania 33 kV | All generators | 0.9 | ind | Victoria 115/33/13.8 kV | m:cosphi:bushv | -0.34849 | ElmTr3
2026 | 2026_DzMN_GzMN_Dp00_Gp00 | A1-Pensilvania 33 kV | All generators | 0.91 | ind | Victoria 115/33/13.8 kV | m:cosphi:bushv | -0.34084 | ElmTr3
2026 | 2026_DzMN_GzMN_Dp00_Gp00 | A1-Pensilvania 33 kV | All generators | 0.92 | ind | Victoria 115/33/13.8 kV | m:cosphi:bushv | -0.33324 | ElmTr3
2026 | 2026_DzMN_GzMN_Dp00_Gp00 | A1-Pensilvania 33 kV | All generators | 0.93 | ind | Victoria 115/33/13.8 kV | m:cosphi:bushv | -0.32561 | ElmTr3
2026 | 2026_DzMN_GzMN_Dp00_Gp00 | A1-Pensilvania 33 kV | All generators | 0.94 | ind | Victoria 115/33/13.8 kV | m:cosphi:bushv | -0.31789 | ElmTr3
2026 | 2026_DzMN_GzMN_Dp00_Gp00 | A1-Pensilvania 33 kV | All generators | 0.95 | ind | Victoria 115/33/13.8 kV | m:cosphi:bushv | -0.30997 | ElmTr3
2026 | 2026_DzMN_GzMN_Dp00_Gp00 | A1-Pensilvania 33 kV | All generators | 0.96 | ind | Victoria 115/33/13.8 kV | m:cosphi:bushv | -0.30168 | ElmTr3
2026 | 2026_DzMN_GzMN_Dp00_Gp00 | A1-Pensilvania 33 kV | All generators | 0.97 | ind | Victoria 115/33/13.8 kV | m:cosphi:bushv | -0.29279 | ElmTr3
2026 | 2026_DzMN_GzMN_Dp00_Gp00 | A1-Pensilvania 33 kV | All generators | 0.98 | ind | Victoria 115/33/13.8 kV | m:cosphi:bushv | -0.2828 | ElmTr3
2026 | 2026_DzMN_GzMN_Dp00_Gp00 | A1-Pensilvania 33 kV | All generators | 0.99 | ind | Victoria 115/33/13.8 kV | m:cosphi:bushv | -0.27049 | ElmTr3
2026 | 2026_DzMN_GzMN_Dp00_Gp00 | A1-Pensilvania 33 kV | All generators | 1 | ind | Victoria 115/33/13.8 kV | m:cosphi:bushv | -0.24271 | ElmTr3
2026 | 2026_DzMN_GzMN_Dp00_Gp00 | A2- Bolivia 33 kV | All generators | 0.9 | cap | Dorada - Magdalena 115 kV | m:P:bus1 in MW | 32.7621 | ElmLne
2026 | 2026_DzMN_GzMN_Dp00_Gp00 | A2- Bolivia 33 kV | All generators | 0.91 | cap | Dorada - Magdalena 115 kV | m:P:bus1 in MW | 32.7886 | ElmLne
2026 | 2026_DzMN_GzMN_Dp00_Gp00 | A2- Bolivia 33 kV | All generators | 0.92 | cap | Dorada - Magdalena 115 kV | m:P:bus1 in MW | 32.8119 | ElmLne
2026 | 2026_DzMN_GzMN_Dp00_Gp00 | A2- Bolivia 33 kV | All generators | 0.93 | cap | Dorada - Magdalena 115 kV | m:P:bus1 in MW | 32.8331 | ElmLne
2026 | 2026_DzMN_GzMN_Dp00_Gp00 | A2- Bolivia 33 kV | All generators | 0.94 | cap | Dorada - Magdalena 115 kV | m:P:bus1 in MW | 32.8529 | ElmLne
2026 | 2026_DzMN_GzMN_Dp00_Gp00 | A2- Bolivia 33 kV | All generators | 0.95 | cap | Dorada - Magdalena 115 kV | m:P:bus1 in MW | 32.8719 | ElmLne
2026 | 2026_DzMN_GzMN_Dp00_Gp00 | A2- Bolivia 33 kV | All generators | 0.96 | cap | Dorada - Magdalena 115 kV | m:P:bus1 in MW | 32.8905 | ElmLne
2026 | 2026_DzMN_GzMN_Dp00_Gp00 | A2- Bolivia 33 kV | All generators | 0.97 | cap | Dorada - Magdalena 115 kV | m:P:bus1 in MW | 32.9093 | ElmLne
2026 | 2026_DzMN_GzMN_Dp00_Gp00 | A2- Bolivia 33 kV | All generators | 0.98 | cap | Dorada - Magdalena 115 kV | m:P:bus1 in MW | 32.9291 | ElmLne
2026 | 2026_DzMN_GzMN_Dp00_Gp00 | A2- Bolivia 33 kV | All generators | 0.99 | cap | Dorada - Magdalena 115 kV | m:P:bus1 in MW | 32.9518 | ElmLne
2026 | 2026_DzMN_GzMN_Dp00_Gp00 | A2- Bolivia 33 kV | All generators | 1 | cap | Dorada - Magdalena 115 kV | m:P:bus1 in MW | 32.9971 | ElmLne
2026 | 2026_DzMN_GzMN_Dp00_Gp00 | A2- Bolivia 33 kV | All generators | 0.9 | cap | Dorada - Magdalena 115 kV | m:P:bus2 in MW | -32.7065 | ElmLne
2026 | 2026_DzMN_GzMN_Dp00_Gp00 | A2- Bolivia 33 kV | All generators | 0.91 | cap | Dorada - Magdalena 115 kV | m:P:bus2 in MW | -32.7329 | ElmLne
2026 | 2026_DzMN_GzMN_Dp00_Gp00 | A2- Bolivia 33 kV | All generators | 0.92 | cap | Dorada - Magdalena 115 kV | m:P:bus2 in MW | -32.7562 | ElmLne
2026 | 2026_DzMN_GzMN_Dp00_Gp00 | A2- Bolivia 33 kV | All generators | 0.93 | cap | Dorada - Magdalena 115 kV | m:P:bus2 in MW | -32.7774 | ElmLne
2026 | 2026_DzMN_GzMN_Dp00_Gp00 | A2- Bolivia 33 kV | All generators | 0.94 | cap | Dorada - Magdalena 115 kV | m:P:bus2 in MW | -32.7972 | ElmLne
2026 | 2026_DzMN_GzMN_Dp00_Gp00 | A2- Bolivia 33 kV | All generators | 0.95 | cap | Dorada - Magdalena 115 kV | m:P:bus2 in MW | -32.8161 | ElmLne
2026 | 2026_DzMN_GzMN_Dp00_Gp00 | A2- Bolivia 33 kV | All generators | 0.96 | cap | Dorada - Magdalena 115 kV | m:P:bus2 in MW | -32.8347 | ElmLne
2026 | 2026_DzMN_GzMN_Dp00_Gp00 | A2- Bolivia 33 kV | All generators | 0.97 | cap | Dorada - Magdalena 115 kV | m:P:bus2 in MW | -32.8534 | ElmLne
2026 | 2026_DzMN_GzMN_Dp00_Gp00 | A2- Bolivia 33 kV | All generators | 0.98 | cap | Dorada - Magdalena 115 kV | m:P:bus2 in MW | -32.8732 | ElmLne
2026 | 2026_DzMN_GzMN_Dp00_Gp00 | A2- Bolivia 33 kV | All generators | 0.99 | cap | Dorada - Magdalena 115 kV | m:P:bus2 in MW | -32.8958 | ElmLne
2026 | 2026_DzMN_GzMN_Dp00_Gp00 | A2- Bolivia 33 kV | All generators | 1 | cap | Dorada - Magdalena 115 kV | m:P:bus2 in MW | -32.941 | ElmLne
2026 | 2026_DzMN_GzMN_Dp00_Gp00 | A2- Bolivia 33 kV | All generators | 0.9 | cap | Dorada - Magdalena 115 kV | m:Q:bus1 in Mvar | 0.52594 | ElmLne
2026 | 2026_DzMN_GzMN_Dp00_Gp00 | A2- Bolivia 33 kV | All generators | 0.91 | cap | Dorada - Magdalena 115 kV | m:Q:bus1 in Mvar | 0.58761 | ElmLne
2026 | 2026_DzMN_GzMN_Dp00_Gp00 | A2- Bolivia 33 kV | All generators | 0.92 | cap | Dorada - Magdalena 115 kV | m:Q:bus1 in Mvar | 0.64339 | ElmLne
2026 | 2026_DzMN_GzMN_Dp00_Gp00 | A2- Bolivia 33 kV | All generators | 0.93 | cap | Dorada - Magdalena 115 kV | m:Q:bus1 in Mvar | 0.6955 | ElmLne
2026 | 2026_DzMN_GzMN_Dp00_Gp00 | A2- Bolivia 33 kV | All generators | 0.94 | cap | Dorada - Magdalena 115 kV | m:Q:bus1 in Mvar | 0.74541 | ElmLne
2026 | 2026_DzMN_GzMN_Dp00_Gp00 | A2- Bolivia 33 kV | All generators | 0.95 | cap | Dorada - Magdalena 115 kV | m:Q:bus1 in Mvar | 0.79434 | ElmLne
2026 | 2026_DzMN_GzMN_Dp00_Gp00 | A2- Bolivia 33 kV | All generators | 0.96 | cap | Dorada - Magdalena 115 kV | m:Q:bus1 in Mvar | 0.84346 | ElmLne
2026 | 2026_DzMN_GzMN_Dp00_Gp00 | A2- Bolivia 33 kV | All generators | 0.97 | cap | Dorada - Magdalena 115 kV | m:Q:bus1 in Mvar | 0.89429 | ElmLne
2026 | 2026_DzMN_GzMN_Dp00_Gp00 | A2- Bolivia 33 kV | All generators | 0.98 | cap | Dorada - Magdalena 115 kV | m:Q:bus1 in Mvar | 0.94933 | ElmLne
2026 | 2026_DzMN_GzMN_Dp00_Gp00 | A2- Bolivia 33 kV | All generators | 0.99 | cap | Dorada - Magdalena 115 kV | m:Q:bus1 in Mvar | 1.0146 | ElmLne
2026 | 2026_DzMN_GzMN_Dp00_Gp00 | A2- Bolivia 33 kV | All generators | 1 | cap | Dorada - Magdalena 115 kV | m:Q:bus1 in Mvar | 1.1521 | ElmLne
2026 | 2026_DzMN_GzMN_Dp00_Gp00 | A2- Bolivia 33 kV | All generators | 0.9 | cap | Dorada - Magdalena 115 kV | m:Q:bus2 in Mvar | -0.61391 | ElmLne
2026 | 2026_DzMN_GzMN_Dp00_Gp00 | A2- Bolivia 33 kV | All generators | 0.91 | cap | Dorada - Magdalena 115 kV | m:Q:bus2 in Mvar | -0.67553 | ElmLne
2026 | 2026_DzMN_GzMN_Dp00_Gp00 | A2- Bolivia 33 kV | All generators | 0.92 | cap | Dorada - Magdalena 115 kV | m:Q:bus2 in Mvar | -0.73127 | ElmLne
2026 | 2026_DzMN_GzMN_Dp00_Gp00 | A2- Bolivia 33 kV | All generators | 0.93 | cap | Dorada - Magdalena 115 kV | m:Q:bus2 in Mvar | -0.78335 | ElmLne
2026 | 2026_DzMN_GzMN_Dp00_Gp00 | A2- Bolivia 33 kV | All generators | 0.94 | cap | Dorada - Magdalena 115 kV | m:Q:bus2 in Mvar | -0.83325 | ElmLne
2026 | 2026_DzMN_GzMN_Dp00_Gp00 | A2- Bolivia 33 kV | All generators | 0.95 | cap | Dorada - Magdalena 115 kV | m:Q:bus2 in Mvar | -0.88216 | ElmLne
2026 | 2026_DzMN_GzMN_Dp00_Gp00 | A2- Bolivia 33 kV | All generators | 0.96 | cap | Dorada - Magdalena 115 kV | m:Q:bus2 in Mvar | -0.93128 | ElmLne
2026 | 2026_DzMN_GzMN_Dp00_Gp00 | A2- Bolivia 33 kV | All generators | 0.97 | cap | Dorada - Magdalena 115 kV | m:Q:bus2 in Mvar | -0.98211 | ElmLne
2026 | 2026_DzMN_GzMN_Dp00_Gp00 | A2- Bolivia 33 kV | All generators | 0.98 | cap | Dorada - Magdalena 115 kV | m:Q:bus2 in Mvar | -1.0372 | ElmLne
2026 | 2026_DzMN_GzMN_Dp00_Gp00 | A2- Bolivia 33 kV | All generators | 0.99 | cap | Dorada - Magdalena 115 kV | m:Q:bus2 in Mvar | -1.1024 | ElmLne
2026 | 2026_DzMN_GzMN_Dp00_Gp00 | A2- Bolivia 33 kV | All generators | 1 | cap | Dorada - Magdalena 115 kV | m:Q:bus2 in Mvar | -1.24 | ElmLne
2026 | 2026_DzMN_GzMN_Dp00_Gp00 | A2- Bolivia 33 kV | All generators | 0.9 | cap | Dorada - Magdalena 115 kV | m:cosphi:bus1 | 0.99987 | ElmLne
2026 | 2026_DzMN_GzMN_Dp00_Gp00 | A2- Bolivia 33 kV | All generators | 0.91 | cap | Dorada - Magdalena 115 kV | m:cosphi:bus1 | 0.99984 | ElmLne
2026 | 2026_DzMN_GzMN_Dp00_Gp00 | A2- Bolivia 33 kV | All generators | 0.92 | cap | Dorada - Magdalena 115 kV | m:cosphi:bus1 | 0.99981 | ElmLne
2026 | 2026_DzMN_GzMN_Dp00_Gp00 | A2- Bolivia 33 kV | All generators | 0.93 | cap | Dorada - Magdalena 115 kV | m:cosphi:bus1 | 0.99978 | ElmLne
2026 | 2026_DzMN_GzMN_Dp00_Gp00 | A2- Bolivia 33 kV | All generators | 0.94 | cap | Dorada - Magdalena 115 kV | m:cosphi:bus1 | 0.99974 | ElmLne
2026 | 2026_DzMN_GzMN_Dp00_Gp00 | A2- Bolivia 33 kV | All generators | 0.95 | cap | Dorada - Magdalena 115 kV | m:cosphi:bus1 | 0.99971 | ElmLne
2026 | 2026_DzMN_GzMN_Dp00_Gp00 | A2- Bolivia 33 kV | All generators | 0.96 | cap | Dorada - Magdalena 115 kV | m:cosphi:bus1 | 0.99967 | ElmLne
2026 | 2026_DzMN_GzMN_Dp00_Gp00 | A2- Bolivia 33 kV | All generators | 0.97 | cap | Dorada - Magdalena 115 kV | m:cosphi:bus1 | 0.99963 | ElmLne
2026 | 2026_DzMN_GzMN_Dp00_Gp00 | A2- Bolivia 33 kV | All generators | 0.98 | cap | Dorada - Magdalena 115 kV | m:cosphi:bus1 | 0.99959 | ElmLne
2026 | 2026_DzMN_GzMN_Dp00_Gp00 | A2- Bolivia 33 kV | All generators | 0.99 | cap | Dorada - Magdalena 115 kV | m:cosphi:bus1 | 0.99953 | ElmLne
2026 | 2026_DzMN_GzMN_Dp00_Gp00 | A2- Bolivia 33 kV | All generators | 1 | cap | Dorada - Magdalena 115 kV | m:cosphi:bus1 | 0.99939 | ElmLne
2026 | 2026_DzMN_GzMN_Dp00_Gp00 | A2- Bolivia 33 kV | All generators | 0.9 | cap | Dorada - Magdalena 115 kV | m:cosphi:bus2 | -0.99982 | ElmLne
2026 | 2026_DzMN_GzMN_Dp00_Gp00 | A2- Bolivia 33 kV | All generators | 0.91 | cap | Dorada - Magdalena 115 kV | m:cosphi:bus2 | -0.99979 | ElmLne
2026 | 2026_DzMN_GzMN_Dp00_Gp00 | A2- Bolivia 33 kV | All generators | 0.92 | cap | Dorada - Magdalena 115 kV | m:cosphi:bus2 | -0.99975 | ElmLne
2026 | 2026_DzMN_GzMN_Dp00_Gp00 | A2- Bolivia 33 kV | All generators | 0.93 | cap | Dorada - Magdalena 115 kV | m:cosphi:bus2 | -0.99971 | ElmLne
2026 | 2026_DzMN_GzMN_Dp00_Gp00 | A2- Bolivia 33 kV | All generators | 0.94 | cap | Dorada - Magdalena 115 kV | m:cosphi:bus2 | -0.99968 | ElmLne
2026 | 2026_DzMN_GzMN_Dp00_Gp00 | A2- Bolivia 33 kV | All generators | 0.95 | cap | Dorada - Magdalena 115 kV | m:cosphi:bus2 | -0.99964 | ElmLne
2026 | 2026_DzMN_GzMN_Dp00_Gp00 | A2- Bolivia 33 kV | All generators | 0.96 | cap | Dorada - Magdalena 115 kV | m:cosphi:bus2 | -0.9996 | ElmLne
2026 | 2026_DzMN_GzMN_Dp00_Gp00 | A2- Bolivia 33 kV | All generators | 0.97 | cap | Dorada - Magdalena 115 kV | m:cosphi:bus2 | -0.99955 | ElmLne
2026 | 2026_DzMN_GzMN_Dp00_Gp00 | A2- Bolivia 33 kV | All generators | 0.98 | cap | Dorada - Magdalena 115 kV | m:cosphi:bus2 | -0.9995 | ElmLne
2026 | 2026_DzMN_GzMN_Dp00_Gp00 | A2- Bolivia 33 kV | All generators | 0.99 | cap | Dorada - Magdalena 115 kV | m:cosphi:bus2 | -0.99944 | ElmLne
2026 | 2026_DzMN_GzMN_Dp00_Gp00 | A2- Bolivia 33 kV | All generators | 1 | cap | Dorada - Magdalena 115 kV | m:cosphi:bus2 | -0.99929 | ElmLne
2026 | 2026_DzMN_GzMN_Dp00_Gp00 | A2- Bolivia 33 kV | All generators | 0.9 | cap | Mariquita - Victoria 2 115 | m:P:bus1 in MW | 6.356 | ElmLne
2026 | 2026_DzMN_GzMN_Dp00_Gp00 | A2- Bolivia 33 kV | All generators | 0.91 | cap | Mariquita - Victoria 2 115 | m:P:bus1 in MW | 6.3527 | ElmLne
2026 | 2026_DzMN_GzMN_Dp00_Gp00 | A2- Bolivia 33 kV | All generators | 0.92 | cap | Mariquita - Victoria 2 115 | m:P:bus1 in MW | 6.3486 | ElmLne
2026 | 2026_DzMN_GzMN_Dp00_Gp00 | A2- Bolivia 33 kV | All generators | 0.93 | cap | Mariquita - Victoria 2 115 | m:P:bus1 in MW | 6.344 | ElmLne
2026 | 2026_DzMN_GzMN_Dp00_Gp00 | A2- Bolivia 33 kV | All generators | 0.94 | cap | Mariquita - Victoria 2 115 | m:P:bus1 in MW | 6.3386 | ElmLne
2026 | 2026_DzMN_GzMN_Dp00_Gp00 | A2- Bolivia 33 kV | All generators | 0.95 | cap | Mariquita - Victoria 2 115 | m:P:bus1 in MW | 6.3326 | ElmLne
2026 | 2026_DzMN_GzMN_Dp00_Gp00 | A2- Bolivia 33 kV | All generators | 0.96 | cap | Mariquita - Victoria 2 115 | m:P:bus1 in MW | 6.3258 | ElmLne
2026 | 2026_DzMN_GzMN_Dp00_Gp00 | A2- Bolivia 33 kV | All generators | 0.97 | cap | Mariquita - Victoria 2 115 | m:P:bus1 in MW | 6.3179 | ElmLne
2026 | 2026_DzMN_GzMN_Dp00_Gp00 | A2- Bolivia 33 kV | All generators | 0.98 | cap | Mariquita - Victoria 2 115 | m:P:bus1 in MW | 6.3085 | ElmLne
2026 | 2026_DzMN_GzMN_Dp00_Gp00 | A2- Bolivia 33 kV | All generators | 0.99 | cap | Mariquita - Victoria 2 115 | m:P:bus1 in MW | 6.2961 | ElmLne
2026 | 2026_DzMN_GzMN_Dp00_Gp00 | A2- Bolivia 33 kV | All generators | 1 | cap | Mariquita - Victoria 2 115 | m:P:bus1 in MW | 6.2654 | ElmLne
2026 | 2026_DzMN_GzMN_Dp00_Gp00 | A2- Bolivia 33 kV | All generators | 0.9 | cap | Mariquita - Victoria 2 115 | m:P:bus2 in MW | -6.3332 | ElmLne
2026 | 2026_DzMN_GzMN_Dp00_Gp00 | A2- Bolivia 33 kV | All generators | 0.91 | cap | Mariquita - Victoria 2 115 | m:P:bus2 in MW | -6.3302 | ElmLne
2026 | 2026_DzMN_GzMN_Dp00_Gp00 | A2- Bolivia 33 kV | All generators | 0.92 | cap | Mariquita - Victoria 2 115 | m:P:bus2 in MW | -6.3264 | ElmLne
2026 | 2026_DzMN_GzMN_Dp00_Gp00 | A2- Bolivia 33 kV | All generators | 0.93 | cap | Mariquita - Victoria 2 115 | m:P:bus2 in MW | -6.322 | ElmLne
2026 | 2026_DzMN_GzMN_Dp00_Gp00 | A2- Bolivia 33 kV | All generators | 0.94 | cap | Mariquita - Victoria 2 115 | m:P:bus2 in MW | -6.3169 | ElmLne
2026 | 2026_DzMN_GzMN_Dp00_Gp00 | A2- Bolivia 33 kV | All generators | 0.95 | cap | Mariquita - Victoria 2 115 | m:P:bus2 in MW | -6.3111 | ElmLne
2026 | 2026_DzMN_GzMN_Dp00_Gp00 | A2- Bolivia 33 kV | All generators | 0.96 | cap | Mariquita - Victoria 2 115 | m:P:bus2 in MW | -6.3045 | ElmLne
2026 | 2026_DzMN_GzMN_Dp00_Gp00 | A2- Bolivia 33 kV | All generators | 0.97 | cap | Mariquita - Victoria 2 115 | m:P:bus2 in MW | -6.2969 | ElmLne
2026 | 2026_DzMN_GzMN_Dp00_Gp00 | A2- Bolivia 33 kV | All generators | 0.98 | cap | Mariquita - Victoria 2 115 | m:P:bus2 in MW | -6.2877 | ElmLne
2026 | 2026_DzMN_GzMN_Dp00_Gp00 | A2- Bolivia 33 kV | All generators | 0.99 | cap | Mariquita - Victoria 2 115 | m:P:bus2 in MW | -6.2755 | ElmLne
2026 | 2026_DzMN_GzMN_Dp00_Gp00 | A2- Bolivia 33 kV | All generators | 1 | cap | Mariquita - Victoria 2 115 | m:P:bus2 in MW | -6.2455 | ElmLne
2026 | 2026_DzMN_GzMN_Dp00_Gp00 | A2- Bolivia 33 kV | All generators | 0.9 | cap | Mariquita - Victoria 2 115 | m:Q:bus1 in Mvar | -8.5512 | ElmLne
2026 | 2026_DzMN_GzMN_Dp00_Gp00 | A2- Bolivia 33 kV | All generators | 0.91 | cap | Mariquita - Victoria 2 115 | m:Q:bus1 in Mvar | -8.4807 | ElmLne
2026 | 2026_DzMN_GzMN_Dp00_Gp00 | A2- Bolivia 33 kV | All generators | 0.92 | cap | Mariquita - Victoria 2 115 | m:Q:bus1 in Mvar | -8.4171 | ElmLne
2026 | 2026_DzMN_GzMN_Dp00_Gp00 | A2- Bolivia 33 kV | All generators | 0.93 | cap | Mariquita - Victoria 2 115 | m:Q:bus1 in Mvar | -8.3579 | ElmLne
2026 | 2026_DzMN_GzMN_Dp00_Gp00 | A2- Bolivia 33 kV | All generators | 0.94 | cap | Mariquita - Victoria 2 115 | m:Q:bus1 in Mvar | -8.3012 | ElmLne
2026 | 2026_DzMN_GzMN_Dp00_Gp00 | A2- Bolivia 33 kV | All generators | 0.95 | cap | Mariquita - Victoria 2 115 | m:Q:bus1 in Mvar | -8.2459 | ElmLne
2026 | 2026_DzMN_GzMN_Dp00_Gp00 | A2- Bolivia 33 kV | All generators | 0.96 | cap | Mariquita - Victoria 2 115 | m:Q:bus1 in Mvar | -8.1904 | ElmLne
2026 | 2026_DzMN_GzMN_Dp00_Gp00 | A2- Bolivia 33 kV | All generators | 0.97 | cap | Mariquita - Victoria 2 115 | m:Q:bus1 in Mvar | -8.1331 | ElmLne
2026 | 2026_DzMN_GzMN_Dp00_Gp00 | A2- Bolivia 33 kV | All generators | 0.98 | cap | Mariquita - Victoria 2 115 | m:Q:bus1 in Mvar | -8.0712 | ElmLne
2026 | 2026_DzMN_GzMN_Dp00_Gp00 | A2- Bolivia 33 kV | All generators | 0.99 | cap | Mariquita - Victoria 2 115 | m:Q:bus1 in Mvar | -7.9981 | ElmLne
2026 | 2026_DzMN_GzMN_Dp00_Gp00 | A2- Bolivia 33 kV | All generators | 1 | cap | Mariquita - Victoria 2 115 | m:Q:bus1 in Mvar | -7.8446 | ElmLne
2026 | 2026_DzMN_GzMN_Dp00_Gp00 | A2- Bolivia 33 kV | All generators | 0.9 | cap | Mariquita - Victoria 2 115 | m:Q:bus2 in Mvar | 7.9473 | ElmLne
2026 | 2026_DzMN_GzMN_Dp00_Gp00 | A2- Bolivia 33 kV | All generators | 0.91 | cap | Mariquita - Victoria 2 115 | m:Q:bus2 in Mvar | 7.8754 | ElmLne
2026 | 2026_DzMN_GzMN_Dp00_Gp00 | A2- Bolivia 33 kV | All generators | 0.92 | cap | Mariquita - Victoria 2 115 | m:Q:bus2 in Mvar | 7.8106 | ElmLne
2026 | 2026_DzMN_GzMN_Dp00_Gp00 | A2- Bolivia 33 kV | All generators | 0.93 | cap | Mariquita - Victoria 2 115 | m:Q:bus2 in Mvar | 7.7502 | ElmLne
2026 | 2026_DzMN_GzMN_Dp00_Gp00 | A2- Bolivia 33 kV | All generators | 0.94 | cap | Mariquita - Victoria 2 115 | m:Q:bus2 in Mvar | 7.6924 | ElmLne
2026 | 2026_DzMN_GzMN_Dp00_Gp00 | A2- Bolivia 33 kV | All generators | 0.95 | cap | Mariquita - Victoria 2 115 | m:Q:bus2 in Mvar | 7.6359 | ElmLne
2026 | 2026_DzMN_GzMN_Dp00_Gp00 | A2- Bolivia 33 kV | All generators | 0.96 | cap | Mariquita - Victoria 2 115 | m:Q:bus2 in Mvar | 7.5794 | ElmLne
2026 | 2026_DzMN_GzMN_Dp00_Gp00 | A2- Bolivia 33 kV | All generators | 0.97 | cap | Mariquita - Victoria 2 115 | m:Q:bus2 in Mvar | 7.521 | ElmLne
2026 | 2026_DzMN_GzMN_Dp00_Gp00 | A2- Bolivia 33 kV | All generators | 0.98 | cap | Mariquita - Victoria 2 115 | m:Q:bus2 in Mvar | 7.4579 | ElmLne
2026 | 2026_DzMN_GzMN_Dp00_Gp00 | A2- Bolivia 33 kV | All generators | 0.99 | cap | Mariquita - Victoria 2 115 | m:Q:bus2 in Mvar | 7.3833 | ElmLne
2026 | 2026_DzMN_GzMN_Dp00_Gp00 | A2- Bolivia 33 kV | All generators | 1 | cap | Mariquita - Victoria 2 115 | m:Q:bus2 in Mvar | 7.2268 | ElmLne
2026 | 2026_DzMN_GzMN_Dp00_Gp00 | A2- Bolivia 33 kV | All generators | 0.9 | cap | Mariquita - Victoria 2 115 | m:cosphi:bus1 | 0.59654 | ElmLne
2026 | 2026_DzMN_GzMN_Dp00_Gp00 | A2- Bolivia 33 kV | All generators | 0.91 | cap | Mariquita - Victoria 2 115 | m:cosphi:bus1 | 0.59953 | ElmLne
2026 | 2026_DzMN_GzMN_Dp00_Gp00 | A2- Bolivia 33 kV | All generators | 0.92 | cap | Mariquita - Victoria 2 115 | m:cosphi:bus1 | 0.60217 | ElmLne
2026 | 2026_DzMN_GzMN_Dp00_Gp00 | A2- Bolivia 33 kV | All generators | 0.93 | cap | Mariquita - Victoria 2 115 | m:cosphi:bus1 | 0.6046 | ElmLne
2026 | 2026_DzMN_GzMN_Dp00_Gp00 | A2- Bolivia 33 kV | All generators | 0.94 | cap | Mariquita - Victoria 2 115 | m:cosphi:bus1 | 0.60688 | ElmLne
2026 | 2026_DzMN_GzMN_Dp00_Gp00 | A2- Bolivia 33 kV | All generators | 0.95 | cap | Mariquita - Victoria 2 115 | m:cosphi:bus1 | 0.60908 | ElmLne
2026 | 2026_DzMN_GzMN_Dp00_Gp00 | A2- Bolivia 33 kV | All generators | 0.96 | cap | Mariquita - Victoria 2 115 | m:cosphi:bus1 | 0.61126 | ElmLne
2026 | 2026_DzMN_GzMN_Dp00_Gp00 | A2- Bolivia 33 kV | All generators | 0.97 | cap | Mariquita - Victoria 2 115 | m:cosphi:bus1 | 0.61347 | ElmLne
2026 | 2026_DzMN_GzMN_Dp00_Gp00 | A2- Bolivia 33 kV | All generators | 0.98 | cap | Mariquita - Victoria 2 115 | m:cosphi:bus1 | 0.61582 | ElmLne
2026 | 2026_DzMN_GzMN_Dp00_Gp00 | A2- Bolivia 33 kV | All generators | 0.99 | cap | Mariquita - Victoria 2 115 | m:cosphi:bus1 | 0.61854 | ElmLne
2026 | 2026_DzMN_GzMN_Dp00_Gp00 | A2- Bolivia 33 kV | All generators | 1 | cap | Mariquita - Victoria 2 115 | m:cosphi:bus1 | 0.62407 | ElmLne
2026 | 2026_DzMN_GzMN_Dp00_Gp00 | A2- Bolivia 33 kV | All generators | 0.9 | cap | Mariquita - Victoria 2 115 | m:cosphi:bus2 | -0.62322 | ElmLne
2026 | 2026_DzMN_GzMN_Dp00_Gp00 | A2- Bolivia 33 kV | All generators | 0.91 | cap | Mariquita - Victoria 2 115 | m:cosphi:bus2 | -0.6265 | ElmLne
2026 | 2026_DzMN_GzMN_Dp00_Gp00 | A2- Bolivia 33 kV | All generators | 0.92 | cap | Mariquita - Victoria 2 115 | m:cosphi:bus2 | -0.62941 | ElmLne
2026 | 2026_DzMN_GzMN_Dp00_Gp00 | A2- Bolivia 33 kV | All generators | 0.93 | cap | Mariquita - Victoria 2 115 | m:cosphi:bus2 | -0.63209 | ElmLne
2026 | 2026_DzMN_GzMN_Dp00_Gp00 | A2- Bolivia 33 kV | All generators | 0.94 | cap | Mariquita - Victoria 2 115 | m:cosphi:bus2 | -0.63463 | ElmLne
2026 | 2026_DzMN_GzMN_Dp00_Gp00 | A2- Bolivia 33 kV | All generators | 0.95 | cap | Mariquita - Victoria 2 115 | m:cosphi:bus2 | -0.63707 | ElmLne
2026 | 2026_DzMN_GzMN_Dp00_Gp00 | A2- Bolivia 33 kV | All generators | 0.96 | cap | Mariquita - Victoria 2 115 | m:cosphi:bus2 | -0.63949 | ElmLne
2026 | 2026_DzMN_GzMN_Dp00_Gp00 | A2- Bolivia 33 kV | All generators | 0.97 | cap | Mariquita - Victoria 2 115 | m:cosphi:bus2 | -0.64195 | ElmLne
2026 | 2026_DzMN_GzMN_Dp00_Gp00 | A2- Bolivia 33 kV | All generators | 0.98 | cap | Mariquita - Victoria 2 115 | m:cosphi:bus2 | -0.64458 | ElmLne
2026 | 2026_DzMN_GzMN_Dp00_Gp00 | A2- Bolivia 33 kV | All generators | 0.99 | cap | Mariquita - Victoria 2 115 | m:cosphi:bus2 | -0.64763 | ElmLne
2026 | 2026_DzMN_GzMN_Dp00_Gp00 | A2- Bolivia 33 kV | All generators | 1 | cap | Mariquita - Victoria 2 115 | m:cosphi:bus2 | -0.65387 | ElmLne
2026 | 2026_DzMN_GzMN_Dp00_Gp00 | A2- Bolivia 33 kV | All generators | 0.9 | cap | Dorada 115/33/13.8 kV | m:P:bushv in MW | 3.7888 | ElmTr3
2026 | 2026_DzMN_GzMN_Dp00_Gp00 | A2- Bolivia 33 kV | All generators | 0.91 | cap | Dorada 115/33/13.8 kV | m:P:bushv in MW | 3.7724 | ElmTr3
2026 | 2026_DzMN_GzMN_Dp00_Gp00 | A2- Bolivia 33 kV | All generators | 0.92 | cap | Dorada 115/33/13.8 kV | m:P:bushv in MW | 3.7579 | ElmTr3
2026 | 2026_DzMN_GzMN_Dp00_Gp00 | A2- Bolivia 33 kV | All generators | 0.93 | cap | Dorada 115/33/13.8 kV | m:P:bushv in MW | 3.7446 | ElmTr3
2026 | 2026_DzMN_GzMN_Dp00_Gp00 | A2- Bolivia 33 kV | All generators | 0.94 | cap | Dorada 115/33/13.8 kV | m:P:bushv in MW | 3.7321 | ElmTr3
2026 | 2026_DzMN_GzMN_Dp00_Gp00 | A2- Bolivia 33 kV | All generators | 0.95 | cap | Dorada 115/33/13.8 kV | m:P:bushv in MW | 3.7201 | ElmTr3
2026 | 2026_DzMN_GzMN_Dp00_Gp00 | A2- Bolivia 33 kV | All generators | 0.96 | cap | Dorada 115/33/13.8 kV | m:P:bushv in MW | 3.7083 | ElmTr3
2026 | 2026_DzMN_GzMN_Dp00_Gp00 | A2- Bolivia 33 kV | All generators | 0.97 | cap | Dorada 115/33/13.8 kV | m:P:bushv in MW | 3.6962 | ElmTr3
2026 | 2026_DzMN_GzMN_Dp00_Gp00 | A2- Bolivia 33 kV | All generators | 0.98 | cap | Dorada 115/33/13.8 kV | m:P:bushv in MW | 3.6834 | ElmTr3
2026 | 2026_DzMN_GzMN_Dp00_Gp00 | A2- Bolivia 33 kV | All generators | 0.99 | cap | Dorada 115/33/13.8 kV | m:P:bushv in MW | 3.6686 | ElmTr3
2026 | 2026_DzMN_GzMN_Dp00_Gp00 | A2- Bolivia 33 kV | All generators | 1 | cap | Dorada 115/33/13.8 kV | m:P:bushv in MW | 3.6386 | ElmTr3
2026 | 2026_DzMN_GzMN_Dp00_Gp00 | A2- Bolivia 33 kV | All generators | 0.9 | cap | Dorada 115/33/13.8 kV | m:Q:bushv in Mvar | 1.6403 | ElmTr3
2026 | 2026_DzMN_GzMN_Dp00_Gp00 | A2- Bolivia 33 kV | All generators | 0.91 | cap | Dorada 115/33/13.8 kV | m:Q:bushv in Mvar | 1.619 | ElmTr3
2026 | 2026_DzMN_GzMN_Dp00_Gp00 | A2- Bolivia 33 kV | All generators | 0.92 | cap | Dorada 115/33/13.8 kV | m:Q:bushv in Mvar | 1.5996 | ElmTr3
2026 | 2026_DzMN_GzMN_Dp00_Gp00 | A2- Bolivia 33 kV | All generators | 0.93 | cap | Dorada 115/33/13.8 kV | m:Q:bushv in Mvar | 1.5813 | ElmTr3
2026 | 2026_DzMN_GzMN_Dp00_Gp00 | A2- Bolivia 33 kV | All generators | 0.94 | cap | Dorada 115/33/13.8 kV | m:Q:bushv in Mvar | 1.5637 | ElmTr3
2026 | 2026_DzMN_GzMN_Dp00_Gp00 | A2- Bolivia 33 kV | All generators | 0.95 | cap | Dorada 115/33/13.8 kV | m:Q:bushv in Mvar | 1.5463 | ElmTr3
2026 | 2026_DzMN_GzMN_Dp00_Gp00 | A2- Bolivia 33 kV | All generators | 0.96 | cap | Dorada 115/33/13.8 kV | m:Q:bushv in Mvar | 1.5287 | ElmTr3
2026 | 2026_DzMN_GzMN_Dp00_Gp00 | A2- Bolivia 33 kV | All generators | 0.97 | cap | Dorada 115/33/13.8 kV | m:Q:bushv in Mvar | 1.5104 | ElmTr3
2026 | 2026_DzMN_GzMN_Dp00_Gp00 | A2- Bolivia 33 kV | All generators | 0.98 | cap | Dorada 115/33/13.8 kV | m:Q:bushv in Mvar | 1.4904 | ElmTr3
2026 | 2026_DzMN_GzMN_Dp00_Gp00 | A2- Bolivia 33 kV | All generators | 0.99 | cap | Dorada 115/33/13.8 kV | m:Q:bushv in Mvar | 1.4666 | ElmTr3
2026 | 2026_DzMN_GzMN_Dp00_Gp00 | A2- Bolivia 33 kV | All generators | 1 | cap | Dorada 115/33/13.8 kV | m:Q:bushv in Mvar | 1.4157 | ElmTr3
2026 | 2026_DzMN_GzMN_Dp00_Gp00 | A2- Bolivia 33 kV | All generators | 0.9 | cap | Dorada 115/33/13.8 kV | m:cosphi:bushv | 0.91769 | ElmTr3
2026 | 2026_DzMN_GzMN_Dp00_Gp00 | A2- Bolivia 33 kV | All generators | 0.91 | cap | Dorada 115/33/13.8 kV | m:cosphi:bushv | 0.91895 | ElmTr3
2026 | 2026_DzMN_GzMN_Dp00_Gp00 | A2- Bolivia 33 kV | All generators | 0.92 | cap | Dorada 115/33/13.8 kV | m:cosphi:bushv | 0.92011 | ElmTr3
2026 | 2026_DzMN_GzMN_Dp00_Gp00 | A2- Bolivia 33 kV | All generators | 0.93 | cap | Dorada 115/33/13.8 kV | m:cosphi:bushv | 0.92123 | ElmTr3
2026 | 2026_DzMN_GzMN_Dp00_Gp00 | A2- Bolivia 33 kV | All generators | 0.94 | cap | Dorada 115/33/13.8 kV | m:cosphi:bushv | 0.92232 | ElmTr3
2026 | 2026_DzMN_GzMN_Dp00_Gp00 | A2- Bolivia 33 kV | All generators | 0.95 | cap | Dorada 115/33/13.8 kV | m:cosphi:bushv | 0.92341 | ElmTr3
2026 | 2026_DzMN_GzMN_Dp00_Gp00 | A2- Bolivia 33 kV | All generators | 0.96 | cap | Dorada 115/33/13.8 kV | m:cosphi:bushv | 0.92452 | ElmTr3
2026 | 2026_DzMN_GzMN_Dp00_Gp00 | A2- Bolivia 33 kV | All generators | 0.97 | cap | Dorada 115/33/13.8 kV | m:cosphi:bushv | 0.9257 | ElmTr3
2026 | 2026_DzMN_GzMN_Dp00_Gp00 | A2- Bolivia 33 kV | All generators | 0.98 | cap | Dorada 115/33/13.8 kV | m:cosphi:bushv | 0.92699 | ElmTr3
2026 | 2026_DzMN_GzMN_Dp00_Gp00 | A2- Bolivia 33 kV | All generators | 0.99 | cap | Dorada 115/33/13.8 kV | m:cosphi:bushv | 0.92855 | ElmTr3
2026 | 2026_DzMN_GzMN_Dp00_Gp00 | A2- Bolivia 33 kV | All generators | 1 | cap | Dorada 115/33/13.8 kV | m:cosphi:bushv | 0.93194 | ElmTr3
2026 | 2026_DzMN_GzMN_Dp00_Gp00 | A2- Bolivia 33 kV | All generators | 0.9 | cap | Manzanares 115/33/13.8 kV | m:P:bushv in MW | -10.927 | ElmTr3
2026 | 2026_DzMN_GzMN_Dp00_Gp00 | A2- Bolivia 33 kV | All generators | 0.91 | cap | Manzanares 115/33/13.8 kV | m:P:bushv in MW | -11.0862 | ElmTr3
2026 | 2026_DzMN_GzMN_Dp00_Gp00 | A2- Bolivia 33 kV | All generators | 0.92 | cap | Manzanares 115/33/13.8 kV | m:P:bushv in MW | -11.2168 | ElmTr3
2026 | 2026_DzMN_GzMN_Dp00_Gp00 | A2- Bolivia 33 kV | All generators | 0.93 | cap | Manzanares 115/33/13.8 kV | m:P:bushv in MW | -11.3275 | ElmTr3
2026 | 2026_DzMN_GzMN_Dp00_Gp00 | A2- Bolivia 33 kV | All generators | 0.94 | cap | Manzanares 115/33/13.8 kV | m:P:bushv in MW | -11.4232 | ElmTr3
2026 | 2026_DzMN_GzMN_Dp00_Gp00 | A2- Bolivia 33 kV | All generators | 0.95 | cap | Manzanares 115/33/13.8 kV | m:P:bushv in MW | -11.5074 | ElmTr3
2026 | 2026_DzMN_GzMN_Dp00_Gp00 | A2- Bolivia 33 kV | All generators | 0.96 | cap | Manzanares 115/33/13.8 kV | m:P:bushv in MW | -11.5824 | ElmTr3
2026 | 2026_DzMN_GzMN_Dp00_Gp00 | A2- Bolivia 33 kV | All generators | 0.97 | cap | Manzanares 115/33/13.8 kV | m:P:bushv in MW | -11.6499 | ElmTr3
2026 | 2026_DzMN_GzMN_Dp00_Gp00 | A2- Bolivia 33 kV | All generators | 0.98 | cap | Manzanares 115/33/13.8 kV | m:P:bushv in MW | -11.7115 | ElmTr3
2026 | 2026_DzMN_GzMN_Dp00_Gp00 | A2- Bolivia 33 kV | All generators | 0.99 | cap | Manzanares 115/33/13.8 kV | m:P:bushv in MW | -11.7691 | ElmTr3
2026 | 2026_DzMN_GzMN_Dp00_Gp00 | A2- Bolivia 33 kV | All generators | 1 | cap | Manzanares 115/33/13.8 kV | m:P:bushv in MW | -11.8365 | ElmTr3
2026 | 2026_DzMN_GzMN_Dp00_Gp00 | A2- Bolivia 33 kV | All generators | 0.9 | cap | Manzanares 115/33/13.8 kV | m:Q:bushv in Mvar | 10.806 | ElmTr3
2026 | 2026_DzMN_GzMN_Dp00_Gp00 | A2- Bolivia 33 kV | All generators | 0.91 | cap | Manzanares 115/33/13.8 kV | m:Q:bushv in Mvar | 9.8073 | ElmTr3
2026 | 2026_DzMN_GzMN_Dp00_Gp00 | A2- Bolivia 33 kV | All generators | 0.92 | cap | Manzanares 115/33/13.8 kV | m:Q:bushv in Mvar | 8.9029 | ElmTr3
2026 | 2026_DzMN_GzMN_Dp00_Gp00 | A2- Bolivia 33 kV | All generators | 0.93 | cap | Manzanares 115/33/13.8 kV | m:Q:bushv in Mvar | 8.0572 | ElmTr3
2026 | 2026_DzMN_GzMN_Dp00_Gp00 | A2- Bolivia 33 kV | All generators | 0.94 | cap | Manzanares 115/33/13.8 kV | m:Q:bushv in Mvar | 7.2462 | ElmTr3
2026 | 2026_DzMN_GzMN_Dp00_Gp00 | A2- Bolivia 33 kV | All generators | 0.95 | cap | Manzanares 115/33/13.8 kV | m:Q:bushv in Mvar | 6.4506 | ElmTr3
2026 | 2026_DzMN_GzMN_Dp00_Gp00 | A2- Bolivia 33 kV | All generators | 0.96 | cap | Manzanares 115/33/13.8 kV | m:Q:bushv in Mvar | 5.651 | ElmTr3
2026 | 2026_DzMN_GzMN_Dp00_Gp00 | A2- Bolivia 33 kV | All generators | 0.97 | cap | Manzanares 115/33/13.8 kV | m:Q:bushv in Mvar | 4.8229 | ElmTr3
2026 | 2026_DzMN_GzMN_Dp00_Gp00 | A2- Bolivia 33 kV | All generators | 0.98 | cap | Manzanares 115/33/13.8 kV | m:Q:bushv in Mvar | 3.9254 | ElmTr3
2026 | 2026_DzMN_GzMN_Dp00_Gp00 | A2- Bolivia 33 kV | All generators | 0.99 | cap | Manzanares 115/33/13.8 kV | m:Q:bushv in Mvar | 2.8604 | ElmTr3
2026 | 2026_DzMN_GzMN_Dp00_Gp00 | A2- Bolivia 33 kV | All generators | 1 | cap | Manzanares 115/33/13.8 kV | m:Q:bushv in Mvar | 0.61081 | ElmTr3
2026 | 2026_DzMN_GzMN_Dp00_Gp00 | A2- Bolivia 33 kV | All generators | 0.9 | cap | Manzanares 115/33/13.8 kV | m:cosphi:bushv | -0.71103 | ElmTr3
2026 | 2026_DzMN_GzMN_Dp00_Gp00 | A2- Bolivia 33 kV | All generators | 0.91 | cap | Manzanares 115/33/13.8 kV | m:cosphi:bushv | -0.74899 | ElmTr3
2026 | 2026_DzMN_GzMN_Dp00_Gp00 | A2- Bolivia 33 kV | All generators | 0.92 | cap | Manzanares 115/33/13.8 kV | m:cosphi:bushv | -0.78327 | ElmTr3
2026 | 2026_DzMN_GzMN_Dp00_Gp00 | A2- Bolivia 33 kV | All generators | 0.93 | cap | Manzanares 115/33/13.8 kV | m:cosphi:bushv | -0.81488 | ElmTr3
2026 | 2026_DzMN_GzMN_Dp00_Gp00 | A2- Bolivia 33 kV | All generators | 0.94 | cap | Manzanares 115/33/13.8 kV | m:cosphi:bushv | -0.84444 | ElmTr3
2026 | 2026_DzMN_GzMN_Dp00_Gp00 | A2- Bolivia 33 kV | All generators | 0.95 | cap | Manzanares 115/33/13.8 kV | m:cosphi:bushv | -0.8723 | ElmTr3
2026 | 2026_DzMN_GzMN_Dp00_Gp00 | A2- Bolivia 33 kV | All generators | 0.96 | cap | Manzanares 115/33/13.8 kV | m:cosphi:bushv | -0.89874 | ElmTr3
2026 | 2026_DzMN_GzMN_Dp00_Gp00 | A2- Bolivia 33 kV | All generators | 0.97 | cap | Manzanares 115/33/13.8 kV | m:cosphi:bushv | -0.92395 | ElmTr3
2026 | 2026_DzMN_GzMN_Dp00_Gp00 | A2- Bolivia 33 kV | All generators | 0.98 | cap | Manzanares 115/33/13.8 kV | m:cosphi:bushv | -0.94816 | ElmTr3
2026 | 2026_DzMN_GzMN_Dp00_Gp00 | A2- Bolivia 33 kV | All generators | 0.99 | cap | Manzanares 115/33/13.8 kV | m:cosphi:bushv | -0.97171 | ElmTr3
2026 | 2026_DzMN_GzMN_Dp00_Gp00 | A2- Bolivia 33 kV | All generators | 1 | cap | Manzanares 115/33/13.8 kV | m:cosphi:bushv | -0.99867 | ElmTr3
2026 | 2026_DzMN_GzMN_Dp00_Gp00 | A2- Bolivia 33 kV | All generators | 0.9 | cap | Purnio 230/115 | m:P:bushv in MW | 30.4299 | ElmTr3
2026 | 2026_DzMN_GzMN_Dp00_Gp00 | A2- Bolivia 33 kV | All generators | 0.91 | cap | Purnio 230/115 | m:P:bushv in MW | 30.3901 | ElmTr3
2026 | 2026_DzMN_GzMN_Dp00_Gp00 | A2- Bolivia 33 kV | All generators | 0.92 | cap | Purnio 230/115 | m:P:bushv in MW | 30.3573 | ElmTr3
2026 | 2026_DzMN_GzMN_Dp00_Gp00 | A2- Bolivia 33 kV | All generators | 0.93 | cap | Purnio 230/115 | m:P:bushv in MW | 30.3292 | ElmTr3
2026 | 2026_DzMN_GzMN_Dp00_Gp00 | A2- Bolivia 33 kV | All generators | 0.94 | cap | Purnio 230/115 | m:P:bushv in MW | 30.3047 | ElmTr3
2026 | 2026_DzMN_GzMN_Dp00_Gp00 | A2- Bolivia 33 kV | All generators | 0.95 | cap | Purnio 230/115 | m:P:bushv in MW | 30.2828 | ElmTr3
2026 | 2026_DzMN_GzMN_Dp00_Gp00 | A2- Bolivia 33 kV | All generators | 0.96 | cap | Purnio 230/115 | m:P:bushv in MW | 30.2631 | ElmTr3
2026 | 2026_DzMN_GzMN_Dp00_Gp00 | A2- Bolivia 33 kV | All generators | 0.97 | cap | Purnio 230/115 | m:P:bushv in MW | 30.2451 | ElmTr3
2026 | 2026_DzMN_GzMN_Dp00_Gp00 | A2- Bolivia 33 kV | All generators | 0.98 | cap | Purnio 230/115 | m:P:bushv in MW | 30.2282 | ElmTr3
2026 | 2026_DzMN_GzMN_Dp00_Gp00 | A2- Bolivia 33 kV | All generators | 0.99 | cap | Purnio 230/115 | m:P:bushv in MW | 30.2117 | ElmTr3
2026 | 2026_DzMN_GzMN_Dp00_Gp00 | A2- Bolivia 33 kV | All generators | 1 | cap | Purnio 230/115 | m:P:bushv in MW | 30.1894 | ElmTr3
2026 | 2026_DzMN_GzMN_Dp00_Gp00 | A2- Bolivia 33 kV | All generators | 0.9 | cap | Purnio 230/115 | m:Q:bushv in Mvar | -2.5951 | ElmTr3
2026 | 2026_DzMN_GzMN_Dp00_Gp00 | A2- Bolivia 33 kV | All generators | 0.91 | cap | Purnio 230/115 | m:Q:bushv in Mvar | -2.8138 | ElmTr3
2026 | 2026_DzMN_GzMN_Dp00_Gp00 | A2- Bolivia 33 kV | All generators | 0.92 | cap | Purnio 230/115 | m:Q:bushv in Mvar | -3.0115 | ElmTr3
2026 | 2026_DzMN_GzMN_Dp00_Gp00 | A2- Bolivia 33 kV | All generators | 0.93 | cap | Purnio 230/115 | m:Q:bushv in Mvar | -3.196 | ElmTr3
2026 | 2026_DzMN_GzMN_Dp00_Gp00 | A2- Bolivia 33 kV | All generators | 0.94 | cap | Purnio 230/115 | m:Q:bushv in Mvar | -3.3727 | ElmTr3
2026 | 2026_DzMN_GzMN_Dp00_Gp00 | A2- Bolivia 33 kV | All generators | 0.95 | cap | Purnio 230/115 | m:Q:bushv in Mvar | -3.5456 | ElmTr3
2026 | 2026_DzMN_GzMN_Dp00_Gp00 | A2- Bolivia 33 kV | All generators | 0.96 | cap | Purnio 230/115 | m:Q:bushv in Mvar | -3.7192 | ElmTr3
2026 | 2026_DzMN_GzMN_Dp00_Gp00 | A2- Bolivia 33 kV | All generators | 0.97 | cap | Purnio 230/115 | m:Q:bushv in Mvar | -3.8986 | ElmTr3
2026 | 2026_DzMN_GzMN_Dp00_Gp00 | A2- Bolivia 33 kV | All generators | 0.98 | cap | Purnio 230/115 | m:Q:bushv in Mvar | -4.0927 | ElmTr3
2026 | 2026_DzMN_GzMN_Dp00_Gp00 | A2- Bolivia 33 kV | All generators | 0.99 | cap | Purnio 230/115 | m:Q:bushv in Mvar | -4.3226 | ElmTr3
2026 | 2026_DzMN_GzMN_Dp00_Gp00 | A2- Bolivia 33 kV | All generators | 1 | cap | Purnio 230/115 | m:Q:bushv in Mvar | -4.8065 | ElmTr3
2026 | 2026_DzMN_GzMN_Dp00_Gp00 | A2- Bolivia 33 kV | All generators | 0.9 | cap | Purnio 230/115 | m:cosphi:bushv | 0.99638 | ElmTr3
2026 | 2026_DzMN_GzMN_Dp00_Gp00 | A2- Bolivia 33 kV | All generators | 0.91 | cap | Purnio 230/115 | m:cosphi:bushv | 0.99574 | ElmTr3
2026 | 2026_DzMN_GzMN_Dp00_Gp00 | A2- Bolivia 33 kV | All generators | 0.92 | cap | Purnio 230/115 | m:cosphi:bushv | 0.99511 | ElmTr3
2026 | 2026_DzMN_GzMN_Dp00_Gp00 | A2- Bolivia 33 kV | All generators | 0.93 | cap | Purnio 230/115 | m:cosphi:bushv | 0.99449 | ElmTr3
2026 | 2026_DzMN_GzMN_Dp00_Gp00 | A2- Bolivia 33 kV | All generators | 0.94 | cap | Purnio 230/115 | m:cosphi:bushv | 0.99386 | ElmTr3
2026 | 2026_DzMN_GzMN_Dp00_Gp00 | A2- Bolivia 33 kV | All generators | 0.95 | cap | Purnio 230/115 | m:cosphi:bushv | 0.99321 | ElmTr3
2026 | 2026_DzMN_GzMN_Dp00_Gp00 | A2- Bolivia 33 kV | All generators | 0.96 | cap | Purnio 230/115 | m:cosphi:bushv | 0.99253 | ElmTr3
2026 | 2026_DzMN_GzMN_Dp00_Gp00 | A2- Bolivia 33 kV | All generators | 0.97 | cap | Purnio 230/115 | m:cosphi:bushv | 0.99179 | ElmTr3
2026 | 2026_DzMN_GzMN_Dp00_Gp00 | A2- Bolivia 33 kV | All generators | 0.98 | cap | Purnio 230/115 | m:cosphi:bushv | 0.99096 | ElmTr3
2026 | 2026_DzMN_GzMN_Dp00_Gp00 | A2- Bolivia 33 kV | All generators | 0.99 | cap | Purnio 230/115 | m:cosphi:bushv | 0.98992 | ElmTr3
2026 | 2026_DzMN_GzMN_Dp00_Gp00 | A2- Bolivia 33 kV | All generators | 1 | cap | Purnio 230/115 | m:cosphi:bushv | 0.98756 | ElmTr3
2026 | 2026_DzMN_GzMN_Dp00_Gp00 | A2- Bolivia 33 kV | All generators | 0.9 | cap | Victoria 115/33/13.8 kV | m:P:bushv in MW | 1.3408 | ElmTr3
2026 | 2026_DzMN_GzMN_Dp00_Gp00 | A2- Bolivia 33 kV | All generators | 0.91 | cap | Victoria 115/33/13.8 kV | m:P:bushv in MW | 1.2711 | ElmTr3
2026 | 2026_DzMN_GzMN_Dp00_Gp00 | A2- Bolivia 33 kV | All generators | 0.92 | cap | Victoria 115/33/13.8 kV | m:P:bushv in MW | 1.2108 | ElmTr3
2026 | 2026_DzMN_GzMN_Dp00_Gp00 | A2- Bolivia 33 kV | All generators | 0.93 | cap | Victoria 115/33/13.8 kV | m:P:bushv in MW | 1.1569 | ElmTr3
2026 | 2026_DzMN_GzMN_Dp00_Gp00 | A2- Bolivia 33 kV | All generators | 0.94 | cap | Victoria 115/33/13.8 kV | m:P:bushv in MW | 1.1074 | ElmTr3
2026 | 2026_DzMN_GzMN_Dp00_Gp00 | A2- Bolivia 33 kV | All generators | 0.95 | cap | Victoria 115/33/13.8 kV | m:P:bushv in MW | 1.0609 | ElmTr3
2026 | 2026_DzMN_GzMN_Dp00_Gp00 | A2- Bolivia 33 kV | All generators | 0.96 | cap | Victoria 115/33/13.8 kV | m:P:bushv in MW | 1.0162 | ElmTr3
2026 | 2026_DzMN_GzMN_Dp00_Gp00 | A2- Bolivia 33 kV | All generators | 0.97 | cap | Victoria 115/33/13.8 kV | m:P:bushv in MW | 0.97212 | ElmTr3
2026 | 2026_DzMN_GzMN_Dp00_Gp00 | A2- Bolivia 33 kV | All generators | 0.98 | cap | Victoria 115/33/13.8 kV | m:P:bushv in MW | 0.92676 | ElmTr3
2026 | 2026_DzMN_GzMN_Dp00_Gp00 | A2- Bolivia 33 kV | All generators | 0.99 | cap | Victoria 115/33/13.8 kV | m:P:bushv in MW | 0.87623 | ElmTr3
2026 | 2026_DzMN_GzMN_Dp00_Gp00 | A2- Bolivia 33 kV | All generators | 1 | cap | Victoria 115/33/13.8 kV | m:P:bushv in MW | 0.78107 | ElmTr3
2026 | 2026_DzMN_GzMN_Dp00_Gp00 | A2- Bolivia 33 kV | All generators | 0.9 | cap | Victoria 115/33/13.8 kV | m:Q:bushv in Mvar | 6.9798 | ElmTr3
2026 | 2026_DzMN_GzMN_Dp00_Gp00 | A2- Bolivia 33 kV | All generators | 0.91 | cap | Victoria 115/33/13.8 kV | m:Q:bushv in Mvar | 6.785 | ElmTr3
2026 | 2026_DzMN_GzMN_Dp00_Gp00 | A2- Bolivia 33 kV | All generators | 0.92 | cap | Victoria 115/33/13.8 kV | m:Q:bushv in Mvar | 6.6083 | ElmTr3
2026 | 2026_DzMN_GzMN_Dp00_Gp00 | A2- Bolivia 33 kV | All generators | 0.93 | cap | Victoria 115/33/13.8 kV | m:Q:bushv in Mvar | 6.4427 | ElmTr3
2026 | 2026_DzMN_GzMN_Dp00_Gp00 | A2- Bolivia 33 kV | All generators | 0.94 | cap | Victoria 115/33/13.8 kV | m:Q:bushv in Mvar | 6.2836 | ElmTr3
2026 | 2026_DzMN_GzMN_Dp00_Gp00 | A2- Bolivia 33 kV | All generators | 0.95 | cap | Victoria 115/33/13.8 kV | m:Q:bushv in Mvar | 6.1273 | ElmTr3
2026 | 2026_DzMN_GzMN_Dp00_Gp00 | A2- Bolivia 33 kV | All generators | 0.96 | cap | Victoria 115/33/13.8 kV | m:Q:bushv in Mvar | 5.9699 | ElmTr3
2026 | 2026_DzMN_GzMN_Dp00_Gp00 | A2- Bolivia 33 kV | All generators | 0.97 | cap | Victoria 115/33/13.8 kV | m:Q:bushv in Mvar | 5.8065 | ElmTr3
2026 | 2026_DzMN_GzMN_Dp00_Gp00 | A2- Bolivia 33 kV | All generators | 0.98 | cap | Victoria 115/33/13.8 kV | m:Q:bushv in Mvar | 5.6292 | ElmTr3
2026 | 2026_DzMN_GzMN_Dp00_Gp00 | A2- Bolivia 33 kV | All generators | 0.99 | cap | Victoria 115/33/13.8 kV | m:Q:bushv in Mvar | 5.4183 | ElmTr3
2026 | 2026_DzMN_GzMN_Dp00_Gp00 | A2- Bolivia 33 kV | All generators | 1 | cap | Victoria 115/33/13.8 kV | m:Q:bushv in Mvar | 4.9714 | ElmTr3
2026 | 2026_DzMN_GzMN_Dp00_Gp00 | A2- Bolivia 33 kV | All generators | 0.9 | cap | Victoria 115/33/13.8 kV | m:cosphi:bushv | 0.18865 | ElmTr3
2026 | 2026_DzMN_GzMN_Dp00_Gp00 | A2- Bolivia 33 kV | All generators | 0.91 | cap | Victoria 115/33/13.8 kV | m:cosphi:bushv | 0.18413 | ElmTr3
2026 | 2026_DzMN_GzMN_Dp00_Gp00 | A2- Bolivia 33 kV | All generators | 0.92 | cap | Victoria 115/33/13.8 kV | m:cosphi:bushv | 0.18022 | ElmTr3
2026 | 2026_DzMN_GzMN_Dp00_Gp00 | A2- Bolivia 33 kV | All generators | 0.93 | cap | Victoria 115/33/13.8 kV | m:cosphi:bushv | 0.17674 | ElmTr3
2026 | 2026_DzMN_GzMN_Dp00_Gp00 | A2- Bolivia 33 kV | All generators | 0.94 | cap | Victoria 115/33/13.8 kV | m:cosphi:bushv | 0.17356 | ElmTr3
2026 | 2026_DzMN_GzMN_Dp00_Gp00 | A2- Bolivia 33 kV | All generators | 0.95 | cap | Victoria 115/33/13.8 kV | m:cosphi:bushv | 0.17061 | ElmTr3
2026 | 2026_DzMN_GzMN_Dp00_Gp00 | A2- Bolivia 33 kV | All generators | 0.96 | cap | Victoria 115/33/13.8 kV | m:cosphi:bushv | 0.16781 | ElmTr3
2026 | 2026_DzMN_GzMN_Dp00_Gp00 | A2- Bolivia 33 kV | All generators | 0.97 | cap | Victoria 115/33/13.8 kV | m:cosphi:bushv | 0.16512 | ElmTr3
2026 | 2026_DzMN_GzMN_Dp00_Gp00 | A2- Bolivia 33 kV | All generators | 0.98 | cap | Victoria 115/33/13.8 kV | m:cosphi:bushv | 0.16245 | ElmTr3
2026 | 2026_DzMN_GzMN_Dp00_Gp00 | A2- Bolivia 33 kV | All generators | 0.99 | cap | Victoria 115/33/13.8 kV | m:cosphi:bushv | 0.15964 | ElmTr3
2026 | 2026_DzMN_GzMN_Dp00_Gp00 | A2- Bolivia 33 kV | All generators | 1 | cap | Victoria 115/33/13.8 kV | m:cosphi:bushv | 0.15521 | ElmTr3
2026 | 2026_DzMN_GzMN_Dp00_Gp00 | A2- Bolivia 33 kV | All generators | 0.9 | ind | Dorada - Magdalena 115 kV | m:P:bus1 in MW | 33.1019 | ElmLne
2026 | 2026_DzMN_GzMN_Dp00_Gp00 | A2- Bolivia 33 kV | All generators | 0.91 | ind | Dorada - Magdalena 115 kV | m:P:bus1 in MW | 33.097 | ElmLne
2026 | 2026_DzMN_GzMN_Dp00_Gp00 | A2- Bolivia 33 kV | All generators | 0.92 | ind | Dorada - Magdalena 115 kV | m:P:bus1 in MW | 33.0919 | ElmLne
2026 | 2026_DzMN_GzMN_Dp00_Gp00 | A2- Bolivia 33 kV | All generators | 0.93 | ind | Dorada - Magdalena 115 kV | m:P:bus1 in MW | 33.0865 | ElmLne
2026 | 2026_DzMN_GzMN_Dp00_Gp00 | A2- Bolivia 33 kV | All generators | 0.94 | ind | Dorada - Magdalena 115 kV | m:P:bus1 in MW | 33.0805 | ElmLne
2026 | 2026_DzMN_GzMN_Dp00_Gp00 | A2- Bolivia 33 kV | All generators | 0.95 | ind | Dorada - Magdalena 115 kV | m:P:bus1 in MW | 33.074 | ElmLne
2026 | 2026_DzMN_GzMN_Dp00_Gp00 | A2- Bolivia 33 kV | All generators | 0.96 | ind | Dorada - Magdalena 115 kV | m:P:bus1 in MW | 33.0667 | ElmLne
2026 | 2026_DzMN_GzMN_Dp00_Gp00 | A2- Bolivia 33 kV | All generators | 0.97 | ind | Dorada - Magdalena 115 kV | m:P:bus1 in MW | 33.0583 | ElmLne
2026 | 2026_DzMN_GzMN_Dp00_Gp00 | A2- Bolivia 33 kV | All generators | 0.98 | ind | Dorada - Magdalena 115 kV | m:P:bus1 in MW | 33.048 | ElmLne
2026 | 2026_DzMN_GzMN_Dp00_Gp00 | A2- Bolivia 33 kV | All generators | 0.99 | ind | Dorada - Magdalena 115 kV | m:P:bus1 in MW | 33.0341 | ElmLne
2026 | 2026_DzMN_GzMN_Dp00_Gp00 | A2- Bolivia 33 kV | All generators | 1 | ind | Dorada - Magdalena 115 kV | m:P:bus1 in MW | 32.9971 | ElmLne
2026 | 2026_DzMN_GzMN_Dp00_Gp00 | A2- Bolivia 33 kV | All generators | 0.9 | ind | Dorada - Magdalena 115 kV | m:P:bus2 in MW | -33.0456 | ElmLne
2026 | 2026_DzMN_GzMN_Dp00_Gp00 | A2- Bolivia 33 kV | All generators | 0.91 | ind | Dorada - Magdalena 115 kV | m:P:bus2 in MW | -33.0408 | ElmLne
2026 | 2026_DzMN_GzMN_Dp00_Gp00 | A2- Bolivia 33 kV | All generators | 0.92 | ind | Dorada - Magdalena 115 kV | m:P:bus2 in MW | -33.0357 | ElmLne
2026 | 2026_DzMN_GzMN_Dp00_Gp00 | A2- Bolivia 33 kV | All generators | 0.93 | ind | Dorada - Magdalena 115 kV | m:P:bus2 in MW | -33.0302 | ElmLne
2026 | 2026_DzMN_GzMN_Dp00_Gp00 | A2- Bolivia 33 kV | All generators | 0.94 | ind | Dorada - Magdalena 115 kV | m:P:bus2 in MW | -33.0243 | ElmLne
2026 | 2026_DzMN_GzMN_Dp00_Gp00 | A2- Bolivia 33 kV | All generators | 0.95 | ind | Dorada - Magdalena 115 kV | m:P:bus2 in MW | -33.0178 | ElmLne
2026 | 2026_DzMN_GzMN_Dp00_Gp00 | A2- Bolivia 33 kV | All generators | 0.96 | ind | Dorada - Magdalena 115 kV | m:P:bus2 in MW | -33.0105 | ElmLne
2026 | 2026_DzMN_GzMN_Dp00_Gp00 | A2- Bolivia 33 kV | All generators | 0.97 | ind | Dorada - Magdalena 115 kV | m:P:bus2 in MW | -33.0021 | ElmLne
2026 | 2026_DzMN_GzMN_Dp00_Gp00 | A2- Bolivia 33 kV | All generators | 0.98 | ind | Dorada - Magdalena 115 kV | m:P:bus2 in MW | -32.9919 | ElmLne
2026 | 2026_DzMN_GzMN_Dp00_Gp00 | A2- Bolivia 33 kV | All generators | 0.99 | ind | Dorada - Magdalena 115 kV | m:P:bus2 in MW | -32.978 | ElmLne
2026 | 2026_DzMN_GzMN_Dp00_Gp00 | A2- Bolivia 33 kV | All generators | 1 | ind | Dorada - Magdalena 115 kV | m:P:bus2 in MW | -32.941 | ElmLne
2026 | 2026_DzMN_GzMN_Dp00_Gp00 | A2- Bolivia 33 kV | All generators | 0.9 | ind | Dorada - Magdalena 115 kV | m:Q:bus1 in Mvar | 1.5236 | ElmLne
2026 | 2026_DzMN_GzMN_Dp00_Gp00 | A2- Bolivia 33 kV | All generators | 0.91 | ind | Dorada - Magdalena 115 kV | m:Q:bus1 in Mvar | 1.5043 | ElmLne
2026 | 2026_DzMN_GzMN_Dp00_Gp00 | A2- Bolivia 33 kV | All generators | 0.92 | ind | Dorada - Magdalena 115 kV | m:Q:bus1 in Mvar | 1.4841 | ElmLne
2026 | 2026_DzMN_GzMN_Dp00_Gp00 | A2- Bolivia 33 kV | All generators | 0.93 | ind | Dorada - Magdalena 115 kV | m:Q:bus1 in Mvar | 1.4628 | ElmLne
2026 | 2026_DzMN_GzMN_Dp00_Gp00 | A2- Bolivia 33 kV | All generators | 0.94 | ind | Dorada - Magdalena 115 kV | m:Q:bus1 in Mvar | 1.4401 | ElmLne
2026 | 2026_DzMN_GzMN_Dp00_Gp00 | A2- Bolivia 33 kV | All generators | 0.95 | ind | Dorada - Magdalena 115 kV | m:Q:bus1 in Mvar | 1.4156 | ElmLne
2026 | 2026_DzMN_GzMN_Dp00_Gp00 | A2- Bolivia 33 kV | All generators | 0.96 | ind | Dorada - Magdalena 115 kV | m:Q:bus1 in Mvar | 1.3886 | ElmLne
2026 | 2026_DzMN_GzMN_Dp00_Gp00 | A2- Bolivia 33 kV | All generators | 0.97 | ind | Dorada - Magdalena 115 kV | m:Q:bus1 in Mvar | 1.358 | ElmLne
2026 | 2026_DzMN_GzMN_Dp00_Gp00 | A2- Bolivia 33 kV | All generators | 0.98 | ind | Dorada - Magdalena 115 kV | m:Q:bus1 in Mvar | 1.3216 | ElmLne
2026 | 2026_DzMN_GzMN_Dp00_Gp00 | A2- Bolivia 33 kV | All generators | 0.99 | ind | Dorada - Magdalena 115 kV | m:Q:bus1 in Mvar | 1.2736 | ElmLne
2026 | 2026_DzMN_GzMN_Dp00_Gp00 | A2- Bolivia 33 kV | All generators | 1 | ind | Dorada - Magdalena 115 kV | m:Q:bus1 in Mvar | 1.1521 | ElmLne
2026 | 2026_DzMN_GzMN_Dp00_Gp00 | A2- Bolivia 33 kV | All generators | 0.9 | ind | Dorada - Magdalena 115 kV | m:Q:bus2 in Mvar | -1.6119 | ElmLne
2026 | 2026_DzMN_GzMN_Dp00_Gp00 | A2- Bolivia 33 kV | All generators | 0.91 | ind | Dorada - Magdalena 115 kV | m:Q:bus2 in Mvar | -1.5926 | ElmLne
2026 | 2026_DzMN_GzMN_Dp00_Gp00 | A2- Bolivia 33 kV | All generators | 0.92 | ind | Dorada - Magdalena 115 kV | m:Q:bus2 in Mvar | -1.5724 | ElmLne
2026 | 2026_DzMN_GzMN_Dp00_Gp00 | A2- Bolivia 33 kV | All generators | 0.93 | ind | Dorada - Magdalena 115 kV | m:Q:bus2 in Mvar | -1.5511 | ElmLne
2026 | 2026_DzMN_GzMN_Dp00_Gp00 | A2- Bolivia 33 kV | All generators | 0.94 | ind | Dorada - Magdalena 115 kV | m:Q:bus2 in Mvar | -1.5284 | ElmLne
2026 | 2026_DzMN_GzMN_Dp00_Gp00 | A2- Bolivia 33 kV | All generators | 0.95 | ind | Dorada - Magdalena 115 kV | m:Q:bus2 in Mvar | -1.5038 | ElmLne
2026 | 2026_DzMN_GzMN_Dp00_Gp00 | A2- Bolivia 33 kV | All generators | 0.96 | ind | Dorada - Magdalena 115 kV | m:Q:bus2 in Mvar | -1.4768 | ElmLne
2026 | 2026_DzMN_GzMN_Dp00_Gp00 | A2- Bolivia 33 kV | All generators | 0.97 | ind | Dorada - Magdalena 115 kV | m:Q:bus2 in Mvar | -1.4462 | ElmLne
2026 | 2026_DzMN_GzMN_Dp00_Gp00 | A2- Bolivia 33 kV | All generators | 0.98 | ind | Dorada - Magdalena 115 kV | m:Q:bus2 in Mvar | -1.4097 | ElmLne
2026 | 2026_DzMN_GzMN_Dp00_Gp00 | A2- Bolivia 33 kV | All generators | 0.99 | ind | Dorada - Magdalena 115 kV | m:Q:bus2 in Mvar | -1.3616 | ElmLne
2026 | 2026_DzMN_GzMN_Dp00_Gp00 | A2- Bolivia 33 kV | All generators | 1 | ind | Dorada - Magdalena 115 kV | m:Q:bus2 in Mvar | -1.24 | ElmLne
2026 | 2026_DzMN_GzMN_Dp00_Gp00 | A2- Bolivia 33 kV | All generators | 0.9 | ind | Dorada - Magdalena 115 kV | m:cosphi:bus1 | 0.99894 | ElmLne
2026 | 2026_DzMN_GzMN_Dp00_Gp00 | A2- Bolivia 33 kV | All generators | 0.91 | ind | Dorada - Magdalena 115 kV | m:cosphi:bus1 | 0.99897 | ElmLne
2026 | 2026_DzMN_GzMN_Dp00_Gp00 | A2- Bolivia 33 kV | All generators | 0.92 | ind | Dorada - Magdalena 115 kV | m:cosphi:bus1 | 0.999 | ElmLne
2026 | 2026_DzMN_GzMN_Dp00_Gp00 | A2- Bolivia 33 kV | All generators | 0.93 | ind | Dorada - Magdalena 115 kV | m:cosphi:bus1 | 0.99902 | ElmLne
2026 | 2026_DzMN_GzMN_Dp00_Gp00 | A2- Bolivia 33 kV | All generators | 0.94 | ind | Dorada - Magdalena 115 kV | m:cosphi:bus1 | 0.99905 | ElmLne
2026 | 2026_DzMN_GzMN_Dp00_Gp00 | A2- Bolivia 33 kV | All generators | 0.95 | ind | Dorada - Magdalena 115 kV | m:cosphi:bus1 | 0.99909 | ElmLne
2026 | 2026_DzMN_GzMN_Dp00_Gp00 | A2- Bolivia 33 kV | All generators | 0.96 | ind | Dorada - Magdalena 115 kV | m:cosphi:bus1 | 0.99912 | ElmLne
2026 | 2026_DzMN_GzMN_Dp00_Gp00 | A2- Bolivia 33 kV | All generators | 0.97 | ind | Dorada - Magdalena 115 kV | m:cosphi:bus1 | 0.99916 | ElmLne
2026 | 2026_DzMN_GzMN_Dp00_Gp00 | A2- Bolivia 33 kV | All generators | 0.98 | ind | Dorada - Magdalena 115 kV | m:cosphi:bus1 | 0.9992 | ElmLne
2026 | 2026_DzMN_GzMN_Dp00_Gp00 | A2- Bolivia 33 kV | All generators | 0.99 | ind | Dorada - Magdalena 115 kV | m:cosphi:bus1 | 0.99926 | ElmLne
2026 | 2026_DzMN_GzMN_Dp00_Gp00 | A2- Bolivia 33 kV | All generators | 1 | ind | Dorada - Magdalena 115 kV | m:cosphi:bus1 | 0.99939 | ElmLne
2026 | 2026_DzMN_GzMN_Dp00_Gp00 | A2- Bolivia 33 kV | All generators | 0.9 | ind | Dorada - Magdalena 115 kV | m:cosphi:bus2 | -0.99881 | ElmLne
2026 | 2026_DzMN_GzMN_Dp00_Gp00 | A2- Bolivia 33 kV | All generators | 0.91 | ind | Dorada - Magdalena 115 kV | m:cosphi:bus2 | -0.99884 | ElmLne
2026 | 2026_DzMN_GzMN_Dp00_Gp00 | A2- Bolivia 33 kV | All generators | 0.92 | ind | Dorada - Magdalena 115 kV | m:cosphi:bus2 | -0.99887 | ElmLne
2026 | 2026_DzMN_GzMN_Dp00_Gp00 | A2- Bolivia 33 kV | All generators | 0.93 | ind | Dorada - Magdalena 115 kV | m:cosphi:bus2 | -0.9989 | ElmLne
2026 | 2026_DzMN_GzMN_Dp00_Gp00 | A2- Bolivia 33 kV | All generators | 0.94 | ind | Dorada - Magdalena 115 kV | m:cosphi:bus2 | -0.99893 | ElmLne
2026 | 2026_DzMN_GzMN_Dp00_Gp00 | A2- Bolivia 33 kV | All generators | 0.95 | ind | Dorada - Magdalena 115 kV | m:cosphi:bus2 | -0.99896 | ElmLne
2026 | 2026_DzMN_GzMN_Dp00_Gp00 | A2- Bolivia 33 kV | All generators | 0.96 | ind | Dorada - Magdalena 115 kV | m:cosphi:bus2 | -0.999 | ElmLne
2026 | 2026_DzMN_GzMN_Dp00_Gp00 | A2- Bolivia 33 kV | All generators | 0.97 | ind | Dorada - Magdalena 115 kV | m:cosphi:bus2 | -0.99904 | ElmLne
2026 | 2026_DzMN_GzMN_Dp00_Gp00 | A2- Bolivia 33 kV | All generators | 0.98 | ind | Dorada - Magdalena 115 kV | m:cosphi:bus2 | -0.99909 | ElmLne
2026 | 2026_DzMN_GzMN_Dp00_Gp00 | A2- Bolivia 33 kV | All generators | 0.99 | ind | Dorada - Magdalena 115 kV | m:cosphi:bus2 | -0.99915 | ElmLne
2026 | 2026_DzMN_GzMN_Dp00_Gp00 | A2- Bolivia 33 kV | All generators | 1 | ind | Dorada - Magdalena 115 kV | m:cosphi:bus2 | -0.99929 | ElmLne
2026 | 2026_DzMN_GzMN_Dp00_Gp00 | A2- Bolivia 33 kV | All generators | 0.9 | ind | Mariquita - Victoria 2 115 | m:P:bus1 in MW | 6.1532 | ElmLne
2026 | 2026_DzMN_GzMN_Dp00_Gp00 | A2- Bolivia 33 kV | All generators | 0.91 | ind | Mariquita - Victoria 2 115 | m:P:bus1 in MW | 6.1601 | ElmLne
2026 | 2026_DzMN_GzMN_Dp00_Gp00 | A2- Bolivia 33 kV | All generators | 0.92 | ind | Mariquita - Victoria 2 115 | m:P:bus1 in MW | 6.1671 | ElmLne
2026 | 2026_DzMN_GzMN_Dp00_Gp00 | A2- Bolivia 33 kV | All generators | 0.93 | ind | Mariquita - Victoria 2 115 | m:P:bus1 in MW | 6.1745 | ElmLne
2026 | 2026_DzMN_GzMN_Dp00_Gp00 | A2- Bolivia 33 kV | All generators | 0.94 | ind | Mariquita - Victoria 2 115 | m:P:bus1 in MW | 6.1821 | ElmLne
2026 | 2026_DzMN_GzMN_Dp00_Gp00 | A2- Bolivia 33 kV | All generators | 0.95 | ind | Mariquita - Victoria 2 115 | m:P:bus1 in MW | 6.1902 | ElmLne
2026 | 2026_DzMN_GzMN_Dp00_Gp00 | A2- Bolivia 33 kV | All generators | 0.96 | ind | Mariquita - Victoria 2 115 | m:P:bus1 in MW | 6.1989 | ElmLne
2026 | 2026_DzMN_GzMN_Dp00_Gp00 | A2- Bolivia 33 kV | All generators | 0.97 | ind | Mariquita - Victoria 2 115 | m:P:bus1 in MW | 6.2085 | ElmLne
2026 | 2026_DzMN_GzMN_Dp00_Gp00 | A2- Bolivia 33 kV | All generators | 0.98 | ind | Mariquita - Victoria 2 115 | m:P:bus1 in MW | 6.2196 | ElmLne
2026 | 2026_DzMN_GzMN_Dp00_Gp00 | A2- Bolivia 33 kV | All generators | 0.99 | ind | Mariquita - Victoria 2 115 | m:P:bus1 in MW | 6.2335 | ElmLne
2026 | 2026_DzMN_GzMN_Dp00_Gp00 | A2- Bolivia 33 kV | All generators | 1 | ind | Mariquita - Victoria 2 115 | m:P:bus1 in MW | 6.2654 | ElmLne
2026 | 2026_DzMN_GzMN_Dp00_Gp00 | A2- Bolivia 33 kV | All generators | 0.9 | ind | Mariquita - Victoria 2 115 | m:P:bus2 in MW | -6.1349 | ElmLne
2026 | 2026_DzMN_GzMN_Dp00_Gp00 | A2- Bolivia 33 kV | All generators | 0.91 | ind | Mariquita - Victoria 2 115 | m:P:bus2 in MW | -6.1417 | ElmLne
2026 | 2026_DzMN_GzMN_Dp00_Gp00 | A2- Bolivia 33 kV | All generators | 0.92 | ind | Mariquita - Victoria 2 115 | m:P:bus2 in MW | -6.1487 | ElmLne
2026 | 2026_DzMN_GzMN_Dp00_Gp00 | A2- Bolivia 33 kV | All generators | 0.93 | ind | Mariquita - Victoria 2 115 | m:P:bus2 in MW | -6.156 | ElmLne
2026 | 2026_DzMN_GzMN_Dp00_Gp00 | A2- Bolivia 33 kV | All generators | 0.94 | ind | Mariquita - Victoria 2 115 | m:P:bus2 in MW | -6.1635 | ElmLne
2026 | 2026_DzMN_GzMN_Dp00_Gp00 | A2- Bolivia 33 kV | All generators | 0.95 | ind | Mariquita - Victoria 2 115 | m:P:bus2 in MW | -6.1715 | ElmLne
2026 | 2026_DzMN_GzMN_Dp00_Gp00 | A2- Bolivia 33 kV | All generators | 0.96 | ind | Mariquita - Victoria 2 115 | m:P:bus2 in MW | -6.1801 | ElmLne
2026 | 2026_DzMN_GzMN_Dp00_Gp00 | A2- Bolivia 33 kV | All generators | 0.97 | ind | Mariquita - Victoria 2 115 | m:P:bus2 in MW | -6.1895 | ElmLne
2026 | 2026_DzMN_GzMN_Dp00_Gp00 | A2- Bolivia 33 kV | All generators | 0.98 | ind | Mariquita - Victoria 2 115 | m:P:bus2 in MW | -6.2004 | ElmLne
2026 | 2026_DzMN_GzMN_Dp00_Gp00 | A2- Bolivia 33 kV | All generators | 0.99 | ind | Mariquita - Victoria 2 115 | m:P:bus2 in MW | -6.2141 | ElmLne
2026 | 2026_DzMN_GzMN_Dp00_Gp00 | A2- Bolivia 33 kV | All generators | 1 | ind | Mariquita - Victoria 2 115 | m:P:bus2 in MW | -6.2455 | ElmLne
2026 | 2026_DzMN_GzMN_Dp00_Gp00 | A2- Bolivia 33 kV | All generators | 0.9 | ind | Mariquita - Victoria 2 115 | m:Q:bus1 in Mvar | -7.4349 | ElmLne
2026 | 2026_DzMN_GzMN_Dp00_Gp00 | A2- Bolivia 33 kV | All generators | 0.91 | ind | Mariquita - Victoria 2 115 | m:Q:bus1 in Mvar | -7.456 | ElmLne
2026 | 2026_DzMN_GzMN_Dp00_Gp00 | A2- Bolivia 33 kV | All generators | 0.92 | ind | Mariquita - Victoria 2 115 | m:Q:bus1 in Mvar | -7.4781 | ElmLne
2026 | 2026_DzMN_GzMN_Dp00_Gp00 | A2- Bolivia 33 kV | All generators | 0.93 | ind | Mariquita - Victoria 2 115 | m:Q:bus1 in Mvar | -7.5015 | ElmLne
2026 | 2026_DzMN_GzMN_Dp00_Gp00 | A2- Bolivia 33 kV | All generators | 0.94 | ind | Mariquita - Victoria 2 115 | m:Q:bus1 in Mvar | -7.5263 | ElmLne
2026 | 2026_DzMN_GzMN_Dp00_Gp00 | A2- Bolivia 33 kV | All generators | 0.95 | ind | Mariquita - Victoria 2 115 | m:Q:bus1 in Mvar | -7.5533 | ElmLne
2026 | 2026_DzMN_GzMN_Dp00_Gp00 | A2- Bolivia 33 kV | All generators | 0.96 | ind | Mariquita - Victoria 2 115 | m:Q:bus1 in Mvar | -7.5829 | ElmLne
2026 | 2026_DzMN_GzMN_Dp00_Gp00 | A2- Bolivia 33 kV | All generators | 0.97 | ind | Mariquita - Victoria 2 115 | m:Q:bus1 in Mvar | -7.6166 | ElmLne
2026 | 2026_DzMN_GzMN_Dp00_Gp00 | A2- Bolivia 33 kV | All generators | 0.98 | ind | Mariquita - Victoria 2 115 | m:Q:bus1 in Mvar | -7.6568 | ElmLne
2026 | 2026_DzMN_GzMN_Dp00_Gp00 | A2- Bolivia 33 kV | All generators | 0.99 | ind | Mariquita - Victoria 2 115 | m:Q:bus1 in Mvar | -7.7099 | ElmLne
2026 | 2026_DzMN_GzMN_Dp00_Gp00 | A2- Bolivia 33 kV | All generators | 1 | ind | Mariquita - Victoria 2 115 | m:Q:bus1 in Mvar | -7.8446 | ElmLne
2026 | 2026_DzMN_GzMN_Dp00_Gp00 | A2- Bolivia 33 kV | All generators | 0.9 | ind | Mariquita - Victoria 2 115 | m:Q:bus2 in Mvar | 6.8088 | ElmLne
2026 | 2026_DzMN_GzMN_Dp00_Gp00 | A2- Bolivia 33 kV | All generators | 0.91 | ind | Mariquita - Victoria 2 115 | m:Q:bus2 in Mvar | 6.8304 | ElmLne
2026 | 2026_DzMN_GzMN_Dp00_Gp00 | A2- Bolivia 33 kV | All generators | 0.92 | ind | Mariquita - Victoria 2 115 | m:Q:bus2 in Mvar | 6.8529 | ElmLne
2026 | 2026_DzMN_GzMN_Dp00_Gp00 | A2- Bolivia 33 kV | All generators | 0.93 | ind | Mariquita - Victoria 2 115 | m:Q:bus2 in Mvar | 6.8767 | ElmLne
2026 | 2026_DzMN_GzMN_Dp00_Gp00 | A2- Bolivia 33 kV | All generators | 0.94 | ind | Mariquita - Victoria 2 115 | m:Q:bus2 in Mvar | 6.9021 | ElmLne
2026 | 2026_DzMN_GzMN_Dp00_Gp00 | A2- Bolivia 33 kV | All generators | 0.95 | ind | Mariquita - Victoria 2 115 | m:Q:bus2 in Mvar | 6.9295 | ElmLne
2026 | 2026_DzMN_GzMN_Dp00_Gp00 | A2- Bolivia 33 kV | All generators | 0.96 | ind | Mariquita - Victoria 2 115 | m:Q:bus2 in Mvar | 6.9598 | ElmLne
2026 | 2026_DzMN_GzMN_Dp00_Gp00 | A2- Bolivia 33 kV | All generators | 0.97 | ind | Mariquita - Victoria 2 115 | m:Q:bus2 in Mvar | 6.9942 | ElmLne
2026 | 2026_DzMN_GzMN_Dp00_Gp00 | A2- Bolivia 33 kV | All generators | 0.98 | ind | Mariquita - Victoria 2 115 | m:Q:bus2 in Mvar | 7.0352 | ElmLne
2026 | 2026_DzMN_GzMN_Dp00_Gp00 | A2- Bolivia 33 kV | All generators | 0.99 | ind | Mariquita - Victoria 2 115 | m:Q:bus2 in Mvar | 7.0893 | ElmLne
2026 | 2026_DzMN_GzMN_Dp00_Gp00 | A2- Bolivia 33 kV | All generators | 1 | ind | Mariquita - Victoria 2 115 | m:Q:bus2 in Mvar | 7.2268 | ElmLne
2026 | 2026_DzMN_GzMN_Dp00_Gp00 | A2- Bolivia 33 kV | All generators | 0.9 | ind | Mariquita - Victoria 2 115 | m:cosphi:bus1 | 0.63758 | ElmLne
2026 | 2026_DzMN_GzMN_Dp00_Gp00 | A2- Bolivia 33 kV | All generators | 0.91 | ind | Mariquita - Victoria 2 115 | m:cosphi:bus1 | 0.63693 | ElmLne
2026 | 2026_DzMN_GzMN_Dp00_Gp00 | A2- Bolivia 33 kV | All generators | 0.92 | ind | Mariquita - Victoria 2 115 | m:cosphi:bus1 | 0.63624 | ElmLne
2026 | 2026_DzMN_GzMN_Dp00_Gp00 | A2- Bolivia 33 kV | All generators | 0.93 | ind | Mariquita - Victoria 2 115 | m:cosphi:bus1 | 0.63551 | ElmLne
2026 | 2026_DzMN_GzMN_Dp00_Gp00 | A2- Bolivia 33 kV | All generators | 0.94 | ind | Mariquita - Victoria 2 115 | m:cosphi:bus1 | 0.63473 | ElmLne
2026 | 2026_DzMN_GzMN_Dp00_Gp00 | A2- Bolivia 33 kV | All generators | 0.95 | ind | Mariquita - Victoria 2 115 | m:cosphi:bus1 | 0.63387 | ElmLne
2026 | 2026_DzMN_GzMN_Dp00_Gp00 | A2- Bolivia 33 kV | All generators | 0.96 | ind | Mariquita - Victoria 2 115 | m:cosphi:bus1 | 0.63291 | ElmLne
2026 | 2026_DzMN_GzMN_Dp00_Gp00 | A2- Bolivia 33 kV | All generators | 0.97 | ind | Mariquita - Victoria 2 115 | m:cosphi:bus1 | 0.63182 | ElmLne
2026 | 2026_DzMN_GzMN_Dp00_Gp00 | A2- Bolivia 33 kV | All generators | 0.98 | ind | Mariquita - Victoria 2 115 | m:cosphi:bus1 | 0.6305 | ElmLne
2026 | 2026_DzMN_GzMN_Dp00_Gp00 | A2- Bolivia 33 kV | All generators | 0.99 | ind | Mariquita - Victoria 2 115 | m:cosphi:bus1 | 0.62872 | ElmLne
2026 | 2026_DzMN_GzMN_Dp00_Gp00 | A2- Bolivia 33 kV | All generators | 1 | ind | Mariquita - Victoria 2 115 | m:cosphi:bus1 | 0.62407 | ElmLne
2026 | 2026_DzMN_GzMN_Dp00_Gp00 | A2- Bolivia 33 kV | All generators | 0.9 | ind | Mariquita - Victoria 2 115 | m:cosphi:bus2 | -0.66939 | ElmLne
2026 | 2026_DzMN_GzMN_Dp00_Gp00 | A2- Bolivia 33 kV | All generators | 0.91 | ind | Mariquita - Victoria 2 115 | m:cosphi:bus2 | -0.66863 | ElmLne
2026 | 2026_DzMN_GzMN_Dp00_Gp00 | A2- Bolivia 33 kV | All generators | 0.92 | ind | Mariquita - Victoria 2 115 | m:cosphi:bus2 | -0.66783 | ElmLne
2026 | 2026_DzMN_GzMN_Dp00_Gp00 | A2- Bolivia 33 kV | All generators | 0.93 | ind | Mariquita - Victoria 2 115 | m:cosphi:bus2 | -0.66698 | ElmLne
2026 | 2026_DzMN_GzMN_Dp00_Gp00 | A2- Bolivia 33 kV | All generators | 0.94 | ind | Mariquita - Victoria 2 115 | m:cosphi:bus2 | -0.66607 | ElmLne
2026 | 2026_DzMN_GzMN_Dp00_Gp00 | A2- Bolivia 33 kV | All generators | 0.95 | ind | Mariquita - Victoria 2 115 | m:cosphi:bus2 | -0.66508 | ElmLne
2026 | 2026_DzMN_GzMN_Dp00_Gp00 | A2- Bolivia 33 kV | All generators | 0.96 | ind | Mariquita - Victoria 2 115 | m:cosphi:bus2 | -0.66398 | ElmLne
2026 | 2026_DzMN_GzMN_Dp00_Gp00 | A2- Bolivia 33 kV | All generators | 0.97 | ind | Mariquita - Victoria 2 115 | m:cosphi:bus2 | -0.66271 | ElmLne
2026 | 2026_DzMN_GzMN_Dp00_Gp00 | A2- Bolivia 33 kV | All generators | 0.98 | ind | Mariquita - Victoria 2 115 | m:cosphi:bus2 | -0.66119 | ElmLne
2026 | 2026_DzMN_GzMN_Dp00_Gp00 | A2- Bolivia 33 kV | All generators | 0.99 | ind | Mariquita - Victoria 2 115 | m:cosphi:bus2 | -0.65916 | ElmLne
2026 | 2026_DzMN_GzMN_Dp00_Gp00 | A2- Bolivia 33 kV | All generators | 1 | ind | Mariquita - Victoria 2 115 | m:cosphi:bus2 | -0.65387 | ElmLne
2026 | 2026_DzMN_GzMN_Dp00_Gp00 | A2- Bolivia 33 kV | All generators | 0.9 | ind | Dorada 115/33/13.8 kV | m:P:bushv in MW | 3.5657 | ElmTr3
2026 | 2026_DzMN_GzMN_Dp00_Gp00 | A2- Bolivia 33 kV | All generators | 0.91 | ind | Dorada 115/33/13.8 kV | m:P:bushv in MW | 3.5692 | ElmTr3
2026 | 2026_DzMN_GzMN_Dp00_Gp00 | A2- Bolivia 33 kV | All generators | 0.92 | ind | Dorada 115/33/13.8 kV | m:P:bushv in MW | 3.5729 | ElmTr3
2026 | 2026_DzMN_GzMN_Dp00_Gp00 | A2- Bolivia 33 kV | All generators | 0.93 | ind | Dorada 115/33/13.8 kV | m:P:bushv in MW | 3.5768 | ElmTr3
2026 | 2026_DzMN_GzMN_Dp00_Gp00 | A2- Bolivia 33 kV | All generators | 0.94 | ind | Dorada 115/33/13.8 kV | m:P:bushv in MW | 3.5811 | ElmTr3
2026 | 2026_DzMN_GzMN_Dp00_Gp00 | A2- Bolivia 33 kV | All generators | 0.95 | ind | Dorada 115/33/13.8 kV | m:P:bushv in MW | 3.5857 | ElmTr3
2026 | 2026_DzMN_GzMN_Dp00_Gp00 | A2- Bolivia 33 kV | All generators | 0.96 | ind | Dorada 115/33/13.8 kV | m:P:bushv in MW | 3.5908 | ElmTr3
2026 | 2026_DzMN_GzMN_Dp00_Gp00 | A2- Bolivia 33 kV | All generators | 0.97 | ind | Dorada 115/33/13.8 kV | m:P:bushv in MW | 3.5967 | ElmTr3
2026 | 2026_DzMN_GzMN_Dp00_Gp00 | A2- Bolivia 33 kV | All generators | 0.98 | ind | Dorada 115/33/13.8 kV | m:P:bushv in MW | 3.6039 | ElmTr3
2026 | 2026_DzMN_GzMN_Dp00_Gp00 | A2- Bolivia 33 kV | All generators | 0.99 | ind | Dorada 115/33/13.8 kV | m:P:bushv in MW | 3.6135 | ElmTr3
2026 | 2026_DzMN_GzMN_Dp00_Gp00 | A2- Bolivia 33 kV | All generators | 1 | ind | Dorada 115/33/13.8 kV | m:P:bushv in MW | 3.6386 | ElmTr3
2026 | 2026_DzMN_GzMN_Dp00_Gp00 | A2- Bolivia 33 kV | All generators | 0.9 | ind | Dorada 115/33/13.8 kV | m:Q:bushv in Mvar | 1.2741 | ElmTr3
2026 | 2026_DzMN_GzMN_Dp00_Gp00 | A2- Bolivia 33 kV | All generators | 0.91 | ind | Dorada 115/33/13.8 kV | m:Q:bushv in Mvar | 1.2816 | ElmTr3
2026 | 2026_DzMN_GzMN_Dp00_Gp00 | A2- Bolivia 33 kV | All generators | 0.92 | ind | Dorada 115/33/13.8 kV | m:Q:bushv in Mvar | 1.2894 | ElmTr3
2026 | 2026_DzMN_GzMN_Dp00_Gp00 | A2- Bolivia 33 kV | All generators | 0.93 | ind | Dorada 115/33/13.8 kV | m:Q:bushv in Mvar | 1.2977 | ElmTr3
2026 | 2026_DzMN_GzMN_Dp00_Gp00 | A2- Bolivia 33 kV | All generators | 0.94 | ind | Dorada 115/33/13.8 kV | m:Q:bushv in Mvar | 1.3064 | ElmTr3
2026 | 2026_DzMN_GzMN_Dp00_Gp00 | A2- Bolivia 33 kV | All generators | 0.95 | ind | Dorada 115/33/13.8 kV | m:Q:bushv in Mvar | 1.3159 | ElmTr3
2026 | 2026_DzMN_GzMN_Dp00_Gp00 | A2- Bolivia 33 kV | All generators | 0.96 | ind | Dorada 115/33/13.8 kV | m:Q:bushv in Mvar | 1.3262 | ElmTr3
2026 | 2026_DzMN_GzMN_Dp00_Gp00 | A2- Bolivia 33 kV | All generators | 0.97 | ind | Dorada 115/33/13.8 kV | m:Q:bushv in Mvar | 1.338 | ElmTr3
2026 | 2026_DzMN_GzMN_Dp00_Gp00 | A2- Bolivia 33 kV | All generators | 0.98 | ind | Dorada 115/33/13.8 kV | m:Q:bushv in Mvar | 1.3519 | ElmTr3
2026 | 2026_DzMN_GzMN_Dp00_Gp00 | A2- Bolivia 33 kV | All generators | 0.99 | ind | Dorada 115/33/13.8 kV | m:Q:bushv in Mvar | 1.3701 | ElmTr3
2026 | 2026_DzMN_GzMN_Dp00_Gp00 | A2- Bolivia 33 kV | All generators | 1 | ind | Dorada 115/33/13.8 kV | m:Q:bushv in Mvar | 1.4157 | ElmTr3
2026 | 2026_DzMN_GzMN_Dp00_Gp00 | A2- Bolivia 33 kV | All generators | 0.9 | ind | Dorada 115/33/13.8 kV | m:cosphi:bushv | 0.94169 | ElmTr3
2026 | 2026_DzMN_GzMN_Dp00_Gp00 | A2- Bolivia 33 kV | All generators | 0.91 | ind | Dorada 115/33/13.8 kV | m:cosphi:bushv | 0.94117 | ElmTr3
2026 | 2026_DzMN_GzMN_Dp00_Gp00 | A2- Bolivia 33 kV | All generators | 0.92 | ind | Dorada 115/33/13.8 kV | m:cosphi:bushv | 0.94062 | ElmTr3
2026 | 2026_DzMN_GzMN_Dp00_Gp00 | A2- Bolivia 33 kV | All generators | 0.93 | ind | Dorada 115/33/13.8 kV | m:cosphi:bushv | 0.94005 | ElmTr3
2026 | 2026_DzMN_GzMN_Dp00_Gp00 | A2- Bolivia 33 kV | All generators | 0.94 | ind | Dorada 115/33/13.8 kV | m:cosphi:bushv | 0.93944 | ElmTr3
2026 | 2026_DzMN_GzMN_Dp00_Gp00 | A2- Bolivia 33 kV | All generators | 0.95 | ind | Dorada 115/33/13.8 kV | m:cosphi:bushv | 0.93878 | ElmTr3
2026 | 2026_DzMN_GzMN_Dp00_Gp00 | A2- Bolivia 33 kV | All generators | 0.96 | ind | Dorada 115/33/13.8 kV | m:cosphi:bushv | 0.93806 | ElmTr3
2026 | 2026_DzMN_GzMN_Dp00_Gp00 | A2- Bolivia 33 kV | All generators | 0.97 | ind | Dorada 115/33/13.8 kV | m:cosphi:bushv | 0.93725 | ElmTr3
2026 | 2026_DzMN_GzMN_Dp00_Gp00 | A2- Bolivia 33 kV | All generators | 0.98 | ind | Dorada 115/33/13.8 kV | m:cosphi:bushv | 0.9363 | ElmTr3
2026 | 2026_DzMN_GzMN_Dp00_Gp00 | A2- Bolivia 33 kV | All generators | 0.99 | ind | Dorada 115/33/13.8 kV | m:cosphi:bushv | 0.93504 | ElmTr3
2026 | 2026_DzMN_GzMN_Dp00_Gp00 | A2- Bolivia 33 kV | All generators | 1 | ind | Dorada 115/33/13.8 kV | m:cosphi:bushv | 0.93194 | ElmTr3
2026 | 2026_DzMN_GzMN_Dp00_Gp00 | A2- Bolivia 33 kV | All generators | 0.9 | ind | Manzanares 115/33/13.8 kV | m:P:bushv in MW | -11.6534 | ElmTr3
2026 | 2026_DzMN_GzMN_Dp00_Gp00 | A2- Bolivia 33 kV | All generators | 0.91 | ind | Manzanares 115/33/13.8 kV | m:P:bushv in MW | -11.676 | ElmTr3
2026 | 2026_DzMN_GzMN_Dp00_Gp00 | A2- Bolivia 33 kV | All generators | 0.92 | ind | Manzanares 115/33/13.8 kV | m:P:bushv in MW | -11.698 | ElmTr3
2026 | 2026_DzMN_GzMN_Dp00_Gp00 | A2- Bolivia 33 kV | All generators | 0.93 | ind | Manzanares 115/33/13.8 kV | m:P:bushv in MW | -11.7196 | ElmTr3
2026 | 2026_DzMN_GzMN_Dp00_Gp00 | A2- Bolivia 33 kV | All generators | 0.94 | ind | Manzanares 115/33/13.8 kV | m:P:bushv in MW | -11.7407 | ElmTr3
2026 | 2026_DzMN_GzMN_Dp00_Gp00 | A2- Bolivia 33 kV | All generators | 0.95 | ind | Manzanares 115/33/13.8 kV | m:P:bushv in MW | -11.7613 | ElmTr3
2026 | 2026_DzMN_GzMN_Dp00_Gp00 | A2- Bolivia 33 kV | All generators | 0.96 | ind | Manzanares 115/33/13.8 kV | m:P:bushv in MW | -11.7813 | ElmTr3
2026 | 2026_DzMN_GzMN_Dp00_Gp00 | A2- Bolivia 33 kV | All generators | 0.97 | ind | Manzanares 115/33/13.8 kV | m:P:bushv in MW | -11.8006 | ElmTr3
2026 | 2026_DzMN_GzMN_Dp00_Gp00 | A2- Bolivia 33 kV | All generators | 0.98 | ind | Manzanares 115/33/13.8 kV | m:P:bushv in MW | -11.8188 | ElmTr3
2026 | 2026_DzMN_GzMN_Dp00_Gp00 | A2- Bolivia 33 kV | All generators | 0.99 | ind | Manzanares 115/33/13.8 kV | m:P:bushv in MW | -11.835 | ElmTr3
2026 | 2026_DzMN_GzMN_Dp00_Gp00 | A2- Bolivia 33 kV | All generators | 1 | ind | Manzanares 115/33/13.8 kV | m:P:bushv in MW | -11.8365 | ElmTr3
2026 | 2026_DzMN_GzMN_Dp00_Gp00 | A2- Bolivia 33 kV | All generators | 0.9 | ind | Manzanares 115/33/13.8 kV | m:Q:bushv in Mvar | -5.4927 | ElmTr3
2026 | 2026_DzMN_GzMN_Dp00_Gp00 | A2- Bolivia 33 kV | All generators | 0.91 | ind | Manzanares 115/33/13.8 kV | m:Q:bushv in Mvar | -5.1748 | ElmTr3
2026 | 2026_DzMN_GzMN_Dp00_Gp00 | A2- Bolivia 33 kV | All generators | 0.92 | ind | Manzanares 115/33/13.8 kV | m:Q:bushv in Mvar | -4.8424 | ElmTr3
2026 | 2026_DzMN_GzMN_Dp00_Gp00 | A2- Bolivia 33 kV | All generators | 0.93 | ind | Manzanares 115/33/13.8 kV | m:Q:bushv in Mvar | -4.4919 | ElmTr3
2026 | 2026_DzMN_GzMN_Dp00_Gp00 | A2- Bolivia 33 kV | All generators | 0.94 | ind | Manzanares 115/33/13.8 kV | m:Q:bushv in Mvar | -4.1185 | ElmTr3
2026 | 2026_DzMN_GzMN_Dp00_Gp00 | A2- Bolivia 33 kV | All generators | 0.95 | ind | Manzanares 115/33/13.8 kV | m:Q:bushv in Mvar | -3.7151 | ElmTr3
2026 | 2026_DzMN_GzMN_Dp00_Gp00 | A2- Bolivia 33 kV | All generators | 0.96 | ind | Manzanares 115/33/13.8 kV | m:Q:bushv in Mvar | -3.2711 | ElmTr3
2026 | 2026_DzMN_GzMN_Dp00_Gp00 | A2- Bolivia 33 kV | All generators | 0.97 | ind | Manzanares 115/33/13.8 kV | m:Q:bushv in Mvar | -2.7679 | ElmTr3
2026 | 2026_DzMN_GzMN_Dp00_Gp00 | A2- Bolivia 33 kV | All generators | 0.98 | ind | Manzanares 115/33/13.8 kV | m:Q:bushv in Mvar | -2.1695 | ElmTr3
2026 | 2026_DzMN_GzMN_Dp00_Gp00 | A2- Bolivia 33 kV | All generators | 0.99 | ind | Manzanares 115/33/13.8 kV | m:Q:bushv in Mvar | -1.3813 | ElmTr3
2026 | 2026_DzMN_GzMN_Dp00_Gp00 | A2- Bolivia 33 kV | All generators | 1 | ind | Manzanares 115/33/13.8 kV | m:Q:bushv in Mvar | 0.61081 | ElmTr3
2026 | 2026_DzMN_GzMN_Dp00_Gp00 | A2- Bolivia 33 kV | All generators | 0.9 | ind | Manzanares 115/33/13.8 kV | m:cosphi:bushv | -0.90456 | ElmTr3
2026 | 2026_DzMN_GzMN_Dp00_Gp00 | A2- Bolivia 33 kV | All generators | 0.91 | ind | Manzanares 115/33/13.8 kV | m:cosphi:bushv | -0.91423 | ElmTr3
2026 | 2026_DzMN_GzMN_Dp00_Gp00 | A2- Bolivia 33 kV | All generators | 0.92 | ind | Manzanares 115/33/13.8 kV | m:cosphi:bushv | -0.92397 | ElmTr3
2026 | 2026_DzMN_GzMN_Dp00_Gp00 | A2- Bolivia 33 kV | All generators | 0.93 | ind | Manzanares 115/33/13.8 kV | m:cosphi:bushv | -0.93376 | ElmTr3
2026 | 2026_DzMN_GzMN_Dp00_Gp00 | A2- Bolivia 33 kV | All generators | 0.94 | ind | Manzanares 115/33/13.8 kV | m:cosphi:bushv | -0.94363 | ElmTr3
2026 | 2026_DzMN_GzMN_Dp00_Gp00 | A2- Bolivia 33 kV | All generators | 0.95 | ind | Manzanares 115/33/13.8 kV | m:cosphi:bushv | -0.95356 | ElmTr3
2026 | 2026_DzMN_GzMN_Dp00_Gp00 | A2- Bolivia 33 kV | All generators | 0.96 | ind | Manzanares 115/33/13.8 kV | m:cosphi:bushv | -0.96355 | ElmTr3
2026 | 2026_DzMN_GzMN_Dp00_Gp00 | A2- Bolivia 33 kV | All generators | 0.97 | ind | Manzanares 115/33/13.8 kV | m:cosphi:bushv | -0.97358 | ElmTr3
2026 | 2026_DzMN_GzMN_Dp00_Gp00 | A2- Bolivia 33 kV | All generators | 0.98 | ind | Manzanares 115/33/13.8 kV | m:cosphi:bushv | -0.98357 | ElmTr3
2026 | 2026_DzMN_GzMN_Dp00_Gp00 | A2- Bolivia 33 kV | All generators | 0.99 | ind | Manzanares 115/33/13.8 kV | m:cosphi:bushv | -0.99326 | ElmTr3
2026 | 2026_DzMN_GzMN_Dp00_Gp00 | A2- Bolivia 33 kV | All generators | 1 | ind | Manzanares 115/33/13.8 kV | m:cosphi:bushv | -0.99867 | ElmTr3
2026 | 2026_DzMN_GzMN_Dp00_Gp00 | A2- Bolivia 33 kV | All generators | 0.9 | ind | Purnio 230/115 | m:P:bushv in MW | 30.2134 | ElmTr3
2026 | 2026_DzMN_GzMN_Dp00_Gp00 | A2- Bolivia 33 kV | All generators | 0.91 | ind | Purnio 230/115 | m:P:bushv in MW | 30.2092 | ElmTr3
2026 | 2026_DzMN_GzMN_Dp00_Gp00 | A2- Bolivia 33 kV | All generators | 0.92 | ind | Purnio 230/115 | m:P:bushv in MW | 30.2051 | ElmTr3
2026 | 2026_DzMN_GzMN_Dp00_Gp00 | A2- Bolivia 33 kV | All generators | 0.93 | ind | Purnio 230/115 | m:P:bushv in MW | 30.2011 | ElmTr3
2026 | 2026_DzMN_GzMN_Dp00_Gp00 | A2- Bolivia 33 kV | All generators | 0.94 | ind | Purnio 230/115 | m:P:bushv in MW | 30.1974 | ElmTr3
2026 | 2026_DzMN_GzMN_Dp00_Gp00 | A2- Bolivia 33 kV | All generators | 0.95 | ind | Purnio 230/115 | m:P:bushv in MW | 30.1938 | ElmTr3
2026 | 2026_DzMN_GzMN_Dp00_Gp00 | A2- Bolivia 33 kV | All generators | 0.96 | ind | Purnio 230/115 | m:P:bushv in MW | 30.1905 | ElmTr3
2026 | 2026_DzMN_GzMN_Dp00_Gp00 | A2- Bolivia 33 kV | All generators | 0.97 | ind | Purnio 230/115 | m:P:bushv in MW | 30.1876 | ElmTr3
2026 | 2026_DzMN_GzMN_Dp00_Gp00 | A2- Bolivia 33 kV | All generators | 0.98 | ind | Purnio 230/115 | m:P:bushv in MW | 30.1852 | ElmTr3
2026 | 2026_DzMN_GzMN_Dp00_Gp00 | A2- Bolivia 33 kV | All generators | 0.99 | ind | Purnio 230/115 | m:P:bushv in MW | 30.1838 | ElmTr3
2026 | 2026_DzMN_GzMN_Dp00_Gp00 | A2- Bolivia 33 kV | All generators | 1 | ind | Purnio 230/115 | m:P:bushv in MW | 30.1894 | ElmTr3
2026 | 2026_DzMN_GzMN_Dp00_Gp00 | A2- Bolivia 33 kV | All generators | 0.9 | ind | Purnio 230/115 | m:Q:bushv in Mvar | -6.1085 | ElmTr3
2026 | 2026_DzMN_GzMN_Dp00_Gp00 | A2- Bolivia 33 kV | All generators | 0.91 | ind | Purnio 230/115 | m:Q:bushv in Mvar | -6.041 | ElmTr3
2026 | 2026_DzMN_GzMN_Dp00_Gp00 | A2- Bolivia 33 kV | All generators | 0.92 | ind | Purnio 230/115 | m:Q:bushv in Mvar | -5.9705 | ElmTr3
2026 | 2026_DzMN_GzMN_Dp00_Gp00 | A2- Bolivia 33 kV | All generators | 0.93 | ind | Purnio 230/115 | m:Q:bushv in Mvar | -5.8961 | ElmTr3
2026 | 2026_DzMN_GzMN_Dp00_Gp00 | A2- Bolivia 33 kV | All generators | 0.94 | ind | Purnio 230/115 | m:Q:bushv in Mvar | -5.8167 | ElmTr3
2026 | 2026_DzMN_GzMN_Dp00_Gp00 | A2- Bolivia 33 kV | All generators | 0.95 | ind | Purnio 230/115 | m:Q:bushv in Mvar | -5.7309 | ElmTr3
2026 | 2026_DzMN_GzMN_Dp00_Gp00 | A2- Bolivia 33 kV | All generators | 0.96 | ind | Purnio 230/115 | m:Q:bushv in Mvar | -5.6364 | ElmTr3
2026 | 2026_DzMN_GzMN_Dp00_Gp00 | A2- Bolivia 33 kV | All generators | 0.97 | ind | Purnio 230/115 | m:Q:bushv in Mvar | -5.5292 | ElmTr3
2026 | 2026_DzMN_GzMN_Dp00_Gp00 | A2- Bolivia 33 kV | All generators | 0.98 | ind | Purnio 230/115 | m:Q:bushv in Mvar | -5.4016 | ElmTr3
2026 | 2026_DzMN_GzMN_Dp00_Gp00 | A2- Bolivia 33 kV | All generators | 0.99 | ind | Purnio 230/115 | m:Q:bushv in Mvar | -5.2332 | ElmTr3
2026 | 2026_DzMN_GzMN_Dp00_Gp00 | A2- Bolivia 33 kV | All generators | 1 | ind | Purnio 230/115 | m:Q:bushv in Mvar | -4.8065 | ElmTr3
2026 | 2026_DzMN_GzMN_Dp00_Gp00 | A2- Bolivia 33 kV | All generators | 0.9 | ind | Purnio 230/115 | m:cosphi:bushv | 0.98017 | ElmTr3
2026 | 2026_DzMN_GzMN_Dp00_Gp00 | A2- Bolivia 33 kV | All generators | 0.91 | ind | Purnio 230/115 | m:cosphi:bushv | 0.98059 | ElmTr3
2026 | 2026_DzMN_GzMN_Dp00_Gp00 | A2- Bolivia 33 kV | All generators | 0.92 | ind | Purnio 230/115 | m:cosphi:bushv | 0.98102 | ElmTr3
2026 | 2026_DzMN_GzMN_Dp00_Gp00 | A2- Bolivia 33 kV | All generators | 0.93 | ind | Purnio 230/115 | m:cosphi:bushv | 0.98147 | ElmTr3
2026 | 2026_DzMN_GzMN_Dp00_Gp00 | A2- Bolivia 33 kV | All generators | 0.94 | ind | Purnio 230/115 | m:cosphi:bushv | 0.98195 | ElmTr3
2026 | 2026_DzMN_GzMN_Dp00_Gp00 | A2- Bolivia 33 kV | All generators | 0.95 | ind | Purnio 230/115 | m:cosphi:bushv | 0.98246 | ElmTr3
2026 | 2026_DzMN_GzMN_Dp00_Gp00 | A2- Bolivia 33 kV | All generators | 0.96 | ind | Purnio 230/115 | m:cosphi:bushv | 0.98301 | ElmTr3
2026 | 2026_DzMN_GzMN_Dp00_Gp00 | A2- Bolivia 33 kV | All generators | 0.97 | ind | Purnio 230/115 | m:cosphi:bushv | 0.98364 | ElmTr3
2026 | 2026_DzMN_GzMN_Dp00_Gp00 | A2- Bolivia 33 kV | All generators | 0.98 | ind | Purnio 230/115 | m:cosphi:bushv | 0.98436 | ElmTr3
2026 | 2026_DzMN_GzMN_Dp00_Gp00 | A2- Bolivia 33 kV | All generators | 0.99 | ind | Purnio 230/115 | m:cosphi:bushv | 0.9853 | ElmTr3
2026 | 2026_DzMN_GzMN_Dp00_Gp00 | A2- Bolivia 33 kV | All generators | 1 | ind | Purnio 230/115 | m:cosphi:bushv | 0.98756 | ElmTr3
2026 | 2026_DzMN_GzMN_Dp00_Gp00 | A2- Bolivia 33 kV | All generators | 0.9 | ind | Victoria 115/33/13.8 kV | m:P:bushv in MW | 0.60065 | ElmTr3
2026 | 2026_DzMN_GzMN_Dp00_Gp00 | A2- Bolivia 33 kV | All generators | 0.91 | ind | Victoria 115/33/13.8 kV | m:P:bushv in MW | 0.60727 | ElmTr3
2026 | 2026_DzMN_GzMN_Dp00_Gp00 | A2- Bolivia 33 kV | All generators | 0.92 | ind | Victoria 115/33/13.8 kV | m:P:bushv in MW | 0.61453 | ElmTr3
2026 | 2026_DzMN_GzMN_Dp00_Gp00 | A2- Bolivia 33 kV | All generators | 0.93 | ind | Victoria 115/33/13.8 kV | m:P:bushv in MW | 0.62253 | ElmTr3
2026 | 2026_DzMN_GzMN_Dp00_Gp00 | A2- Bolivia 33 kV | All generators | 0.94 | ind | Victoria 115/33/13.8 kV | m:P:bushv in MW | 0.63146 | ElmTr3
2026 | 2026_DzMN_GzMN_Dp00_Gp00 | A2- Bolivia 33 kV | All generators | 0.95 | ind | Victoria 115/33/13.8 kV | m:P:bushv in MW | 0.64158 | ElmTr3
2026 | 2026_DzMN_GzMN_Dp00_Gp00 | A2- Bolivia 33 kV | All generators | 0.96 | ind | Victoria 115/33/13.8 kV | m:P:bushv in MW | 0.65329 | ElmTr3
2026 | 2026_DzMN_GzMN_Dp00_Gp00 | A2- Bolivia 33 kV | All generators | 0.97 | ind | Victoria 115/33/13.8 kV | m:P:bushv in MW | 0.66728 | ElmTr3
2026 | 2026_DzMN_GzMN_Dp00_Gp00 | A2- Bolivia 33 kV | All generators | 0.98 | ind | Victoria 115/33/13.8 kV | m:P:bushv in MW | 0.68491 | ElmTr3
2026 | 2026_DzMN_GzMN_Dp00_Gp00 | A2- Bolivia 33 kV | All generators | 0.99 | ind | Victoria 115/33/13.8 kV | m:P:bushv in MW | 0.70978 | ElmTr3
2026 | 2026_DzMN_GzMN_Dp00_Gp00 | A2- Bolivia 33 kV | All generators | 1 | ind | Victoria 115/33/13.8 kV | m:P:bushv in MW | 0.78107 | ElmTr3
2026 | 2026_DzMN_GzMN_Dp00_Gp00 | A2- Bolivia 33 kV | All generators | 0.9 | ind | Victoria 115/33/13.8 kV | m:Q:bushv in Mvar | 3.7481 | ElmTr3
2026 | 2026_DzMN_GzMN_Dp00_Gp00 | A2- Bolivia 33 kV | All generators | 0.91 | ind | Victoria 115/33/13.8 kV | m:Q:bushv in Mvar | 3.8122 | ElmTr3
2026 | 2026_DzMN_GzMN_Dp00_Gp00 | A2- Bolivia 33 kV | All generators | 0.92 | ind | Victoria 115/33/13.8 kV | m:Q:bushv in Mvar | 3.8792 | ElmTr3
2026 | 2026_DzMN_GzMN_Dp00_Gp00 | A2- Bolivia 33 kV | All generators | 0.93 | ind | Victoria 115/33/13.8 kV | m:Q:bushv in Mvar | 3.9497 | ElmTr3
2026 | 2026_DzMN_GzMN_Dp00_Gp00 | A2- Bolivia 33 kV | All generators | 0.94 | ind | Victoria 115/33/13.8 kV | m:Q:bushv in Mvar | 4.0248 | ElmTr3
2026 | 2026_DzMN_GzMN_Dp00_Gp00 | A2- Bolivia 33 kV | All generators | 0.95 | ind | Victoria 115/33/13.8 kV | m:Q:bushv in Mvar | 4.1059 | ElmTr3
2026 | 2026_DzMN_GzMN_Dp00_Gp00 | A2- Bolivia 33 kV | All generators | 0.96 | ind | Victoria 115/33/13.8 kV | m:Q:bushv in Mvar | 4.1951 | ElmTr3
2026 | 2026_DzMN_GzMN_Dp00_Gp00 | A2- Bolivia 33 kV | All generators | 0.97 | ind | Victoria 115/33/13.8 kV | m:Q:bushv in Mvar | 4.2961 | ElmTr3
2026 | 2026_DzMN_GzMN_Dp00_Gp00 | A2- Bolivia 33 kV | All generators | 0.98 | ind | Victoria 115/33/13.8 kV | m:Q:bushv in Mvar | 4.416 | ElmTr3
2026 | 2026_DzMN_GzMN_Dp00_Gp00 | A2- Bolivia 33 kV | All generators | 0.99 | ind | Victoria 115/33/13.8 kV | m:Q:bushv in Mvar | 4.5738 | ElmTr3
2026 | 2026_DzMN_GzMN_Dp00_Gp00 | A2- Bolivia 33 kV | All generators | 1 | ind | Victoria 115/33/13.8 kV | m:Q:bushv in Mvar | 4.9714 | ElmTr3
2026 | 2026_DzMN_GzMN_Dp00_Gp00 | A2- Bolivia 33 kV | All generators | 0.9 | ind | Victoria 115/33/13.8 kV | m:cosphi:bushv | 0.15824 | ElmTr3
2026 | 2026_DzMN_GzMN_Dp00_Gp00 | A2- Bolivia 33 kV | All generators | 0.91 | ind | Victoria 115/33/13.8 kV | m:cosphi:bushv | 0.15732 | ElmTr3
2026 | 2026_DzMN_GzMN_Dp00_Gp00 | A2- Bolivia 33 kV | All generators | 0.92 | ind | Victoria 115/33/13.8 kV | m:cosphi:bushv | 0.15647 | ElmTr3
2026 | 2026_DzMN_GzMN_Dp00_Gp00 | A2- Bolivia 33 kV | All generators | 0.93 | ind | Victoria 115/33/13.8 kV | m:cosphi:bushv | 0.15569 | ElmTr3
2026 | 2026_DzMN_GzMN_Dp00_Gp00 | A2- Bolivia 33 kV | All generators | 0.94 | ind | Victoria 115/33/13.8 kV | m:cosphi:bushv | 0.155 | ElmTr3
2026 | 2026_DzMN_GzMN_Dp00_Gp00 | A2- Bolivia 33 kV | All generators | 0.95 | ind | Victoria 115/33/13.8 kV | m:cosphi:bushv | 0.15438 | ElmTr3
2026 | 2026_DzMN_GzMN_Dp00_Gp00 | A2- Bolivia 33 kV | All generators | 0.96 | ind | Victoria 115/33/13.8 kV | m:cosphi:bushv | 0.15387 | ElmTr3
2026 | 2026_DzMN_GzMN_Dp00_Gp00 | A2- Bolivia 33 kV | All generators | 0.97 | ind | Victoria 115/33/13.8 kV | m:cosphi:bushv | 0.15348 | ElmTr3
2026 | 2026_DzMN_GzMN_Dp00_Gp00 | A2- Bolivia 33 kV | All generators | 0.98 | ind | Victoria 115/33/13.8 kV | m:cosphi:bushv | 0.15326 | ElmTr3
2026 | 2026_DzMN_GzMN_Dp00_Gp00 | A2- Bolivia 33 kV | All generators | 0.99 | ind | Victoria 115/33/13.8 kV | m:cosphi:bushv | 0.15335 | ElmTr3
2026 | 2026_DzMN_GzMN_Dp00_Gp00 | A2- Bolivia 33 kV | All generators | 1 | ind | Victoria 115/33/13.8 kV | m:cosphi:bushv | 0.15521 | ElmTr3
2026 | 2026_DzMN_GzMN_Dp00_Gp00 | A3 -Florencia 33 kV | All generators | 0.9 | cap | Dorada - Magdalena 115 kV | m:P:bus1 in MW | 32.9417 | ElmLne
2026 | 2026_DzMN_GzMN_Dp00_Gp00 | A3 -Florencia 33 kV | All generators | 0.91 | cap | Dorada - Magdalena 115 kV | m:P:bus1 in MW | 32.961 | ElmLne
2026 | 2026_DzMN_GzMN_Dp00_Gp00 | A3 -Florencia 33 kV | All generators | 0.92 | cap | Dorada - Magdalena 115 kV | m:P:bus1 in MW | 32.9793 | ElmLne
2026 | 2026_DzMN_GzMN_Dp00_Gp00 | A3 -Florencia 33 kV | All generators | 0.93 | cap | Dorada - Magdalena 115 kV | m:P:bus1 in MW | 32.9968 | ElmLne
2026 | 2026_DzMN_GzMN_Dp00_Gp00 | A3 -Florencia 33 kV | All generators | 0.94 | cap | Dorada - Magdalena 115 kV | m:P:bus1 in MW | 33.0138 | ElmLne
2026 | 2026_DzMN_GzMN_Dp00_Gp00 | A3 -Florencia 33 kV | All generators | 0.95 | cap | Dorada - Magdalena 115 kV | m:P:bus1 in MW | 33.0306 | ElmLne
2026 | 2026_DzMN_GzMN_Dp00_Gp00 | A3 -Florencia 33 kV | All generators | 0.96 | cap | Dorada - Magdalena 115 kV | m:P:bus1 in MW | 33.0475 | ElmLne
2026 | 2026_DzMN_GzMN_Dp00_Gp00 | A3 -Florencia 33 kV | All generators | 0.97 | cap | Dorada - Magdalena 115 kV | m:P:bus1 in MW | 33.0649 | ElmLne
2026 | 2026_DzMN_GzMN_Dp00_Gp00 | A3 -Florencia 33 kV | All generators | 0.98 | cap | Dorada - Magdalena 115 kV | m:P:bus1 in MW | 33.0835 | ElmLne
2026 | 2026_DzMN_GzMN_Dp00_Gp00 | A3 -Florencia 33 kV | All generators | 0.99 | cap | Dorada - Magdalena 115 kV | m:P:bus1 in MW | 33.1052 | ElmLne
2026 | 2026_DzMN_GzMN_Dp00_Gp00 | A3 -Florencia 33 kV | All generators | 1 | cap | Dorada - Magdalena 115 kV | m:P:bus1 in MW | 33.1494 | ElmLne
2026 | 2026_DzMN_GzMN_Dp00_Gp00 | A3 -Florencia 33 kV | All generators | 0.9 | cap | Dorada - Magdalena 115 kV | m:P:bus2 in MW | -32.8855 | ElmLne
2026 | 2026_DzMN_GzMN_Dp00_Gp00 | A3 -Florencia 33 kV | All generators | 0.91 | cap | Dorada - Magdalena 115 kV | m:P:bus2 in MW | -32.9047 | ElmLne
2026 | 2026_DzMN_GzMN_Dp00_Gp00 | A3 -Florencia 33 kV | All generators | 0.92 | cap | Dorada - Magdalena 115 kV | m:P:bus2 in MW | -32.923 | ElmLne
2026 | 2026_DzMN_GzMN_Dp00_Gp00 | A3 -Florencia 33 kV | All generators | 0.93 | cap | Dorada - Magdalena 115 kV | m:P:bus2 in MW | -32.9405 | ElmLne
2026 | 2026_DzMN_GzMN_Dp00_Gp00 | A3 -Florencia 33 kV | All generators | 0.94 | cap | Dorada - Magdalena 115 kV | m:P:bus2 in MW | -32.9575 | ElmLne
2026 | 2026_DzMN_GzMN_Dp00_Gp00 | A3 -Florencia 33 kV | All generators | 0.95 | cap | Dorada - Magdalena 115 kV | m:P:bus2 in MW | -32.9742 | ElmLne
2026 | 2026_DzMN_GzMN_Dp00_Gp00 | A3 -Florencia 33 kV | All generators | 0.96 | cap | Dorada - Magdalena 115 kV | m:P:bus2 in MW | -32.9911 | ElmLne
2026 | 2026_DzMN_GzMN_Dp00_Gp00 | A3 -Florencia 33 kV | All generators | 0.97 | cap | Dorada - Magdalena 115 kV | m:P:bus2 in MW | -33.0084 | ElmLne
2026 | 2026_DzMN_GzMN_Dp00_Gp00 | A3 -Florencia 33 kV | All generators | 0.98 | cap | Dorada - Magdalena 115 kV | m:P:bus2 in MW | -33.027 | ElmLne
2026 | 2026_DzMN_GzMN_Dp00_Gp00 | A3 -Florencia 33 kV | All generators | 0.99 | cap | Dorada - Magdalena 115 kV | m:P:bus2 in MW | -33.0487 | ElmLne
2026 | 2026_DzMN_GzMN_Dp00_Gp00 | A3 -Florencia 33 kV | All generators | 1 | cap | Dorada - Magdalena 115 kV | m:P:bus2 in MW | -33.0928 | ElmLne
2026 | 2026_DzMN_GzMN_Dp00_Gp00 | A3 -Florencia 33 kV | All generators | 0.9 | cap | Dorada - Magdalena 115 kV | m:Q:bus1 in Mvar | 0.47736 | ElmLne
2026 | 2026_DzMN_GzMN_Dp00_Gp00 | A3 -Florencia 33 kV | All generators | 0.91 | cap | Dorada - Magdalena 115 kV | m:Q:bus1 in Mvar | 0.53139 | ElmLne
2026 | 2026_DzMN_GzMN_Dp00_Gp00 | A3 -Florencia 33 kV | All generators | 0.92 | cap | Dorada - Magdalena 115 kV | m:Q:bus1 in Mvar | 0.58369 | ElmLne
2026 | 2026_DzMN_GzMN_Dp00_Gp00 | A3 -Florencia 33 kV | All generators | 0.93 | cap | Dorada - Magdalena 115 kV | m:Q:bus1 in Mvar | 0.63497 | ElmLne
2026 | 2026_DzMN_GzMN_Dp00_Gp00 | A3 -Florencia 33 kV | All generators | 0.94 | cap | Dorada - Magdalena 115 kV | m:Q:bus1 in Mvar | 0.68593 | ElmLne
2026 | 2026_DzMN_GzMN_Dp00_Gp00 | A3 -Florencia 33 kV | All generators | 0.95 | cap | Dorada - Magdalena 115 kV | m:Q:bus1 in Mvar | 0.73733 | ElmLne
2026 | 2026_DzMN_GzMN_Dp00_Gp00 | A3 -Florencia 33 kV | All generators | 0.96 | cap | Dorada - Magdalena 115 kV | m:Q:bus1 in Mvar | 0.79018 | ElmLne
2026 | 2026_DzMN_GzMN_Dp00_Gp00 | A3 -Florencia 33 kV | All generators | 0.97 | cap | Dorada - Magdalena 115 kV | m:Q:bus1 in Mvar | 0.84598 | ElmLne
2026 | 2026_DzMN_GzMN_Dp00_Gp00 | A3 -Florencia 33 kV | All generators | 0.98 | cap | Dorada - Magdalena 115 kV | m:Q:bus1 in Mvar | 0.90748 | ElmLne
2026 | 2026_DzMN_GzMN_Dp00_Gp00 | A3 -Florencia 33 kV | All generators | 0.99 | cap | Dorada - Magdalena 115 kV | m:Q:bus1 in Mvar | 0.98161 | ElmLne
2026 | 2026_DzMN_GzMN_Dp00_Gp00 | A3 -Florencia 33 kV | All generators | 1 | cap | Dorada - Magdalena 115 kV | m:Q:bus1 in Mvar | 1.1413 | ElmLne
2026 | 2026_DzMN_GzMN_Dp00_Gp00 | A3 -Florencia 33 kV | All generators | 0.9 | cap | Dorada - Magdalena 115 kV | m:Q:bus2 in Mvar | -0.56216 | ElmLne
2026 | 2026_DzMN_GzMN_Dp00_Gp00 | A3 -Florencia 33 kV | All generators | 0.91 | cap | Dorada - Magdalena 115 kV | m:Q:bus2 in Mvar | -0.61621 | ElmLne
2026 | 2026_DzMN_GzMN_Dp00_Gp00 | A3 -Florencia 33 kV | All generators | 0.92 | cap | Dorada - Magdalena 115 kV | m:Q:bus2 in Mvar | -0.66853 | ElmLne
2026 | 2026_DzMN_GzMN_Dp00_Gp00 | A3 -Florencia 33 kV | All generators | 0.93 | cap | Dorada - Magdalena 115 kV | m:Q:bus2 in Mvar | -0.71984 | ElmLne
2026 | 2026_DzMN_GzMN_Dp00_Gp00 | A3 -Florencia 33 kV | All generators | 0.94 | cap | Dorada - Magdalena 115 kV | m:Q:bus2 in Mvar | -0.77082 | ElmLne
2026 | 2026_DzMN_GzMN_Dp00_Gp00 | A3 -Florencia 33 kV | All generators | 0.95 | cap | Dorada - Magdalena 115 kV | m:Q:bus2 in Mvar | -0.82226 | ElmLne
2026 | 2026_DzMN_GzMN_Dp00_Gp00 | A3 -Florencia 33 kV | All generators | 0.96 | cap | Dorada - Magdalena 115 kV | m:Q:bus2 in Mvar | -0.87515 | ElmLne
2026 | 2026_DzMN_GzMN_Dp00_Gp00 | A3 -Florencia 33 kV | All generators | 0.97 | cap | Dorada - Magdalena 115 kV | m:Q:bus2 in Mvar | -0.931 | ElmLne
2026 | 2026_DzMN_GzMN_Dp00_Gp00 | A3 -Florencia 33 kV | All generators | 0.98 | cap | Dorada - Magdalena 115 kV | m:Q:bus2 in Mvar | -0.99256 | ElmLne
2026 | 2026_DzMN_GzMN_Dp00_Gp00 | A3 -Florencia 33 kV | All generators | 0.99 | cap | Dorada - Magdalena 115 kV | m:Q:bus2 in Mvar | -1.0668 | ElmLne
2026 | 2026_DzMN_GzMN_Dp00_Gp00 | A3 -Florencia 33 kV | All generators | 1 | cap | Dorada - Magdalena 115 kV | m:Q:bus2 in Mvar | -1.2267 | ElmLne
2026 | 2026_DzMN_GzMN_Dp00_Gp00 | A3 -Florencia 33 kV | All generators | 0.9 | cap | Dorada - Magdalena 115 kV | m:cosphi:bus1 | 0.9999 | ElmLne
2026 | 2026_DzMN_GzMN_Dp00_Gp00 | A3 -Florencia 33 kV | All generators | 0.91 | cap | Dorada - Magdalena 115 kV | m:cosphi:bus1 | 0.99987 | ElmLne
2026 | 2026_DzMN_GzMN_Dp00_Gp00 | A3 -Florencia 33 kV | All generators | 0.92 | cap | Dorada - Magdalena 115 kV | m:cosphi:bus1 | 0.99984 | ElmLne
2026 | 2026_DzMN_GzMN_Dp00_Gp00 | A3 -Florencia 33 kV | All generators | 0.93 | cap | Dorada - Magdalena 115 kV | m:cosphi:bus1 | 0.99982 | ElmLne
2026 | 2026_DzMN_GzMN_Dp00_Gp00 | A3 -Florencia 33 kV | All generators | 0.94 | cap | Dorada - Magdalena 115 kV | m:cosphi:bus1 | 0.99978 | ElmLne
2026 | 2026_DzMN_GzMN_Dp00_Gp00 | A3 -Florencia 33 kV | All generators | 0.95 | cap | Dorada - Magdalena 115 kV | m:cosphi:bus1 | 0.99975 | ElmLne
2026 | 2026_DzMN_GzMN_Dp00_Gp00 | A3 -Florencia 33 kV | All generators | 0.96 | cap | Dorada - Magdalena 115 kV | m:cosphi:bus1 | 0.99971 | ElmLne
2026 | 2026_DzMN_GzMN_Dp00_Gp00 | A3 -Florencia 33 kV | All generators | 0.97 | cap | Dorada - Magdalena 115 kV | m:cosphi:bus1 | 0.99967 | ElmLne
2026 | 2026_DzMN_GzMN_Dp00_Gp00 | A3 -Florencia 33 kV | All generators | 0.98 | cap | Dorada - Magdalena 115 kV | m:cosphi:bus1 | 0.99962 | ElmLne
2026 | 2026_DzMN_GzMN_Dp00_Gp00 | A3 -Florencia 33 kV | All generators | 0.99 | cap | Dorada - Magdalena 115 kV | m:cosphi:bus1 | 0.99956 | ElmLne
2026 | 2026_DzMN_GzMN_Dp00_Gp00 | A3 -Florencia 33 kV | All generators | 1 | cap | Dorada - Magdalena 115 kV | m:cosphi:bus1 | 0.99941 | ElmLne
2026 | 2026_DzMN_GzMN_Dp00_Gp00 | A3 -Florencia 33 kV | All generators | 0.9 | cap | Dorada - Magdalena 115 kV | m:cosphi:bus2 | -0.99985 | ElmLne
2026 | 2026_DzMN_GzMN_Dp00_Gp00 | A3 -Florencia 33 kV | All generators | 0.91 | cap | Dorada - Magdalena 115 kV | m:cosphi:bus2 | -0.99982 | ElmLne
2026 | 2026_DzMN_GzMN_Dp00_Gp00 | A3 -Florencia 33 kV | All generators | 0.92 | cap | Dorada - Magdalena 115 kV | m:cosphi:bus2 | -0.99979 | ElmLne
2026 | 2026_DzMN_GzMN_Dp00_Gp00 | A3 -Florencia 33 kV | All generators | 0.93 | cap | Dorada - Magdalena 115 kV | m:cosphi:bus2 | -0.99976 | ElmLne
2026 | 2026_DzMN_GzMN_Dp00_Gp00 | A3 -Florencia 33 kV | All generators | 0.94 | cap | Dorada - Magdalena 115 kV | m:cosphi:bus2 | -0.99973 | ElmLne
2026 | 2026_DzMN_GzMN_Dp00_Gp00 | A3 -Florencia 33 kV | All generators | 0.95 | cap | Dorada - Magdalena 115 kV | m:cosphi:bus2 | -0.99969 | ElmLne
2026 | 2026_DzMN_GzMN_Dp00_Gp00 | A3 -Florencia 33 kV | All generators | 0.96 | cap | Dorada - Magdalena 115 kV | m:cosphi:bus2 | -0.99965 | ElmLne
2026 | 2026_DzMN_GzMN_Dp00_Gp00 | A3 -Florencia 33 kV | All generators | 0.97 | cap | Dorada - Magdalena 115 kV | m:cosphi:bus2 | -0.9996 | ElmLne
2026 | 2026_DzMN_GzMN_Dp00_Gp00 | A3 -Florencia 33 kV | All generators | 0.98 | cap | Dorada - Magdalena 115 kV | m:cosphi:bus2 | -0.99955 | ElmLne
2026 | 2026_DzMN_GzMN_Dp00_Gp00 | A3 -Florencia 33 kV | All generators | 0.99 | cap | Dorada - Magdalena 115 kV | m:cosphi:bus2 | -0.99948 | ElmLne
2026 | 2026_DzMN_GzMN_Dp00_Gp00 | A3 -Florencia 33 kV | All generators | 1 | cap | Dorada - Magdalena 115 kV | m:cosphi:bus2 | -0.99931 | ElmLne
2026 | 2026_DzMN_GzMN_Dp00_Gp00 | A3 -Florencia 33 kV | All generators | 0.9 | cap | Mariquita - Victoria 2 115 | m:P:bus1 in MW | 5.7121 | ElmLne
2026 | 2026_DzMN_GzMN_Dp00_Gp00 | A3 -Florencia 33 kV | All generators | 0.91 | cap | Mariquita - Victoria 2 115 | m:P:bus1 in MW | 5.7103 | ElmLne
2026 | 2026_DzMN_GzMN_Dp00_Gp00 | A3 -Florencia 33 kV | All generators | 0.92 | cap | Mariquita - Victoria 2 115 | m:P:bus1 in MW | 5.7084 | ElmLne
2026 | 2026_DzMN_GzMN_Dp00_Gp00 | A3 -Florencia 33 kV | All generators | 0.93 | cap | Mariquita - Victoria 2 115 | m:P:bus1 in MW | 5.7064 | ElmLne
2026 | 2026_DzMN_GzMN_Dp00_Gp00 | A3 -Florencia 33 kV | All generators | 0.94 | cap | Mariquita - Victoria 2 115 | m:P:bus1 in MW | 5.7042 | ElmLne
2026 | 2026_DzMN_GzMN_Dp00_Gp00 | A3 -Florencia 33 kV | All generators | 0.95 | cap | Mariquita - Victoria 2 115 | m:P:bus1 in MW | 5.702 | ElmLne
2026 | 2026_DzMN_GzMN_Dp00_Gp00 | A3 -Florencia 33 kV | All generators | 0.96 | cap | Mariquita - Victoria 2 115 | m:P:bus1 in MW | 5.6995 | ElmLne
2026 | 2026_DzMN_GzMN_Dp00_Gp00 | A3 -Florencia 33 kV | All generators | 0.97 | cap | Mariquita - Victoria 2 115 | m:P:bus1 in MW | 5.6967 | ElmLne
2026 | 2026_DzMN_GzMN_Dp00_Gp00 | A3 -Florencia 33 kV | All generators | 0.98 | cap | Mariquita - Victoria 2 115 | m:P:bus1 in MW | 5.6935 | ElmLne
2026 | 2026_DzMN_GzMN_Dp00_Gp00 | A3 -Florencia 33 kV | All generators | 0.99 | cap | Mariquita - Victoria 2 115 | m:P:bus1 in MW | 5.6894 | ElmLne
2026 | 2026_DzMN_GzMN_Dp00_Gp00 | A3 -Florencia 33 kV | All generators | 1 | cap | Mariquita - Victoria 2 115 | m:P:bus1 in MW | 5.6796 | ElmLne
2026 | 2026_DzMN_GzMN_Dp00_Gp00 | A3 -Florencia 33 kV | All generators | 0.9 | cap | Mariquita - Victoria 2 115 | m:P:bus2 in MW | -5.6938 | ElmLne
2026 | 2026_DzMN_GzMN_Dp00_Gp00 | A3 -Florencia 33 kV | All generators | 0.91 | cap | Mariquita - Victoria 2 115 | m:P:bus2 in MW | -5.6921 | ElmLne
2026 | 2026_DzMN_GzMN_Dp00_Gp00 | A3 -Florencia 33 kV | All generators | 0.92 | cap | Mariquita - Victoria 2 115 | m:P:bus2 in MW | -5.6902 | ElmLne
2026 | 2026_DzMN_GzMN_Dp00_Gp00 | A3 -Florencia 33 kV | All generators | 0.93 | cap | Mariquita - Victoria 2 115 | m:P:bus2 in MW | -5.6882 | ElmLne
2026 | 2026_DzMN_GzMN_Dp00_Gp00 | A3 -Florencia 33 kV | All generators | 0.94 | cap | Mariquita - Victoria 2 115 | m:P:bus2 in MW | -5.6861 | ElmLne
2026 | 2026_DzMN_GzMN_Dp00_Gp00 | A3 -Florencia 33 kV | All generators | 0.95 | cap | Mariquita - Victoria 2 115 | m:P:bus2 in MW | -5.6839 | ElmLne
2026 | 2026_DzMN_GzMN_Dp00_Gp00 | A3 -Florencia 33 kV | All generators | 0.96 | cap | Mariquita - Victoria 2 115 | m:P:bus2 in MW | -5.6815 | ElmLne
2026 | 2026_DzMN_GzMN_Dp00_Gp00 | A3 -Florencia 33 kV | All generators | 0.97 | cap | Mariquita - Victoria 2 115 | m:P:bus2 in MW | -5.6787 | ElmLne
2026 | 2026_DzMN_GzMN_Dp00_Gp00 | A3 -Florencia 33 kV | All generators | 0.98 | cap | Mariquita - Victoria 2 115 | m:P:bus2 in MW | -5.6756 | ElmLne
2026 | 2026_DzMN_GzMN_Dp00_Gp00 | A3 -Florencia 33 kV | All generators | 0.99 | cap | Mariquita - Victoria 2 115 | m:P:bus2 in MW | -5.6715 | ElmLne
2026 | 2026_DzMN_GzMN_Dp00_Gp00 | A3 -Florencia 33 kV | All generators | 1 | cap | Mariquita - Victoria 2 115 | m:P:bus2 in MW | -5.6618 | ElmLne
2026 | 2026_DzMN_GzMN_Dp00_Gp00 | A3 -Florencia 33 kV | All generators | 0.9 | cap | Mariquita - Victoria 2 115 | m:Q:bus1 in Mvar | -7.71 | ElmLne
2026 | 2026_DzMN_GzMN_Dp00_Gp00 | A3 -Florencia 33 kV | All generators | 0.91 | cap | Mariquita - Victoria 2 115 | m:Q:bus1 in Mvar | -7.702 | ElmLne
2026 | 2026_DzMN_GzMN_Dp00_Gp00 | A3 -Florencia 33 kV | All generators | 0.92 | cap | Mariquita - Victoria 2 115 | m:Q:bus1 in Mvar | -7.6943 | ElmLne
2026 | 2026_DzMN_GzMN_Dp00_Gp00 | A3 -Florencia 33 kV | All generators | 0.93 | cap | Mariquita - Victoria 2 115 | m:Q:bus1 in Mvar | -7.6867 | ElmLne
2026 | 2026_DzMN_GzMN_Dp00_Gp00 | A3 -Florencia 33 kV | All generators | 0.94 | cap | Mariquita - Victoria 2 115 | m:Q:bus1 in Mvar | -7.6792 | ElmLne
2026 | 2026_DzMN_GzMN_Dp00_Gp00 | A3 -Florencia 33 kV | All generators | 0.95 | cap | Mariquita - Victoria 2 115 | m:Q:bus1 in Mvar | -7.6716 | ElmLne
2026 | 2026_DzMN_GzMN_Dp00_Gp00 | A3 -Florencia 33 kV | All generators | 0.96 | cap | Mariquita - Victoria 2 115 | m:Q:bus1 in Mvar | -7.6639 | ElmLne
2026 | 2026_DzMN_GzMN_Dp00_Gp00 | A3 -Florencia 33 kV | All generators | 0.97 | cap | Mariquita - Victoria 2 115 | m:Q:bus1 in Mvar | -7.6557 | ElmLne
2026 | 2026_DzMN_GzMN_Dp00_Gp00 | A3 -Florencia 33 kV | All generators | 0.98 | cap | Mariquita - Victoria 2 115 | m:Q:bus1 in Mvar | -7.6467 | ElmLne
2026 | 2026_DzMN_GzMN_Dp00_Gp00 | A3 -Florencia 33 kV | All generators | 0.99 | cap | Mariquita - Victoria 2 115 | m:Q:bus1 in Mvar | -7.6359 | ElmLne
2026 | 2026_DzMN_GzMN_Dp00_Gp00 | A3 -Florencia 33 kV | All generators | 1 | cap | Mariquita - Victoria 2 115 | m:Q:bus1 in Mvar | -7.6127 | ElmLne
2026 | 2026_DzMN_GzMN_Dp00_Gp00 | A3 -Florencia 33 kV | All generators | 0.9 | cap | Mariquita - Victoria 2 115 | m:Q:bus2 in Mvar | 7.094 | ElmLne
2026 | 2026_DzMN_GzMN_Dp00_Gp00 | A3 -Florencia 33 kV | All generators | 0.91 | cap | Mariquita - Victoria 2 115 | m:Q:bus2 in Mvar | 7.0854 | ElmLne
2026 | 2026_DzMN_GzMN_Dp00_Gp00 | A3 -Florencia 33 kV | All generators | 0.92 | cap | Mariquita - Victoria 2 115 | m:Q:bus2 in Mvar | 7.0771 | ElmLne
2026 | 2026_DzMN_GzMN_Dp00_Gp00 | A3 -Florencia 33 kV | All generators | 0.93 | cap | Mariquita - Victoria 2 115 | m:Q:bus2 in Mvar | 7.0689 | ElmLne
2026 | 2026_DzMN_GzMN_Dp00_Gp00 | A3 -Florencia 33 kV | All generators | 0.94 | cap | Mariquita - Victoria 2 115 | m:Q:bus2 in Mvar | 7.0609 | ElmLne
2026 | 2026_DzMN_GzMN_Dp00_Gp00 | A3 -Florencia 33 kV | All generators | 0.95 | cap | Mariquita - Victoria 2 115 | m:Q:bus2 in Mvar | 7.0527 | ElmLne
2026 | 2026_DzMN_GzMN_Dp00_Gp00 | A3 -Florencia 33 kV | All generators | 0.96 | cap | Mariquita - Victoria 2 115 | m:Q:bus2 in Mvar | 7.0444 | ElmLne
2026 | 2026_DzMN_GzMN_Dp00_Gp00 | A3 -Florencia 33 kV | All generators | 0.97 | cap | Mariquita - Victoria 2 115 | m:Q:bus2 in Mvar | 7.0356 | ElmLne
2026 | 2026_DzMN_GzMN_Dp00_Gp00 | A3 -Florencia 33 kV | All generators | 0.98 | cap | Mariquita - Victoria 2 115 | m:Q:bus2 in Mvar | 7.0259 | ElmLne
2026 | 2026_DzMN_GzMN_Dp00_Gp00 | A3 -Florencia 33 kV | All generators | 0.99 | cap | Mariquita - Victoria 2 115 | m:Q:bus2 in Mvar | 7.0143 | ElmLne
2026 | 2026_DzMN_GzMN_Dp00_Gp00 | A3 -Florencia 33 kV | All generators | 1 | cap | Mariquita - Victoria 2 115 | m:Q:bus2 in Mvar | 6.9893 | ElmLne
2026 | 2026_DzMN_GzMN_Dp00_Gp00 | A3 -Florencia 33 kV | All generators | 0.9 | cap | Mariquita - Victoria 2 115 | m:cosphi:bus1 | 0.5953 | ElmLne
2026 | 2026_DzMN_GzMN_Dp00_Gp00 | A3 -Florencia 33 kV | All generators | 0.91 | cap | Mariquita - Victoria 2 115 | m:cosphi:bus1 | 0.59557 | ElmLne
2026 | 2026_DzMN_GzMN_Dp00_Gp00 | A3 -Florencia 33 kV | All generators | 0.92 | cap | Mariquita - Victoria 2 115 | m:cosphi:bus1 | 0.59583 | ElmLne
2026 | 2026_DzMN_GzMN_Dp00_Gp00 | A3 -Florencia 33 kV | All generators | 0.93 | cap | Mariquita - Victoria 2 115 | m:cosphi:bus1 | 0.59607 | ElmLne
2026 | 2026_DzMN_GzMN_Dp00_Gp00 | A3 -Florencia 33 kV | All generators | 0.94 | cap | Mariquita - Victoria 2 115 | m:cosphi:bus1 | 0.5963 | ElmLne
2026 | 2026_DzMN_GzMN_Dp00_Gp00 | A3 -Florencia 33 kV | All generators | 0.95 | cap | Mariquita - Victoria 2 115 | m:cosphi:bus1 | 0.59653 | ElmLne
2026 | 2026_DzMN_GzMN_Dp00_Gp00 | A3 -Florencia 33 kV | All generators | 0.96 | cap | Mariquita - Victoria 2 115 | m:cosphi:bus1 | 0.59675 | ElmLne
2026 | 2026_DzMN_GzMN_Dp00_Gp00 | A3 -Florencia 33 kV | All generators | 0.97 | cap | Mariquita - Victoria 2 115 | m:cosphi:bus1 | 0.59698 | ElmLne
2026 | 2026_DzMN_GzMN_Dp00_Gp00 | A3 -Florencia 33 kV | All generators | 0.98 | cap | Mariquita - Victoria 2 115 | m:cosphi:bus1 | 0.59721 | ElmLne
2026 | 2026_DzMN_GzMN_Dp00_Gp00 | A3 -Florencia 33 kV | All generators | 0.99 | cap | Mariquita - Victoria 2 115 | m:cosphi:bus1 | 0.59747 | ElmLne
2026 | 2026_DzMN_GzMN_Dp00_Gp00 | A3 -Florencia 33 kV | All generators | 1 | cap | Mariquita - Victoria 2 115 | m:cosphi:bus1 | 0.59798 | ElmLne
2026 | 2026_DzMN_GzMN_Dp00_Gp00 | A3 -Florencia 33 kV | All generators | 0.9 | cap | Mariquita - Victoria 2 115 | m:cosphi:bus2 | -0.62594 | ElmLne
2026 | 2026_DzMN_GzMN_Dp00_Gp00 | A3 -Florencia 33 kV | All generators | 0.91 | cap | Mariquita - Victoria 2 115 | m:cosphi:bus2 | -0.62629 | ElmLne
2026 | 2026_DzMN_GzMN_Dp00_Gp00 | A3 -Florencia 33 kV | All generators | 0.92 | cap | Mariquita - Victoria 2 115 | m:cosphi:bus2 | -0.62661 | ElmLne
2026 | 2026_DzMN_GzMN_Dp00_Gp00 | A3 -Florencia 33 kV | All generators | 0.93 | cap | Mariquita - Victoria 2 115 | m:cosphi:bus2 | -0.62691 | ElmLne
2026 | 2026_DzMN_GzMN_Dp00_Gp00 | A3 -Florencia 33 kV | All generators | 0.94 | cap | Mariquita - Victoria 2 115 | m:cosphi:bus2 | -0.62721 | ElmLne
2026 | 2026_DzMN_GzMN_Dp00_Gp00 | A3 -Florencia 33 kV | All generators | 0.95 | cap | Mariquita - Victoria 2 115 | m:cosphi:bus2 | -0.6275 | ElmLne
2026 | 2026_DzMN_GzMN_Dp00_Gp00 | A3 -Florencia 33 kV | All generators | 0.96 | cap | Mariquita - Victoria 2 115 | m:cosphi:bus2 | -0.62779 | ElmLne
2026 | 2026_DzMN_GzMN_Dp00_Gp00 | A3 -Florencia 33 kV | All generators | 0.97 | cap | Mariquita - Victoria 2 115 | m:cosphi:bus2 | -0.62808 | ElmLne
2026 | 2026_DzMN_GzMN_Dp00_Gp00 | A3 -Florencia 33 kV | All generators | 0.98 | cap | Mariquita - Victoria 2 115 | m:cosphi:bus2 | -0.62839 | ElmLne
2026 | 2026_DzMN_GzMN_Dp00_Gp00 | A3 -Florencia 33 kV | All generators | 0.99 | cap | Mariquita - Victoria 2 115 | m:cosphi:bus2 | -0.62875 | ElmLne
2026 | 2026_DzMN_GzMN_Dp00_Gp00 | A3 -Florencia 33 kV | All generators | 1 | cap | Mariquita - Victoria 2 115 | m:cosphi:bus2 | -0.62945 | ElmLne
2026 | 2026_DzMN_GzMN_Dp00_Gp00 | A3 -Florencia 33 kV | All generators | 0.9 | cap | Dorada 115/33/13.8 kV | m:P:bushv in MW | 1.8377 | ElmTr3
2026 | 2026_DzMN_GzMN_Dp00_Gp00 | A3 -Florencia 33 kV | All generators | 0.91 | cap | Dorada 115/33/13.8 kV | m:P:bushv in MW | 1.8308 | ElmTr3
2026 | 2026_DzMN_GzMN_Dp00_Gp00 | A3 -Florencia 33 kV | All generators | 0.92 | cap | Dorada 115/33/13.8 kV | m:P:bushv in MW | 1.8255 | ElmTr3
2026 | 2026_DzMN_GzMN_Dp00_Gp00 | A3 -Florencia 33 kV | All generators | 0.93 | cap | Dorada 115/33/13.8 kV | m:P:bushv in MW | 1.8215 | ElmTr3
2026 | 2026_DzMN_GzMN_Dp00_Gp00 | A3 -Florencia 33 kV | All generators | 0.94 | cap | Dorada 115/33/13.8 kV | m:P:bushv in MW | 1.8188 | ElmTr3
2026 | 2026_DzMN_GzMN_Dp00_Gp00 | A3 -Florencia 33 kV | All generators | 0.95 | cap | Dorada 115/33/13.8 kV | m:P:bushv in MW | 1.8173 | ElmTr3
2026 | 2026_DzMN_GzMN_Dp00_Gp00 | A3 -Florencia 33 kV | All generators | 0.96 | cap | Dorada 115/33/13.8 kV | m:P:bushv in MW | 1.817 | ElmTr3
2026 | 2026_DzMN_GzMN_Dp00_Gp00 | A3 -Florencia 33 kV | All generators | 0.97 | cap | Dorada 115/33/13.8 kV | m:P:bushv in MW | 1.8181 | ElmTr3
2026 | 2026_DzMN_GzMN_Dp00_Gp00 | A3 -Florencia 33 kV | All generators | 0.98 | cap | Dorada 115/33/13.8 kV | m:P:bushv in MW | 1.8209 | ElmTr3
2026 | 2026_DzMN_GzMN_Dp00_Gp00 | A3 -Florencia 33 kV | All generators | 0.99 | cap | Dorada 115/33/13.8 kV | m:P:bushv in MW | 1.8267 | ElmTr3
2026 | 2026_DzMN_GzMN_Dp00_Gp00 | A3 -Florencia 33 kV | All generators | 1 | cap | Dorada 115/33/13.8 kV | m:P:bushv in MW | 1.8478 | ElmTr3
2026 | 2026_DzMN_GzMN_Dp00_Gp00 | A3 -Florencia 33 kV | All generators | 0.9 | cap | Dorada 115/33/13.8 kV | m:Q:bushv in Mvar | 3.7179 | ElmTr3
2026 | 2026_DzMN_GzMN_Dp00_Gp00 | A3 -Florencia 33 kV | All generators | 0.91 | cap | Dorada 115/33/13.8 kV | m:Q:bushv in Mvar | 3.5748 | ElmTr3
2026 | 2026_DzMN_GzMN_Dp00_Gp00 | A3 -Florencia 33 kV | All generators | 0.92 | cap | Dorada 115/33/13.8 kV | m:Q:bushv in Mvar | 3.4363 | ElmTr3
2026 | 2026_DzMN_GzMN_Dp00_Gp00 | A3 -Florencia 33 kV | All generators | 0.93 | cap | Dorada 115/33/13.8 kV | m:Q:bushv in Mvar | 3.3007 | ElmTr3
2026 | 2026_DzMN_GzMN_Dp00_Gp00 | A3 -Florencia 33 kV | All generators | 0.94 | cap | Dorada 115/33/13.8 kV | m:Q:bushv in Mvar | 3.1659 | ElmTr3
2026 | 2026_DzMN_GzMN_Dp00_Gp00 | A3 -Florencia 33 kV | All generators | 0.95 | cap | Dorada 115/33/13.8 kV | m:Q:bushv in Mvar | 3.0301 | ElmTr3
2026 | 2026_DzMN_GzMN_Dp00_Gp00 | A3 -Florencia 33 kV | All generators | 0.96 | cap | Dorada 115/33/13.8 kV | m:Q:bushv in Mvar | 2.8905 | ElmTr3
2026 | 2026_DzMN_GzMN_Dp00_Gp00 | A3 -Florencia 33 kV | All generators | 0.97 | cap | Dorada 115/33/13.8 kV | m:Q:bushv in Mvar | 2.7432 | ElmTr3
2026 | 2026_DzMN_GzMN_Dp00_Gp00 | A3 -Florencia 33 kV | All generators | 0.98 | cap | Dorada 115/33/13.8 kV | m:Q:bushv in Mvar | 2.5809 | ElmTr3
2026 | 2026_DzMN_GzMN_Dp00_Gp00 | A3 -Florencia 33 kV | All generators | 0.99 | cap | Dorada 115/33/13.8 kV | m:Q:bushv in Mvar | 2.3855 | ElmTr3
2026 | 2026_DzMN_GzMN_Dp00_Gp00 | A3 -Florencia 33 kV | All generators | 1 | cap | Dorada 115/33/13.8 kV | m:Q:bushv in Mvar | 1.965 | ElmTr3
2026 | 2026_DzMN_GzMN_Dp00_Gp00 | A3 -Florencia 33 kV | All generators | 0.9 | cap | Dorada 115/33/13.8 kV | m:cosphi:bushv | 0.4431 | ElmTr3
2026 | 2026_DzMN_GzMN_Dp00_Gp00 | A3 -Florencia 33 kV | All generators | 0.91 | cap | Dorada 115/33/13.8 kV | m:cosphi:bushv | 0.45584 | ElmTr3
2026 | 2026_DzMN_GzMN_Dp00_Gp00 | A3 -Florencia 33 kV | All generators | 0.92 | cap | Dorada 115/33/13.8 kV | m:cosphi:bushv | 0.46914 | ElmTr3
2026 | 2026_DzMN_GzMN_Dp00_Gp00 | A3 -Florencia 33 kV | All generators | 0.93 | cap | Dorada 115/33/13.8 kV | m:cosphi:bushv | 0.48317 | ElmTr3
2026 | 2026_DzMN_GzMN_Dp00_Gp00 | A3 -Florencia 33 kV | All generators | 0.94 | cap | Dorada 115/33/13.8 kV | m:cosphi:bushv | 0.49814 | ElmTr3
2026 | 2026_DzMN_GzMN_Dp00_Gp00 | A3 -Florencia 33 kV | All generators | 0.95 | cap | Dorada 115/33/13.8 kV | m:cosphi:bushv | 0.51433 | ElmTr3
2026 | 2026_DzMN_GzMN_Dp00_Gp00 | A3 -Florencia 33 kV | All generators | 0.96 | cap | Dorada 115/33/13.8 kV | m:cosphi:bushv | 0.53219 | ElmTr3
2026 | 2026_DzMN_GzMN_Dp00_Gp00 | A3 -Florencia 33 kV | All generators | 0.97 | cap | Dorada 115/33/13.8 kV | m:cosphi:bushv | 0.55244 | ElmTr3
2026 | 2026_DzMN_GzMN_Dp00_Gp00 | A3 -Florencia 33 kV | All generators | 0.98 | cap | Dorada 115/33/13.8 kV | m:cosphi:bushv | 0.57649 | ElmTr3
2026 | 2026_DzMN_GzMN_Dp00_Gp00 | A3 -Florencia 33 kV | All generators | 0.99 | cap | Dorada 115/33/13.8 kV | m:cosphi:bushv | 0.60798 | ElmTr3
2026 | 2026_DzMN_GzMN_Dp00_Gp00 | A3 -Florencia 33 kV | All generators | 1 | cap | Dorada 115/33/13.8 kV | m:cosphi:bushv | 0.68506 | ElmTr3
2026 | 2026_DzMN_GzMN_Dp00_Gp00 | A3 -Florencia 33 kV | All generators | 0.9 | cap | Manzanares 115/33/13.8 kV | m:P:bushv in MW | -6.9646 | ElmTr3
2026 | 2026_DzMN_GzMN_Dp00_Gp00 | A3 -Florencia 33 kV | All generators | 0.91 | cap | Manzanares 115/33/13.8 kV | m:P:bushv in MW | -7.0543 | ElmTr3
2026 | 2026_DzMN_GzMN_Dp00_Gp00 | A3 -Florencia 33 kV | All generators | 0.92 | cap | Manzanares 115/33/13.8 kV | m:P:bushv in MW | -7.1373 | ElmTr3
2026 | 2026_DzMN_GzMN_Dp00_Gp00 | A3 -Florencia 33 kV | All generators | 0.93 | cap | Manzanares 115/33/13.8 kV | m:P:bushv in MW | -7.2151 | ElmTr3
2026 | 2026_DzMN_GzMN_Dp00_Gp00 | A3 -Florencia 33 kV | All generators | 0.94 | cap | Manzanares 115/33/13.8 kV | m:P:bushv in MW | -7.2887 | ElmTr3
2026 | 2026_DzMN_GzMN_Dp00_Gp00 | A3 -Florencia 33 kV | All generators | 0.95 | cap | Manzanares 115/33/13.8 kV | m:P:bushv in MW | -7.3593 | ElmTr3
2026 | 2026_DzMN_GzMN_Dp00_Gp00 | A3 -Florencia 33 kV | All generators | 0.96 | cap | Manzanares 115/33/13.8 kV | m:P:bushv in MW | -7.4282 | ElmTr3
2026 | 2026_DzMN_GzMN_Dp00_Gp00 | A3 -Florencia 33 kV | All generators | 0.97 | cap | Manzanares 115/33/13.8 kV | m:P:bushv in MW | -7.4968 | ElmTr3
2026 | 2026_DzMN_GzMN_Dp00_Gp00 | A3 -Florencia 33 kV | All generators | 0.98 | cap | Manzanares 115/33/13.8 kV | m:P:bushv in MW | -7.5674 | ElmTr3
2026 | 2026_DzMN_GzMN_Dp00_Gp00 | A3 -Florencia 33 kV | All generators | 0.99 | cap | Manzanares 115/33/13.8 kV | m:P:bushv in MW | -7.6458 | ElmTr3
2026 | 2026_DzMN_GzMN_Dp00_Gp00 | A3 -Florencia 33 kV | All generators | 1 | cap | Manzanares 115/33/13.8 kV | m:P:bushv in MW | -7.7892 | ElmTr3
2026 | 2026_DzMN_GzMN_Dp00_Gp00 | A3 -Florencia 33 kV | All generators | 0.9 | cap | Manzanares 115/33/13.8 kV | m:Q:bushv in Mvar | 3.9802 | ElmTr3
2026 | 2026_DzMN_GzMN_Dp00_Gp00 | A3 -Florencia 33 kV | All generators | 0.91 | cap | Manzanares 115/33/13.8 kV | m:Q:bushv in Mvar | 3.5583 | ElmTr3
2026 | 2026_DzMN_GzMN_Dp00_Gp00 | A3 -Florencia 33 kV | All generators | 0.92 | cap | Manzanares 115/33/13.8 kV | m:Q:bushv in Mvar | 3.1491 | ElmTr3
2026 | 2026_DzMN_GzMN_Dp00_Gp00 | A3 -Florencia 33 kV | All generators | 0.93 | cap | Manzanares 115/33/13.8 kV | m:Q:bushv in Mvar | 2.7473 | ElmTr3
2026 | 2026_DzMN_GzMN_Dp00_Gp00 | A3 -Florencia 33 kV | All generators | 0.94 | cap | Manzanares 115/33/13.8 kV | m:Q:bushv in Mvar | 2.3473 | ElmTr3
2026 | 2026_DzMN_GzMN_Dp00_Gp00 | A3 -Florencia 33 kV | All generators | 0.95 | cap | Manzanares 115/33/13.8 kV | m:Q:bushv in Mvar | 1.9432 | ElmTr3
2026 | 2026_DzMN_GzMN_Dp00_Gp00 | A3 -Florencia 33 kV | All generators | 0.96 | cap | Manzanares 115/33/13.8 kV | m:Q:bushv in Mvar | 1.5271 | ElmTr3
2026 | 2026_DzMN_GzMN_Dp00_Gp00 | A3 -Florencia 33 kV | All generators | 0.97 | cap | Manzanares 115/33/13.8 kV | m:Q:bushv in Mvar | 1.0869 | ElmTr3
2026 | 2026_DzMN_GzMN_Dp00_Gp00 | A3 -Florencia 33 kV | All generators | 0.98 | cap | Manzanares 115/33/13.8 kV | m:Q:bushv in Mvar | 0.6009 | ElmTr3
2026 | 2026_DzMN_GzMN_Dp00_Gp00 | A3 -Florencia 33 kV | All generators | 0.99 | cap | Manzanares 115/33/13.8 kV | m:Q:bushv in Mvar | 0.01387 | ElmTr3
2026 | 2026_DzMN_GzMN_Dp00_Gp00 | A3 -Florencia 33 kV | All generators | 1 | cap | Manzanares 115/33/13.8 kV | m:Q:bushv in Mvar | -1.2556 | ElmTr3
2026 | 2026_DzMN_GzMN_Dp00_Gp00 | A3 -Florencia 33 kV | All generators | 0.9 | cap | Manzanares 115/33/13.8 kV | m:cosphi:bushv | -0.86822 | ElmTr3
2026 | 2026_DzMN_GzMN_Dp00_Gp00 | A3 -Florencia 33 kV | All generators | 0.91 | cap | Manzanares 115/33/13.8 kV | m:cosphi:bushv | -0.89285 | ElmTr3
2026 | 2026_DzMN_GzMN_Dp00_Gp00 | A3 -Florencia 33 kV | All generators | 0.92 | cap | Manzanares 115/33/13.8 kV | m:cosphi:bushv | -0.9149 | ElmTr3
2026 | 2026_DzMN_GzMN_Dp00_Gp00 | A3 -Florencia 33 kV | All generators | 0.93 | cap | Manzanares 115/33/13.8 kV | m:cosphi:bushv | -0.93455 | ElmTr3
2026 | 2026_DzMN_GzMN_Dp00_Gp00 | A3 -Florencia 33 kV | All generators | 0.94 | cap | Manzanares 115/33/13.8 kV | m:cosphi:bushv | -0.95186 | ElmTr3
2026 | 2026_DzMN_GzMN_Dp00_Gp00 | A3 -Florencia 33 kV | All generators | 0.95 | cap | Manzanares 115/33/13.8 kV | m:cosphi:bushv | -0.96686 | ElmTr3
2026 | 2026_DzMN_GzMN_Dp00_Gp00 | A3 -Florencia 33 kV | All generators | 0.96 | cap | Manzanares 115/33/13.8 kV | m:cosphi:bushv | -0.97952 | ElmTr3
2026 | 2026_DzMN_GzMN_Dp00_Gp00 | A3 -Florencia 33 kV | All generators | 0.97 | cap | Manzanares 115/33/13.8 kV | m:cosphi:bushv | -0.98965 | ElmTr3
2026 | 2026_DzMN_GzMN_Dp00_Gp00 | A3 -Florencia 33 kV | All generators | 0.98 | cap | Manzanares 115/33/13.8 kV | m:cosphi:bushv | -0.99686 | ElmTr3
2026 | 2026_DzMN_GzMN_Dp00_Gp00 | A3 -Florencia 33 kV | All generators | 0.99 | cap | Manzanares 115/33/13.8 kV | m:cosphi:bushv | -1 | ElmTr3
2026 | 2026_DzMN_GzMN_Dp00_Gp00 | A3 -Florencia 33 kV | All generators | 1 | cap | Manzanares 115/33/13.8 kV | m:cosphi:bushv | -0.98726 | ElmTr3
2026 | 2026_DzMN_GzMN_Dp00_Gp00 | A3 -Florencia 33 kV | All generators | 0.9 | cap | Purnio 230/115 | m:P:bushv in MW | 29.8163 | ElmTr3
2026 | 2026_DzMN_GzMN_Dp00_Gp00 | A3 -Florencia 33 kV | All generators | 0.91 | cap | Purnio 230/115 | m:P:bushv in MW | 29.7981 | ElmTr3
2026 | 2026_DzMN_GzMN_Dp00_Gp00 | A3 -Florencia 33 kV | All generators | 0.92 | cap | Purnio 230/115 | m:P:bushv in MW | 29.7822 | ElmTr3
2026 | 2026_DzMN_GzMN_Dp00_Gp00 | A3 -Florencia 33 kV | All generators | 0.93 | cap | Purnio 230/115 | m:P:bushv in MW | 29.7684 | ElmTr3
2026 | 2026_DzMN_GzMN_Dp00_Gp00 | A3 -Florencia 33 kV | All generators | 0.94 | cap | Purnio 230/115 | m:P:bushv in MW | 29.7562 | ElmTr3
2026 | 2026_DzMN_GzMN_Dp00_Gp00 | A3 -Florencia 33 kV | All generators | 0.95 | cap | Purnio 230/115 | m:P:bushv in MW | 29.7457 | ElmTr3
2026 | 2026_DzMN_GzMN_Dp00_Gp00 | A3 -Florencia 33 kV | All generators | 0.96 | cap | Purnio 230/115 | m:P:bushv in MW | 29.7365 | ElmTr3
2026 | 2026_DzMN_GzMN_Dp00_Gp00 | A3 -Florencia 33 kV | All generators | 0.97 | cap | Purnio 230/115 | m:P:bushv in MW | 29.7288 | ElmTr3
2026 | 2026_DzMN_GzMN_Dp00_Gp00 | A3 -Florencia 33 kV | All generators | 0.98 | cap | Purnio 230/115 | m:P:bushv in MW | 29.7225 | ElmTr3
2026 | 2026_DzMN_GzMN_Dp00_Gp00 | A3 -Florencia 33 kV | All generators | 0.99 | cap | Purnio 230/115 | m:P:bushv in MW | 29.7182 | ElmTr3
2026 | 2026_DzMN_GzMN_Dp00_Gp00 | A3 -Florencia 33 kV | All generators | 1 | cap | Purnio 230/115 | m:P:bushv in MW | 29.7204 | ElmTr3
2026 | 2026_DzMN_GzMN_Dp00_Gp00 | A3 -Florencia 33 kV | All generators | 0.9 | cap | Purnio 230/115 | m:Q:bushv in Mvar | -2.4806 | ElmTr3
2026 | 2026_DzMN_GzMN_Dp00_Gp00 | A3 -Florencia 33 kV | All generators | 0.91 | cap | Purnio 230/115 | m:Q:bushv in Mvar | -2.6685 | ElmTr3
2026 | 2026_DzMN_GzMN_Dp00_Gp00 | A3 -Florencia 33 kV | All generators | 0.92 | cap | Purnio 230/115 | m:Q:bushv in Mvar | -2.8502 | ElmTr3
2026 | 2026_DzMN_GzMN_Dp00_Gp00 | A3 -Florencia 33 kV | All generators | 0.93 | cap | Purnio 230/115 | m:Q:bushv in Mvar | -3.0283 | ElmTr3
2026 | 2026_DzMN_GzMN_Dp00_Gp00 | A3 -Florencia 33 kV | All generators | 0.94 | cap | Purnio 230/115 | m:Q:bushv in Mvar | -3.2051 | ElmTr3
2026 | 2026_DzMN_GzMN_Dp00_Gp00 | A3 -Florencia 33 kV | All generators | 0.95 | cap | Purnio 230/115 | m:Q:bushv in Mvar | -3.3834 | ElmTr3
2026 | 2026_DzMN_GzMN_Dp00_Gp00 | A3 -Florencia 33 kV | All generators | 0.96 | cap | Purnio 230/115 | m:Q:bushv in Mvar | -3.5666 | ElmTr3
2026 | 2026_DzMN_GzMN_Dp00_Gp00 | A3 -Florencia 33 kV | All generators | 0.97 | cap | Purnio 230/115 | m:Q:bushv in Mvar | -3.7599 | ElmTr3
2026 | 2026_DzMN_GzMN_Dp00_Gp00 | A3 -Florencia 33 kV | All generators | 0.98 | cap | Purnio 230/115 | m:Q:bushv in Mvar | -3.9728 | ElmTr3
2026 | 2026_DzMN_GzMN_Dp00_Gp00 | A3 -Florencia 33 kV | All generators | 0.99 | cap | Purnio 230/115 | m:Q:bushv in Mvar | -4.2292 | ElmTr3
2026 | 2026_DzMN_GzMN_Dp00_Gp00 | A3 -Florencia 33 kV | All generators | 1 | cap | Purnio 230/115 | m:Q:bushv in Mvar | -4.7809 | ElmTr3
2026 | 2026_DzMN_GzMN_Dp00_Gp00 | A3 -Florencia 33 kV | All generators | 0.9 | cap | Purnio 230/115 | m:cosphi:bushv | 0.99656 | ElmTr3
2026 | 2026_DzMN_GzMN_Dp00_Gp00 | A3 -Florencia 33 kV | All generators | 0.91 | cap | Purnio 230/115 | m:cosphi:bushv | 0.99601 | ElmTr3
2026 | 2026_DzMN_GzMN_Dp00_Gp00 | A3 -Florencia 33 kV | All generators | 0.92 | cap | Purnio 230/115 | m:cosphi:bushv | 0.99545 | ElmTr3
2026 | 2026_DzMN_GzMN_Dp00_Gp00 | A3 -Florencia 33 kV | All generators | 0.93 | cap | Purnio 230/115 | m:cosphi:bushv | 0.99487 | ElmTr3
2026 | 2026_DzMN_GzMN_Dp00_Gp00 | A3 -Florencia 33 kV | All generators | 0.94 | cap | Purnio 230/115 | m:cosphi:bushv | 0.99425 | ElmTr3
2026 | 2026_DzMN_GzMN_Dp00_Gp00 | A3 -Florencia 33 kV | All generators | 0.95 | cap | Purnio 230/115 | m:cosphi:bushv | 0.99359 | ElmTr3
2026 | 2026_DzMN_GzMN_Dp00_Gp00 | A3 -Florencia 33 kV | All generators | 0.96 | cap | Purnio 230/115 | m:cosphi:bushv | 0.99288 | ElmTr3
2026 | 2026_DzMN_GzMN_Dp00_Gp00 | A3 -Florencia 33 kV | All generators | 0.97 | cap | Purnio 230/115 | m:cosphi:bushv | 0.9921 | ElmTr3
2026 | 2026_DzMN_GzMN_Dp00_Gp00 | A3 -Florencia 33 kV | All generators | 0.98 | cap | Purnio 230/115 | m:cosphi:bushv | 0.99118 | ElmTr3
2026 | 2026_DzMN_GzMN_Dp00_Gp00 | A3 -Florencia 33 kV | All generators | 0.99 | cap | Purnio 230/115 | m:cosphi:bushv | 0.99003 | ElmTr3
2026 | 2026_DzMN_GzMN_Dp00_Gp00 | A3 -Florencia 33 kV | All generators | 1 | cap | Purnio 230/115 | m:cosphi:bushv | 0.98731 | ElmTr3
2026 | 2026_DzMN_GzMN_Dp00_Gp00 | A3 -Florencia 33 kV | All generators | 0.9 | cap | Victoria 115/33/13.8 kV | m:P:bushv in MW | -0.60134 | ElmTr3
2026 | 2026_DzMN_GzMN_Dp00_Gp00 | A3 -Florencia 33 kV | All generators | 0.91 | cap | Victoria 115/33/13.8 kV | m:P:bushv in MW | -0.6253 | ElmTr3
2026 | 2026_DzMN_GzMN_Dp00_Gp00 | A3 -Florencia 33 kV | All generators | 0.92 | cap | Victoria 115/33/13.8 kV | m:P:bushv in MW | -0.64622 | ElmTr3
2026 | 2026_DzMN_GzMN_Dp00_Gp00 | A3 -Florencia 33 kV | All generators | 0.93 | cap | Victoria 115/33/13.8 kV | m:P:bushv in MW | -0.66458 | ElmTr3
2026 | 2026_DzMN_GzMN_Dp00_Gp00 | A3 -Florencia 33 kV | All generators | 0.94 | cap | Victoria 115/33/13.8 kV | m:P:bushv in MW | -0.68071 | ElmTr3
2026 | 2026_DzMN_GzMN_Dp00_Gp00 | A3 -Florencia 33 kV | All generators | 0.95 | cap | Victoria 115/33/13.8 kV | m:P:bushv in MW | -0.69486 | ElmTr3
2026 | 2026_DzMN_GzMN_Dp00_Gp00 | A3 -Florencia 33 kV | All generators | 0.96 | cap | Victoria 115/33/13.8 kV | m:P:bushv in MW | -0.70719 | ElmTr3
2026 | 2026_DzMN_GzMN_Dp00_Gp00 | A3 -Florencia 33 kV | All generators | 0.97 | cap | Victoria 115/33/13.8 kV | m:P:bushv in MW | -0.71778 | ElmTr3
2026 | 2026_DzMN_GzMN_Dp00_Gp00 | A3 -Florencia 33 kV | All generators | 0.98 | cap | Victoria 115/33/13.8 kV | m:P:bushv in MW | -0.72655 | ElmTr3
2026 | 2026_DzMN_GzMN_Dp00_Gp00 | A3 -Florencia 33 kV | All generators | 0.99 | cap | Victoria 115/33/13.8 kV | m:P:bushv in MW | -0.73311 | ElmTr3
2026 | 2026_DzMN_GzMN_Dp00_Gp00 | A3 -Florencia 33 kV | All generators | 1 | cap | Victoria 115/33/13.8 kV | m:P:bushv in MW | -0.73233 | ElmTr3
2026 | 2026_DzMN_GzMN_Dp00_Gp00 | A3 -Florencia 33 kV | All generators | 0.9 | cap | Victoria 115/33/13.8 kV | m:Q:bushv in Mvar | 8.2184 | ElmTr3
2026 | 2026_DzMN_GzMN_Dp00_Gp00 | A3 -Florencia 33 kV | All generators | 0.91 | cap | Victoria 115/33/13.8 kV | m:Q:bushv in Mvar | 7.9776 | ElmTr3
2026 | 2026_DzMN_GzMN_Dp00_Gp00 | A3 -Florencia 33 kV | All generators | 0.92 | cap | Victoria 115/33/13.8 kV | m:Q:bushv in Mvar | 7.7444 | ElmTr3
2026 | 2026_DzMN_GzMN_Dp00_Gp00 | A3 -Florencia 33 kV | All generators | 0.93 | cap | Victoria 115/33/13.8 kV | m:Q:bushv in Mvar | 7.5155 | ElmTr3
2026 | 2026_DzMN_GzMN_Dp00_Gp00 | A3 -Florencia 33 kV | All generators | 0.94 | cap | Victoria 115/33/13.8 kV | m:Q:bushv in Mvar | 7.288 | ElmTr3
2026 | 2026_DzMN_GzMN_Dp00_Gp00 | A3 -Florencia 33 kV | All generators | 0.95 | cap | Victoria 115/33/13.8 kV | m:Q:bushv in Mvar | 7.0583 | ElmTr3
2026 | 2026_DzMN_GzMN_Dp00_Gp00 | A3 -Florencia 33 kV | All generators | 0.96 | cap | Victoria 115/33/13.8 kV | m:Q:bushv in Mvar | 6.822 | ElmTr3
2026 | 2026_DzMN_GzMN_Dp00_Gp00 | A3 -Florencia 33 kV | All generators | 0.97 | cap | Victoria 115/33/13.8 kV | m:Q:bushv in Mvar | 6.5723 | ElmTr3
2026 | 2026_DzMN_GzMN_Dp00_Gp00 | A3 -Florencia 33 kV | All generators | 0.98 | cap | Victoria 115/33/13.8 kV | m:Q:bushv in Mvar | 6.2969 | ElmTr3
2026 | 2026_DzMN_GzMN_Dp00_Gp00 | A3 -Florencia 33 kV | All generators | 0.99 | cap | Victoria 115/33/13.8 kV | m:Q:bushv in Mvar | 5.9647 | ElmTr3
2026 | 2026_DzMN_GzMN_Dp00_Gp00 | A3 -Florencia 33 kV | All generators | 1 | cap | Victoria 115/33/13.8 kV | m:Q:bushv in Mvar | 5.2477 | ElmTr3
2026 | 2026_DzMN_GzMN_Dp00_Gp00 | A3 -Florencia 33 kV | All generators | 0.9 | cap | Victoria 115/33/13.8 kV | m:cosphi:bushv | -0.072976 | ElmTr3
2026 | 2026_DzMN_GzMN_Dp00_Gp00 | A3 -Florencia 33 kV | All generators | 0.91 | cap | Victoria 115/33/13.8 kV | m:cosphi:bushv | -0.078142 | ElmTr3
2026 | 2026_DzMN_GzMN_Dp00_Gp00 | A3 -Florencia 33 kV | All generators | 0.92 | cap | Victoria 115/33/13.8 kV | m:cosphi:bushv | -0.083155 | ElmTr3
2026 | 2026_DzMN_GzMN_Dp00_Gp00 | A3 -Florencia 33 kV | All generators | 0.93 | cap | Victoria 115/33/13.8 kV | m:cosphi:bushv | -0.088083 | ElmTr3
2026 | 2026_DzMN_GzMN_Dp00_Gp00 | A3 -Florencia 33 kV | All generators | 0.94 | cap | Victoria 115/33/13.8 kV | m:cosphi:bushv | -0.092996 | ElmTr3
2026 | 2026_DzMN_GzMN_Dp00_Gp00 | A3 -Florencia 33 kV | All generators | 0.95 | cap | Victoria 115/33/13.8 kV | m:cosphi:bushv | -0.097972 | ElmTr3
2026 | 2026_DzMN_GzMN_Dp00_Gp00 | A3 -Florencia 33 kV | All generators | 0.96 | cap | Victoria 115/33/13.8 kV | m:cosphi:bushv | -0.10311 | ElmTr3
2026 | 2026_DzMN_GzMN_Dp00_Gp00 | A3 -Florencia 33 kV | All generators | 0.97 | cap | Victoria 115/33/13.8 kV | m:cosphi:bushv | -0.10857 | ElmTr3
2026 | 2026_DzMN_GzMN_Dp00_Gp00 | A3 -Florencia 33 kV | All generators | 0.98 | cap | Victoria 115/33/13.8 kV | m:cosphi:bushv | -0.11462 | ElmTr3
2026 | 2026_DzMN_GzMN_Dp00_Gp00 | A3 -Florencia 33 kV | All generators | 0.99 | cap | Victoria 115/33/13.8 kV | m:cosphi:bushv | -0.12199 | ElmTr3
2026 | 2026_DzMN_GzMN_Dp00_Gp00 | A3 -Florencia 33 kV | All generators | 1 | cap | Victoria 115/33/13.8 kV | m:cosphi:bushv | -0.13821 | ElmTr3
2026 | 2026_DzMN_GzMN_Dp00_Gp00 | A3 -Florencia 33 kV | All generators | 0.9 | ind | Dorada - Magdalena 115 kV | m:P:bus1 in MW | 33.2533 | ElmLne
2026 | 2026_DzMN_GzMN_Dp00_Gp00 | A3 -Florencia 33 kV | All generators | 0.91 | ind | Dorada - Magdalena 115 kV | m:P:bus1 in MW | 33.2486 | ElmLne
2026 | 2026_DzMN_GzMN_Dp00_Gp00 | A3 -Florencia 33 kV | All generators | 0.92 | ind | Dorada - Magdalena 115 kV | m:P:bus1 in MW | 33.2435 | ElmLne
2026 | 2026_DzMN_GzMN_Dp00_Gp00 | A3 -Florencia 33 kV | All generators | 0.93 | ind | Dorada - Magdalena 115 kV | m:P:bus1 in MW | 33.2381 | ElmLne
2026 | 2026_DzMN_GzMN_Dp00_Gp00 | A3 -Florencia 33 kV | All generators | 0.94 | ind | Dorada - Magdalena 115 kV | m:P:bus1 in MW | 33.2322 | ElmLne
2026 | 2026_DzMN_GzMN_Dp00_Gp00 | A3 -Florencia 33 kV | All generators | 0.95 | ind | Dorada - Magdalena 115 kV | m:P:bus1 in MW | 33.2257 | ElmLne
2026 | 2026_DzMN_GzMN_Dp00_Gp00 | A3 -Florencia 33 kV | All generators | 0.96 | ind | Dorada - Magdalena 115 kV | m:P:bus1 in MW | 33.2185 | ElmLne
2026 | 2026_DzMN_GzMN_Dp00_Gp00 | A3 -Florencia 33 kV | All generators | 0.97 | ind | Dorada - Magdalena 115 kV | m:P:bus1 in MW | 33.2101 | ElmLne
2026 | 2026_DzMN_GzMN_Dp00_Gp00 | A3 -Florencia 33 kV | All generators | 0.98 | ind | Dorada - Magdalena 115 kV | m:P:bus1 in MW | 33.1999 | ElmLne
2026 | 2026_DzMN_GzMN_Dp00_Gp00 | A3 -Florencia 33 kV | All generators | 0.99 | ind | Dorada - Magdalena 115 kV | m:P:bus1 in MW | 33.1861 | ElmLne
2026 | 2026_DzMN_GzMN_Dp00_Gp00 | A3 -Florencia 33 kV | All generators | 1 | ind | Dorada - Magdalena 115 kV | m:P:bus1 in MW | 33.1494 | ElmLne
2026 | 2026_DzMN_GzMN_Dp00_Gp00 | A3 -Florencia 33 kV | All generators | 0.9 | ind | Dorada - Magdalena 115 kV | m:P:bus2 in MW | -33.1966 | ElmLne
2026 | 2026_DzMN_GzMN_Dp00_Gp00 | A3 -Florencia 33 kV | All generators | 0.91 | ind | Dorada - Magdalena 115 kV | m:P:bus2 in MW | -33.1918 | ElmLne
2026 | 2026_DzMN_GzMN_Dp00_Gp00 | A3 -Florencia 33 kV | All generators | 0.92 | ind | Dorada - Magdalena 115 kV | m:P:bus2 in MW | -33.1868 | ElmLne
2026 | 2026_DzMN_GzMN_Dp00_Gp00 | A3 -Florencia 33 kV | All generators | 0.93 | ind | Dorada - Magdalena 115 kV | m:P:bus2 in MW | -33.1813 | ElmLne
2026 | 2026_DzMN_GzMN_Dp00_Gp00 | A3 -Florencia 33 kV | All generators | 0.94 | ind | Dorada - Magdalena 115 kV | m:P:bus2 in MW | -33.1755 | ElmLne
2026 | 2026_DzMN_GzMN_Dp00_Gp00 | A3 -Florencia 33 kV | All generators | 0.95 | ind | Dorada - Magdalena 115 kV | m:P:bus2 in MW | -33.169 | ElmLne
2026 | 2026_DzMN_GzMN_Dp00_Gp00 | A3 -Florencia 33 kV | All generators | 0.96 | ind | Dorada - Magdalena 115 kV | m:P:bus2 in MW | -33.1618 | ElmLne
2026 | 2026_DzMN_GzMN_Dp00_Gp00 | A3 -Florencia 33 kV | All generators | 0.97 | ind | Dorada - Magdalena 115 kV | m:P:bus2 in MW | -33.1534 | ElmLne
2026 | 2026_DzMN_GzMN_Dp00_Gp00 | A3 -Florencia 33 kV | All generators | 0.98 | ind | Dorada - Magdalena 115 kV | m:P:bus2 in MW | -33.1432 | ElmLne
2026 | 2026_DzMN_GzMN_Dp00_Gp00 | A3 -Florencia 33 kV | All generators | 0.99 | ind | Dorada - Magdalena 115 kV | m:P:bus2 in MW | -33.1294 | ElmLne
2026 | 2026_DzMN_GzMN_Dp00_Gp00 | A3 -Florencia 33 kV | All generators | 1 | ind | Dorada - Magdalena 115 kV | m:P:bus2 in MW | -33.0928 | ElmLne
2026 | 2026_DzMN_GzMN_Dp00_Gp00 | A3 -Florencia 33 kV | All generators | 0.9 | ind | Dorada - Magdalena 115 kV | m:Q:bus1 in Mvar | 1.5873 | ElmLne
2026 | 2026_DzMN_GzMN_Dp00_Gp00 | A3 -Florencia 33 kV | All generators | 0.91 | ind | Dorada - Magdalena 115 kV | m:Q:bus1 in Mvar | 1.5638 | ElmLne
2026 | 2026_DzMN_GzMN_Dp00_Gp00 | A3 -Florencia 33 kV | All generators | 0.92 | ind | Dorada - Magdalena 115 kV | m:Q:bus1 in Mvar | 1.5392 | ElmLne
2026 | 2026_DzMN_GzMN_Dp00_Gp00 | A3 -Florencia 33 kV | All generators | 0.93 | ind | Dorada - Magdalena 115 kV | m:Q:bus1 in Mvar | 1.5134 | ElmLne
2026 | 2026_DzMN_GzMN_Dp00_Gp00 | A3 -Florencia 33 kV | All generators | 0.94 | ind | Dorada - Magdalena 115 kV | m:Q:bus1 in Mvar | 1.4858 | ElmLne
2026 | 2026_DzMN_GzMN_Dp00_Gp00 | A3 -Florencia 33 kV | All generators | 0.95 | ind | Dorada - Magdalena 115 kV | m:Q:bus1 in Mvar | 1.4562 | ElmLne
2026 | 2026_DzMN_GzMN_Dp00_Gp00 | A3 -Florencia 33 kV | All generators | 0.96 | ind | Dorada - Magdalena 115 kV | m:Q:bus1 in Mvar | 1.4235 | ElmLne
2026 | 2026_DzMN_GzMN_Dp00_Gp00 | A3 -Florencia 33 kV | All generators | 0.97 | ind | Dorada - Magdalena 115 kV | m:Q:bus1 in Mvar | 1.3866 | ElmLne
2026 | 2026_DzMN_GzMN_Dp00_Gp00 | A3 -Florencia 33 kV | All generators | 0.98 | ind | Dorada - Magdalena 115 kV | m:Q:bus1 in Mvar | 1.3428 | ElmLne
2026 | 2026_DzMN_GzMN_Dp00_Gp00 | A3 -Florencia 33 kV | All generators | 0.99 | ind | Dorada - Magdalena 115 kV | m:Q:bus1 in Mvar | 1.2854 | ElmLne
2026 | 2026_DzMN_GzMN_Dp00_Gp00 | A3 -Florencia 33 kV | All generators | 1 | ind | Dorada - Magdalena 115 kV | m:Q:bus1 in Mvar | 1.1413 | ElmLne
2026 | 2026_DzMN_GzMN_Dp00_Gp00 | A3 -Florencia 33 kV | All generators | 0.9 | ind | Dorada - Magdalena 115 kV | m:Q:bus2 in Mvar | -1.6735 | ElmLne
2026 | 2026_DzMN_GzMN_Dp00_Gp00 | A3 -Florencia 33 kV | All generators | 0.91 | ind | Dorada - Magdalena 115 kV | m:Q:bus2 in Mvar | -1.6499 | ElmLne
2026 | 2026_DzMN_GzMN_Dp00_Gp00 | A3 -Florencia 33 kV | All generators | 0.92 | ind | Dorada - Magdalena 115 kV | m:Q:bus2 in Mvar | -1.6253 | ElmLne
2026 | 2026_DzMN_GzMN_Dp00_Gp00 | A3 -Florencia 33 kV | All generators | 0.93 | ind | Dorada - Magdalena 115 kV | m:Q:bus2 in Mvar | -1.5994 | ElmLne
2026 | 2026_DzMN_GzMN_Dp00_Gp00 | A3 -Florencia 33 kV | All generators | 0.94 | ind | Dorada - Magdalena 115 kV | m:Q:bus2 in Mvar | -1.5718 | ElmLne
2026 | 2026_DzMN_GzMN_Dp00_Gp00 | A3 -Florencia 33 kV | All generators | 0.95 | ind | Dorada - Magdalena 115 kV | m:Q:bus2 in Mvar | -1.5421 | ElmLne
2026 | 2026_DzMN_GzMN_Dp00_Gp00 | A3 -Florencia 33 kV | All generators | 0.96 | ind | Dorada - Magdalena 115 kV | m:Q:bus2 in Mvar | -1.5094 | ElmLne
2026 | 2026_DzMN_GzMN_Dp00_Gp00 | A3 -Florencia 33 kV | All generators | 0.97 | ind | Dorada - Magdalena 115 kV | m:Q:bus2 in Mvar | -1.4724 | ElmLne
2026 | 2026_DzMN_GzMN_Dp00_Gp00 | A3 -Florencia 33 kV | All generators | 0.98 | ind | Dorada - Magdalena 115 kV | m:Q:bus2 in Mvar | -1.4285 | ElmLne
2026 | 2026_DzMN_GzMN_Dp00_Gp00 | A3 -Florencia 33 kV | All generators | 0.99 | ind | Dorada - Magdalena 115 kV | m:Q:bus2 in Mvar | -1.371 | ElmLne
2026 | 2026_DzMN_GzMN_Dp00_Gp00 | A3 -Florencia 33 kV | All generators | 1 | ind | Dorada - Magdalena 115 kV | m:Q:bus2 in Mvar | -1.2267 | ElmLne
2026 | 2026_DzMN_GzMN_Dp00_Gp00 | A3 -Florencia 33 kV | All generators | 0.9 | ind | Dorada - Magdalena 115 kV | m:cosphi:bus1 | 0.99886 | ElmLne
2026 | 2026_DzMN_GzMN_Dp00_Gp00 | A3 -Florencia 33 kV | All generators | 0.91 | ind | Dorada - Magdalena 115 kV | m:cosphi:bus1 | 0.9989 | ElmLne
2026 | 2026_DzMN_GzMN_Dp00_Gp00 | A3 -Florencia 33 kV | All generators | 0.92 | ind | Dorada - Magdalena 115 kV | m:cosphi:bus1 | 0.99893 | ElmLne
2026 | 2026_DzMN_GzMN_Dp00_Gp00 | A3 -Florencia 33 kV | All generators | 0.93 | ind | Dorada - Magdalena 115 kV | m:cosphi:bus1 | 0.99896 | ElmLne
2026 | 2026_DzMN_GzMN_Dp00_Gp00 | A3 -Florencia 33 kV | All generators | 0.94 | ind | Dorada - Magdalena 115 kV | m:cosphi:bus1 | 0.999 | ElmLne
2026 | 2026_DzMN_GzMN_Dp00_Gp00 | A3 -Florencia 33 kV | All generators | 0.95 | ind | Dorada - Magdalena 115 kV | m:cosphi:bus1 | 0.99904 | ElmLne
2026 | 2026_DzMN_GzMN_Dp00_Gp00 | A3 -Florencia 33 kV | All generators | 0.96 | ind | Dorada - Magdalena 115 kV | m:cosphi:bus1 | 0.99908 | ElmLne
2026 | 2026_DzMN_GzMN_Dp00_Gp00 | A3 -Florencia 33 kV | All generators | 0.97 | ind | Dorada - Magdalena 115 kV | m:cosphi:bus1 | 0.99913 | ElmLne
2026 | 2026_DzMN_GzMN_Dp00_Gp00 | A3 -Florencia 33 kV | All generators | 0.98 | ind | Dorada - Magdalena 115 kV | m:cosphi:bus1 | 0.99918 | ElmLne
2026 | 2026_DzMN_GzMN_Dp00_Gp00 | A3 -Florencia 33 kV | All generators | 0.99 | ind | Dorada - Magdalena 115 kV | m:cosphi:bus1 | 0.99925 | ElmLne
2026 | 2026_DzMN_GzMN_Dp00_Gp00 | A3 -Florencia 33 kV | All generators | 1 | ind | Dorada - Magdalena 115 kV | m:cosphi:bus1 | 0.99941 | ElmLne
2026 | 2026_DzMN_GzMN_Dp00_Gp00 | A3 -Florencia 33 kV | All generators | 0.9 | ind | Dorada - Magdalena 115 kV | m:cosphi:bus2 | -0.99873 | ElmLne
2026 | 2026_DzMN_GzMN_Dp00_Gp00 | A3 -Florencia 33 kV | All generators | 0.91 | ind | Dorada - Magdalena 115 kV | m:cosphi:bus2 | -0.99877 | ElmLne
2026 | 2026_DzMN_GzMN_Dp00_Gp00 | A3 -Florencia 33 kV | All generators | 0.92 | ind | Dorada - Magdalena 115 kV | m:cosphi:bus2 | -0.9988 | ElmLne
2026 | 2026_DzMN_GzMN_Dp00_Gp00 | A3 -Florencia 33 kV | All generators | 0.93 | ind | Dorada - Magdalena 115 kV | m:cosphi:bus2 | -0.99884 | ElmLne
2026 | 2026_DzMN_GzMN_Dp00_Gp00 | A3 -Florencia 33 kV | All generators | 0.94 | ind | Dorada - Magdalena 115 kV | m:cosphi:bus2 | -0.99888 | ElmLne
2026 | 2026_DzMN_GzMN_Dp00_Gp00 | A3 -Florencia 33 kV | All generators | 0.95 | ind | Dorada - Magdalena 115 kV | m:cosphi:bus2 | -0.99892 | ElmLne
2026 | 2026_DzMN_GzMN_Dp00_Gp00 | A3 -Florencia 33 kV | All generators | 0.96 | ind | Dorada - Magdalena 115 kV | m:cosphi:bus2 | -0.99897 | ElmLne
2026 | 2026_DzMN_GzMN_Dp00_Gp00 | A3 -Florencia 33 kV | All generators | 0.97 | ind | Dorada - Magdalena 115 kV | m:cosphi:bus2 | -0.99901 | ElmLne
2026 | 2026_DzMN_GzMN_Dp00_Gp00 | A3 -Florencia 33 kV | All generators | 0.98 | ind | Dorada - Magdalena 115 kV | m:cosphi:bus2 | -0.99907 | ElmLne
2026 | 2026_DzMN_GzMN_Dp00_Gp00 | A3 -Florencia 33 kV | All generators | 0.99 | ind | Dorada - Magdalena 115 kV | m:cosphi:bus2 | -0.99915 | ElmLne
2026 | 2026_DzMN_GzMN_Dp00_Gp00 | A3 -Florencia 33 kV | All generators | 1 | ind | Dorada - Magdalena 115 kV | m:cosphi:bus2 | -0.99931 | ElmLne
2026 | 2026_DzMN_GzMN_Dp00_Gp00 | A3 -Florencia 33 kV | All generators | 0.9 | ind | Mariquita - Victoria 2 115 | m:P:bus1 in MW | 5.6456 | ElmLne
2026 | 2026_DzMN_GzMN_Dp00_Gp00 | A3 -Florencia 33 kV | All generators | 0.91 | ind | Mariquita - Victoria 2 115 | m:P:bus1 in MW | 5.6477 | ElmLne
2026 | 2026_DzMN_GzMN_Dp00_Gp00 | A3 -Florencia 33 kV | All generators | 0.92 | ind | Mariquita - Victoria 2 115 | m:P:bus1 in MW | 5.6498 | ElmLne
2026 | 2026_DzMN_GzMN_Dp00_Gp00 | A3 -Florencia 33 kV | All generators | 0.93 | ind | Mariquita - Victoria 2 115 | m:P:bus1 in MW | 5.6519 | ElmLne
2026 | 2026_DzMN_GzMN_Dp00_Gp00 | A3 -Florencia 33 kV | All generators | 0.94 | ind | Mariquita - Victoria 2 115 | m:P:bus1 in MW | 5.6542 | ElmLne
2026 | 2026_DzMN_GzMN_Dp00_Gp00 | A3 -Florencia 33 kV | All generators | 0.95 | ind | Mariquita - Victoria 2 115 | m:P:bus1 in MW | 5.6566 | ElmLne
2026 | 2026_DzMN_GzMN_Dp00_Gp00 | A3 -Florencia 33 kV | All generators | 0.96 | ind | Mariquita - Victoria 2 115 | m:P:bus1 in MW | 5.6592 | ElmLne
2026 | 2026_DzMN_GzMN_Dp00_Gp00 | A3 -Florencia 33 kV | All generators | 0.97 | ind | Mariquita - Victoria 2 115 | m:P:bus1 in MW | 5.6621 | ElmLne
2026 | 2026_DzMN_GzMN_Dp00_Gp00 | A3 -Florencia 33 kV | All generators | 0.98 | ind | Mariquita - Victoria 2 115 | m:P:bus1 in MW | 5.6654 | ElmLne
2026 | 2026_DzMN_GzMN_Dp00_Gp00 | A3 -Florencia 33 kV | All generators | 0.99 | ind | Mariquita - Victoria 2 115 | m:P:bus1 in MW | 5.6697 | ElmLne
2026 | 2026_DzMN_GzMN_Dp00_Gp00 | A3 -Florencia 33 kV | All generators | 1 | ind | Mariquita - Victoria 2 115 | m:P:bus1 in MW | 5.6796 | ElmLne
2026 | 2026_DzMN_GzMN_Dp00_Gp00 | A3 -Florencia 33 kV | All generators | 0.9 | ind | Mariquita - Victoria 2 115 | m:P:bus2 in MW | -5.6283 | ElmLne
2026 | 2026_DzMN_GzMN_Dp00_Gp00 | A3 -Florencia 33 kV | All generators | 0.91 | ind | Mariquita - Victoria 2 115 | m:P:bus2 in MW | -5.6303 | ElmLne
2026 | 2026_DzMN_GzMN_Dp00_Gp00 | A3 -Florencia 33 kV | All generators | 0.92 | ind | Mariquita - Victoria 2 115 | m:P:bus2 in MW | -5.6324 | ElmLne
2026 | 2026_DzMN_GzMN_Dp00_Gp00 | A3 -Florencia 33 kV | All generators | 0.93 | ind | Mariquita - Victoria 2 115 | m:P:bus2 in MW | -5.6345 | ElmLne
2026 | 2026_DzMN_GzMN_Dp00_Gp00 | A3 -Florencia 33 kV | All generators | 0.94 | ind | Mariquita - Victoria 2 115 | m:P:bus2 in MW | -5.6368 | ElmLne
2026 | 2026_DzMN_GzMN_Dp00_Gp00 | A3 -Florencia 33 kV | All generators | 0.95 | ind | Mariquita - Victoria 2 115 | m:P:bus2 in MW | -5.6392 | ElmLne
2026 | 2026_DzMN_GzMN_Dp00_Gp00 | A3 -Florencia 33 kV | All generators | 0.96 | ind | Mariquita - Victoria 2 115 | m:P:bus2 in MW | -5.6417 | ElmLne
2026 | 2026_DzMN_GzMN_Dp00_Gp00 | A3 -Florencia 33 kV | All generators | 0.97 | ind | Mariquita - Victoria 2 115 | m:P:bus2 in MW | -5.6446 | ElmLne
2026 | 2026_DzMN_GzMN_Dp00_Gp00 | A3 -Florencia 33 kV | All generators | 0.98 | ind | Mariquita - Victoria 2 115 | m:P:bus2 in MW | -5.6479 | ElmLne
2026 | 2026_DzMN_GzMN_Dp00_Gp00 | A3 -Florencia 33 kV | All generators | 0.99 | ind | Mariquita - Victoria 2 115 | m:P:bus2 in MW | -5.6521 | ElmLne
2026 | 2026_DzMN_GzMN_Dp00_Gp00 | A3 -Florencia 33 kV | All generators | 1 | ind | Mariquita - Victoria 2 115 | m:P:bus2 in MW | -5.6618 | ElmLne
2026 | 2026_DzMN_GzMN_Dp00_Gp00 | A3 -Florencia 33 kV | All generators | 0.9 | ind | Mariquita - Victoria 2 115 | m:Q:bus1 in Mvar | -7.5486 | ElmLne
2026 | 2026_DzMN_GzMN_Dp00_Gp00 | A3 -Florencia 33 kV | All generators | 0.91 | ind | Mariquita - Victoria 2 115 | m:Q:bus1 in Mvar | -7.552 | ElmLne
2026 | 2026_DzMN_GzMN_Dp00_Gp00 | A3 -Florencia 33 kV | All generators | 0.92 | ind | Mariquita - Victoria 2 115 | m:Q:bus1 in Mvar | -7.5555 | ElmLne
2026 | 2026_DzMN_GzMN_Dp00_Gp00 | A3 -Florencia 33 kV | All generators | 0.93 | ind | Mariquita - Victoria 2 115 | m:Q:bus1 in Mvar | -7.5592 | ElmLne
2026 | 2026_DzMN_GzMN_Dp00_Gp00 | A3 -Florencia 33 kV | All generators | 0.94 | ind | Mariquita - Victoria 2 115 | m:Q:bus1 in Mvar | -7.5631 | ElmLne
2026 | 2026_DzMN_GzMN_Dp00_Gp00 | A3 -Florencia 33 kV | All generators | 0.95 | ind | Mariquita - Victoria 2 115 | m:Q:bus1 in Mvar | -7.5674 | ElmLne
2026 | 2026_DzMN_GzMN_Dp00_Gp00 | A3 -Florencia 33 kV | All generators | 0.96 | ind | Mariquita - Victoria 2 115 | m:Q:bus1 in Mvar | -7.572 | ElmLne
2026 | 2026_DzMN_GzMN_Dp00_Gp00 | A3 -Florencia 33 kV | All generators | 0.97 | ind | Mariquita - Victoria 2 115 | m:Q:bus1 in Mvar | -7.5773 | ElmLne
2026 | 2026_DzMN_GzMN_Dp00_Gp00 | A3 -Florencia 33 kV | All generators | 0.98 | ind | Mariquita - Victoria 2 115 | m:Q:bus1 in Mvar | -7.5836 | ElmLne
2026 | 2026_DzMN_GzMN_Dp00_Gp00 | A3 -Florencia 33 kV | All generators | 0.99 | ind | Mariquita - Victoria 2 115 | m:Q:bus1 in Mvar | -7.5919 | ElmLne
2026 | 2026_DzMN_GzMN_Dp00_Gp00 | A3 -Florencia 33 kV | All generators | 1 | ind | Mariquita - Victoria 2 115 | m:Q:bus1 in Mvar | -7.6127 | ElmLne
2026 | 2026_DzMN_GzMN_Dp00_Gp00 | A3 -Florencia 33 kV | All generators | 0.9 | ind | Mariquita - Victoria 2 115 | m:Q:bus2 in Mvar | 6.9203 | ElmLne
2026 | 2026_DzMN_GzMN_Dp00_Gp00 | A3 -Florencia 33 kV | All generators | 0.91 | ind | Mariquita - Victoria 2 115 | m:Q:bus2 in Mvar | 6.9239 | ElmLne
2026 | 2026_DzMN_GzMN_Dp00_Gp00 | A3 -Florencia 33 kV | All generators | 0.92 | ind | Mariquita - Victoria 2 115 | m:Q:bus2 in Mvar | 6.9277 | ElmLne
2026 | 2026_DzMN_GzMN_Dp00_Gp00 | A3 -Florencia 33 kV | All generators | 0.93 | ind | Mariquita - Victoria 2 115 | m:Q:bus2 in Mvar | 6.9317 | ElmLne
2026 | 2026_DzMN_GzMN_Dp00_Gp00 | A3 -Florencia 33 kV | All generators | 0.94 | ind | Mariquita - Victoria 2 115 | m:Q:bus2 in Mvar | 6.9359 | ElmLne
2026 | 2026_DzMN_GzMN_Dp00_Gp00 | A3 -Florencia 33 kV | All generators | 0.95 | ind | Mariquita - Victoria 2 115 | m:Q:bus2 in Mvar | 6.9405 | ElmLne
2026 | 2026_DzMN_GzMN_Dp00_Gp00 | A3 -Florencia 33 kV | All generators | 0.96 | ind | Mariquita - Victoria 2 115 | m:Q:bus2 in Mvar | 6.9455 | ElmLne
2026 | 2026_DzMN_GzMN_Dp00_Gp00 | A3 -Florencia 33 kV | All generators | 0.97 | ind | Mariquita - Victoria 2 115 | m:Q:bus2 in Mvar | 6.9512 | ElmLne
2026 | 2026_DzMN_GzMN_Dp00_Gp00 | A3 -Florencia 33 kV | All generators | 0.98 | ind | Mariquita - Victoria 2 115 | m:Q:bus2 in Mvar | 6.958 | ElmLne
2026 | 2026_DzMN_GzMN_Dp00_Gp00 | A3 -Florencia 33 kV | All generators | 0.99 | ind | Mariquita - Victoria 2 115 | m:Q:bus2 in Mvar | 6.9669 | ElmLne
2026 | 2026_DzMN_GzMN_Dp00_Gp00 | A3 -Florencia 33 kV | All generators | 1 | ind | Mariquita - Victoria 2 115 | m:Q:bus2 in Mvar | 6.9893 | ElmLne
2026 | 2026_DzMN_GzMN_Dp00_Gp00 | A3 -Florencia 33 kV | All generators | 0.9 | ind | Mariquita - Victoria 2 115 | m:cosphi:bus1 | 0.59893 | ElmLne
2026 | 2026_DzMN_GzMN_Dp00_Gp00 | A3 -Florencia 33 kV | All generators | 0.91 | ind | Mariquita - Victoria 2 115 | m:cosphi:bus1 | 0.59889 | ElmLne
2026 | 2026_DzMN_GzMN_Dp00_Gp00 | A3 -Florencia 33 kV | All generators | 0.92 | ind | Mariquita - Victoria 2 115 | m:cosphi:bus1 | 0.59886 | ElmLne
2026 | 2026_DzMN_GzMN_Dp00_Gp00 | A3 -Florencia 33 kV | All generators | 0.93 | ind | Mariquita - Victoria 2 115 | m:cosphi:bus1 | 0.59882 | ElmLne
2026 | 2026_DzMN_GzMN_Dp00_Gp00 | A3 -Florencia 33 kV | All generators | 0.94 | ind | Mariquita - Victoria 2 115 | m:cosphi:bus1 | 0.59877 | ElmLne
2026 | 2026_DzMN_GzMN_Dp00_Gp00 | A3 -Florencia 33 kV | All generators | 0.95 | ind | Mariquita - Victoria 2 115 | m:cosphi:bus1 | 0.59872 | ElmLne
2026 | 2026_DzMN_GzMN_Dp00_Gp00 | A3 -Florencia 33 kV | All generators | 0.96 | ind | Mariquita - Victoria 2 115 | m:cosphi:bus1 | 0.59866 | ElmLne
2026 | 2026_DzMN_GzMN_Dp00_Gp00 | A3 -Florencia 33 kV | All generators | 0.97 | ind | Mariquita - Victoria 2 115 | m:cosphi:bus1 | 0.59859 | ElmLne
2026 | 2026_DzMN_GzMN_Dp00_Gp00 | A3 -Florencia 33 kV | All generators | 0.98 | ind | Mariquita - Victoria 2 115 | m:cosphi:bus1 | 0.59849 | ElmLne
2026 | 2026_DzMN_GzMN_Dp00_Gp00 | A3 -Florencia 33 kV | All generators | 0.99 | ind | Mariquita - Victoria 2 115 | m:cosphi:bus1 | 0.59836 | ElmLne
2026 | 2026_DzMN_GzMN_Dp00_Gp00 | A3 -Florencia 33 kV | All generators | 1 | ind | Mariquita - Victoria 2 115 | m:cosphi:bus1 | 0.59798 | ElmLne
2026 | 2026_DzMN_GzMN_Dp00_Gp00 | A3 -Florencia 33 kV | All generators | 0.9 | ind | Mariquita - Victoria 2 115 | m:cosphi:bus2 | -0.63097 | ElmLne
2026 | 2026_DzMN_GzMN_Dp00_Gp00 | A3 -Florencia 33 kV | All generators | 0.91 | ind | Mariquita - Victoria 2 115 | m:cosphi:bus2 | -0.63091 | ElmLne
2026 | 2026_DzMN_GzMN_Dp00_Gp00 | A3 -Florencia 33 kV | All generators | 0.92 | ind | Mariquita - Victoria 2 115 | m:cosphi:bus2 | -0.63084 | ElmLne
2026 | 2026_DzMN_GzMN_Dp00_Gp00 | A3 -Florencia 33 kV | All generators | 0.93 | ind | Mariquita - Victoria 2 115 | m:cosphi:bus2 | -0.63076 | ElmLne
2026 | 2026_DzMN_GzMN_Dp00_Gp00 | A3 -Florencia 33 kV | All generators | 0.94 | ind | Mariquita - Victoria 2 115 | m:cosphi:bus2 | -0.63068 | ElmLne
2026 | 2026_DzMN_GzMN_Dp00_Gp00 | A3 -Florencia 33 kV | All generators | 0.95 | ind | Mariquita - Victoria 2 115 | m:cosphi:bus2 | -0.63059 | ElmLne
2026 | 2026_DzMN_GzMN_Dp00_Gp00 | A3 -Florencia 33 kV | All generators | 0.96 | ind | Mariquita - Victoria 2 115 | m:cosphi:bus2 | -0.63049 | ElmLne
2026 | 2026_DzMN_GzMN_Dp00_Gp00 | A3 -Florencia 33 kV | All generators | 0.97 | ind | Mariquita - Victoria 2 115 | m:cosphi:bus2 | -0.63037 | ElmLne
2026 | 2026_DzMN_GzMN_Dp00_Gp00 | A3 -Florencia 33 kV | All generators | 0.98 | ind | Mariquita - Victoria 2 115 | m:cosphi:bus2 | -0.63022 | ElmLne
2026 | 2026_DzMN_GzMN_Dp00_Gp00 | A3 -Florencia 33 kV | All generators | 0.99 | ind | Mariquita - Victoria 2 115 | m:cosphi:bus2 | -0.63002 | ElmLne
2026 | 2026_DzMN_GzMN_Dp00_Gp00 | A3 -Florencia 33 kV | All generators | 1 | ind | Mariquita - Victoria 2 115 | m:cosphi:bus2 | -0.62945 | ElmLne
2026 | 2026_DzMN_GzMN_Dp00_Gp00 | A3 -Florencia 33 kV | All generators | 0.9 | ind | Dorada 115/33/13.8 kV | m:P:bushv in MW | 1.9688 | ElmTr3
2026 | 2026_DzMN_GzMN_Dp00_Gp00 | A3 -Florencia 33 kV | All generators | 0.91 | ind | Dorada 115/33/13.8 kV | m:P:bushv in MW | 1.9602 | ElmTr3
2026 | 2026_DzMN_GzMN_Dp00_Gp00 | A3 -Florencia 33 kV | All generators | 0.92 | ind | Dorada 115/33/13.8 kV | m:P:bushv in MW | 1.9514 | ElmTr3
2026 | 2026_DzMN_GzMN_Dp00_Gp00 | A3 -Florencia 33 kV | All generators | 0.93 | ind | Dorada 115/33/13.8 kV | m:P:bushv in MW | 1.9424 | ElmTr3
2026 | 2026_DzMN_GzMN_Dp00_Gp00 | A3 -Florencia 33 kV | All generators | 0.94 | ind | Dorada 115/33/13.8 kV | m:P:bushv in MW | 1.9333 | ElmTr3
2026 | 2026_DzMN_GzMN_Dp00_Gp00 | A3 -Florencia 33 kV | All generators | 0.95 | ind | Dorada 115/33/13.8 kV | m:P:bushv in MW | 1.9237 | ElmTr3
2026 | 2026_DzMN_GzMN_Dp00_Gp00 | A3 -Florencia 33 kV | All generators | 0.96 | ind | Dorada 115/33/13.8 kV | m:P:bushv in MW | 1.9138 | ElmTr3
2026 | 2026_DzMN_GzMN_Dp00_Gp00 | A3 -Florencia 33 kV | All generators | 0.97 | ind | Dorada 115/33/13.8 kV | m:P:bushv in MW | 1.9031 | ElmTr3
2026 | 2026_DzMN_GzMN_Dp00_Gp00 | A3 -Florencia 33 kV | All generators | 0.98 | ind | Dorada 115/33/13.8 kV | m:P:bushv in MW | 1.8912 | ElmTr3
2026 | 2026_DzMN_GzMN_Dp00_Gp00 | A3 -Florencia 33 kV | All generators | 0.99 | ind | Dorada 115/33/13.8 kV | m:P:bushv in MW | 1.8769 | ElmTr3
2026 | 2026_DzMN_GzMN_Dp00_Gp00 | A3 -Florencia 33 kV | All generators | 1 | ind | Dorada 115/33/13.8 kV | m:P:bushv in MW | 1.8478 | ElmTr3
2026 | 2026_DzMN_GzMN_Dp00_Gp00 | A3 -Florencia 33 kV | All generators | 0.9 | ind | Dorada 115/33/13.8 kV | m:Q:bushv in Mvar | 0.79477 | ElmTr3
2026 | 2026_DzMN_GzMN_Dp00_Gp00 | A3 -Florencia 33 kV | All generators | 0.91 | ind | Dorada 115/33/13.8 kV | m:Q:bushv in Mvar | 0.8563 | ElmTr3
2026 | 2026_DzMN_GzMN_Dp00_Gp00 | A3 -Florencia 33 kV | All generators | 0.92 | ind | Dorada 115/33/13.8 kV | m:Q:bushv in Mvar | 0.92061 | ElmTr3
2026 | 2026_DzMN_GzMN_Dp00_Gp00 | A3 -Florencia 33 kV | All generators | 0.93 | ind | Dorada 115/33/13.8 kV | m:Q:bushv in Mvar | 0.98835 | ElmTr3
2026 | 2026_DzMN_GzMN_Dp00_Gp00 | A3 -Florencia 33 kV | All generators | 0.94 | ind | Dorada 115/33/13.8 kV | m:Q:bushv in Mvar | 1.0605 | ElmTr3
2026 | 2026_DzMN_GzMN_Dp00_Gp00 | A3 -Florencia 33 kV | All generators | 0.95 | ind | Dorada 115/33/13.8 kV | m:Q:bushv in Mvar | 1.1383 | ElmTr3
2026 | 2026_DzMN_GzMN_Dp00_Gp00 | A3 -Florencia 33 kV | All generators | 0.96 | ind | Dorada 115/33/13.8 kV | m:Q:bushv in Mvar | 1.2238 | ElmTr3
2026 | 2026_DzMN_GzMN_Dp00_Gp00 | A3 -Florencia 33 kV | All generators | 0.97 | ind | Dorada 115/33/13.8 kV | m:Q:bushv in Mvar | 1.3206 | ElmTr3
2026 | 2026_DzMN_GzMN_Dp00_Gp00 | A3 -Florencia 33 kV | All generators | 0.98 | ind | Dorada 115/33/13.8 kV | m:Q:bushv in Mvar | 1.4355 | ElmTr3
2026 | 2026_DzMN_GzMN_Dp00_Gp00 | A3 -Florencia 33 kV | All generators | 0.99 | ind | Dorada 115/33/13.8 kV | m:Q:bushv in Mvar | 1.5864 | ElmTr3
2026 | 2026_DzMN_GzMN_Dp00_Gp00 | A3 -Florencia 33 kV | All generators | 1 | ind | Dorada 115/33/13.8 kV | m:Q:bushv in Mvar | 1.965 | ElmTr3
2026 | 2026_DzMN_GzMN_Dp00_Gp00 | A3 -Florencia 33 kV | All generators | 0.9 | ind | Dorada 115/33/13.8 kV | m:cosphi:bushv | 0.9273 | ElmTr3
2026 | 2026_DzMN_GzMN_Dp00_Gp00 | A3 -Florencia 33 kV | All generators | 0.91 | ind | Dorada 115/33/13.8 kV | m:cosphi:bushv | 0.91637 | ElmTr3
2026 | 2026_DzMN_GzMN_Dp00_Gp00 | A3 -Florencia 33 kV | All generators | 0.92 | ind | Dorada 115/33/13.8 kV | m:cosphi:bushv | 0.9044 | ElmTr3
2026 | 2026_DzMN_GzMN_Dp00_Gp00 | A3 -Florencia 33 kV | All generators | 0.93 | ind | Dorada 115/33/13.8 kV | m:cosphi:bushv | 0.89126 | ElmTr3
2026 | 2026_DzMN_GzMN_Dp00_Gp00 | A3 -Florencia 33 kV | All generators | 0.94 | ind | Dorada 115/33/13.8 kV | m:cosphi:bushv | 0.87676 | ElmTr3
2026 | 2026_DzMN_GzMN_Dp00_Gp00 | A3 -Florencia 33 kV | All generators | 0.95 | ind | Dorada 115/33/13.8 kV | m:cosphi:bushv | 0.86063 | ElmTr3
2026 | 2026_DzMN_GzMN_Dp00_Gp00 | A3 -Florencia 33 kV | All generators | 0.96 | ind | Dorada 115/33/13.8 kV | m:cosphi:bushv | 0.84247 | ElmTr3
2026 | 2026_DzMN_GzMN_Dp00_Gp00 | A3 -Florencia 33 kV | All generators | 0.97 | ind | Dorada 115/33/13.8 kV | m:cosphi:bushv | 0.82156 | ElmTr3
2026 | 2026_DzMN_GzMN_Dp00_Gp00 | A3 -Florencia 33 kV | All generators | 0.98 | ind | Dorada 115/33/13.8 kV | m:cosphi:bushv | 0.79652 | ElmTr3
2026 | 2026_DzMN_GzMN_Dp00_Gp00 | A3 -Florencia 33 kV | All generators | 0.99 | ind | Dorada 115/33/13.8 kV | m:cosphi:bushv | 0.76373 | ElmTr3
2026 | 2026_DzMN_GzMN_Dp00_Gp00 | A3 -Florencia 33 kV | All generators | 1 | ind | Dorada 115/33/13.8 kV | m:cosphi:bushv | 0.68506 | ElmTr3
2026 | 2026_DzMN_GzMN_Dp00_Gp00 | A3 -Florencia 33 kV | All generators | 0.9 | ind | Manzanares 115/33/13.8 kV | m:P:bushv in MW | -8.0065 | ElmTr3
2026 | 2026_DzMN_GzMN_Dp00_Gp00 | A3 -Florencia 33 kV | All generators | 0.91 | ind | Manzanares 115/33/13.8 kV | m:P:bushv in MW | -8.0017 | ElmTr3
2026 | 2026_DzMN_GzMN_Dp00_Gp00 | A3 -Florencia 33 kV | All generators | 0.92 | ind | Manzanares 115/33/13.8 kV | m:P:bushv in MW | -7.996 | ElmTr3
2026 | 2026_DzMN_GzMN_Dp00_Gp00 | A3 -Florencia 33 kV | All generators | 0.93 | ind | Manzanares 115/33/13.8 kV | m:P:bushv in MW | -7.9891 | ElmTr3
2026 | 2026_DzMN_GzMN_Dp00_Gp00 | A3 -Florencia 33 kV | All generators | 0.94 | ind | Manzanares 115/33/13.8 kV | m:P:bushv in MW | -7.9807 | ElmTr3
2026 | 2026_DzMN_GzMN_Dp00_Gp00 | A3 -Florencia 33 kV | All generators | 0.95 | ind | Manzanares 115/33/13.8 kV | m:P:bushv in MW | -7.9706 | ElmTr3
2026 | 2026_DzMN_GzMN_Dp00_Gp00 | A3 -Florencia 33 kV | All generators | 0.96 | ind | Manzanares 115/33/13.8 kV | m:P:bushv in MW | -7.958 | ElmTr3
2026 | 2026_DzMN_GzMN_Dp00_Gp00 | A3 -Florencia 33 kV | All generators | 0.97 | ind | Manzanares 115/33/13.8 kV | m:P:bushv in MW | -7.942 | ElmTr3
2026 | 2026_DzMN_GzMN_Dp00_Gp00 | A3 -Florencia 33 kV | All generators | 0.98 | ind | Manzanares 115/33/13.8 kV | m:P:bushv in MW | -7.9207 | ElmTr3
2026 | 2026_DzMN_GzMN_Dp00_Gp00 | A3 -Florencia 33 kV | All generators | 0.99 | ind | Manzanares 115/33/13.8 kV | m:P:bushv in MW | -7.8888 | ElmTr3
2026 | 2026_DzMN_GzMN_Dp00_Gp00 | A3 -Florencia 33 kV | All generators | 1 | ind | Manzanares 115/33/13.8 kV | m:P:bushv in MW | -7.7892 | ElmTr3
2026 | 2026_DzMN_GzMN_Dp00_Gp00 | A3 -Florencia 33 kV | All generators | 0.9 | ind | Manzanares 115/33/13.8 kV | m:Q:bushv in Mvar | -4.8325 | ElmTr3
2026 | 2026_DzMN_GzMN_Dp00_Gp00 | A3 -Florencia 33 kV | All generators | 0.91 | ind | Manzanares 115/33/13.8 kV | m:Q:bushv in Mvar | -4.6428 | ElmTr3
2026 | 2026_DzMN_GzMN_Dp00_Gp00 | A3 -Florencia 33 kV | All generators | 0.92 | ind | Manzanares 115/33/13.8 kV | m:Q:bushv in Mvar | -4.4447 | ElmTr3
2026 | 2026_DzMN_GzMN_Dp00_Gp00 | A3 -Florencia 33 kV | All generators | 0.93 | ind | Manzanares 115/33/13.8 kV | m:Q:bushv in Mvar | -4.2363 | ElmTr3
2026 | 2026_DzMN_GzMN_Dp00_Gp00 | A3 -Florencia 33 kV | All generators | 0.94 | ind | Manzanares 115/33/13.8 kV | m:Q:bushv in Mvar | -4.0146 | ElmTr3
2026 | 2026_DzMN_GzMN_Dp00_Gp00 | A3 -Florencia 33 kV | All generators | 0.95 | ind | Manzanares 115/33/13.8 kV | m:Q:bushv in Mvar | -3.7757 | ElmTr3
2026 | 2026_DzMN_GzMN_Dp00_Gp00 | A3 -Florencia 33 kV | All generators | 0.96 | ind | Manzanares 115/33/13.8 kV | m:Q:bushv in Mvar | -3.5134 | ElmTr3
2026 | 2026_DzMN_GzMN_Dp00_Gp00 | A3 -Florencia 33 kV | All generators | 0.97 | ind | Manzanares 115/33/13.8 kV | m:Q:bushv in Mvar | -3.217 | ElmTr3
2026 | 2026_DzMN_GzMN_Dp00_Gp00 | A3 -Florencia 33 kV | All generators | 0.98 | ind | Manzanares 115/33/13.8 kV | m:Q:bushv in Mvar | -2.8658 | ElmTr3
2026 | 2026_DzMN_GzMN_Dp00_Gp00 | A3 -Florencia 33 kV | All generators | 0.99 | ind | Manzanares 115/33/13.8 kV | m:Q:bushv in Mvar | -2.4055 | ElmTr3
2026 | 2026_DzMN_GzMN_Dp00_Gp00 | A3 -Florencia 33 kV | All generators | 1 | ind | Manzanares 115/33/13.8 kV | m:Q:bushv in Mvar | -1.2556 | ElmTr3
2026 | 2026_DzMN_GzMN_Dp00_Gp00 | A3 -Florencia 33 kV | All generators | 0.9 | ind | Manzanares 115/33/13.8 kV | m:cosphi:bushv | -0.85614 | ElmTr3
2026 | 2026_DzMN_GzMN_Dp00_Gp00 | A3 -Florencia 33 kV | All generators | 0.91 | ind | Manzanares 115/33/13.8 kV | m:cosphi:bushv | -0.86495 | ElmTr3
2026 | 2026_DzMN_GzMN_Dp00_Gp00 | A3 -Florencia 33 kV | All generators | 0.92 | ind | Manzanares 115/33/13.8 kV | m:cosphi:bushv | -0.87404 | ElmTr3
2026 | 2026_DzMN_GzMN_Dp00_Gp00 | A3 -Florencia 33 kV | All generators | 0.93 | ind | Manzanares 115/33/13.8 kV | m:cosphi:bushv | -0.88348 | ElmTr3
2026 | 2026_DzMN_GzMN_Dp00_Gp00 | A3 -Florencia 33 kV | All generators | 0.94 | ind | Manzanares 115/33/13.8 kV | m:cosphi:bushv | -0.89334 | ElmTr3
2026 | 2026_DzMN_GzMN_Dp00_Gp00 | A3 -Florencia 33 kV | All generators | 0.95 | ind | Manzanares 115/33/13.8 kV | m:cosphi:bushv | -0.90373 | ElmTr3
2026 | 2026_DzMN_GzMN_Dp00_Gp00 | A3 -Florencia 33 kV | All generators | 0.96 | ind | Manzanares 115/33/13.8 kV | m:cosphi:bushv | -0.91481 | ElmTr3
2026 | 2026_DzMN_GzMN_Dp00_Gp00 | A3 -Florencia 33 kV | All generators | 0.97 | ind | Manzanares 115/33/13.8 kV | m:cosphi:bushv | -0.92685 | ElmTr3
2026 | 2026_DzMN_GzMN_Dp00_Gp00 | A3 -Florencia 33 kV | All generators | 0.98 | ind | Manzanares 115/33/13.8 kV | m:cosphi:bushv | -0.94034 | ElmTr3
2026 | 2026_DzMN_GzMN_Dp00_Gp00 | A3 -Florencia 33 kV | All generators | 0.99 | ind | Manzanares 115/33/13.8 kV | m:cosphi:bushv | -0.95652 | ElmTr3
2026 | 2026_DzMN_GzMN_Dp00_Gp00 | A3 -Florencia 33 kV | All generators | 1 | ind | Manzanares 115/33/13.8 kV | m:cosphi:bushv | -0.98726 | ElmTr3
2026 | 2026_DzMN_GzMN_Dp00_Gp00 | A3 -Florencia 33 kV | All generators | 0.9 | ind | Purnio 230/115 | m:P:bushv in MW | 29.811 | ElmTr3
2026 | 2026_DzMN_GzMN_Dp00_Gp00 | A3 -Florencia 33 kV | All generators | 0.91 | ind | Purnio 230/115 | m:P:bushv in MW | 29.8032 | ElmTr3
2026 | 2026_DzMN_GzMN_Dp00_Gp00 | A3 -Florencia 33 kV | All generators | 0.92 | ind | Purnio 230/115 | m:P:bushv in MW | 29.7953 | ElmTr3
2026 | 2026_DzMN_GzMN_Dp00_Gp00 | A3 -Florencia 33 kV | All generators | 0.93 | ind | Purnio 230/115 | m:P:bushv in MW | 29.7874 | ElmTr3
2026 | 2026_DzMN_GzMN_Dp00_Gp00 | A3 -Florencia 33 kV | All generators | 0.94 | ind | Purnio 230/115 | m:P:bushv in MW | 29.7795 | ElmTr3
2026 | 2026_DzMN_GzMN_Dp00_Gp00 | A3 -Florencia 33 kV | All generators | 0.95 | ind | Purnio 230/115 | m:P:bushv in MW | 29.7715 | ElmTr3
2026 | 2026_DzMN_GzMN_Dp00_Gp00 | A3 -Florencia 33 kV | All generators | 0.96 | ind | Purnio 230/115 | m:P:bushv in MW | 29.7633 | ElmTr3
2026 | 2026_DzMN_GzMN_Dp00_Gp00 | A3 -Florencia 33 kV | All generators | 0.97 | ind | Purnio 230/115 | m:P:bushv in MW | 29.7549 | ElmTr3
2026 | 2026_DzMN_GzMN_Dp00_Gp00 | A3 -Florencia 33 kV | All generators | 0.98 | ind | Purnio 230/115 | m:P:bushv in MW | 29.746 | ElmTr3
2026 | 2026_DzMN_GzMN_Dp00_Gp00 | A3 -Florencia 33 kV | All generators | 0.99 | ind | Purnio 230/115 | m:P:bushv in MW | 29.7361 | ElmTr3
2026 | 2026_DzMN_GzMN_Dp00_Gp00 | A3 -Florencia 33 kV | All generators | 1 | ind | Purnio 230/115 | m:P:bushv in MW | 29.7204 | ElmTr3
2026 | 2026_DzMN_GzMN_Dp00_Gp00 | A3 -Florencia 33 kV | All generators | 0.9 | ind | Purnio 230/115 | m:Q:bushv in Mvar | -6.3159 | ElmTr3
2026 | 2026_DzMN_GzMN_Dp00_Gp00 | A3 -Florencia 33 kV | All generators | 0.91 | ind | Purnio 230/115 | m:Q:bushv in Mvar | -6.2352 | ElmTr3
2026 | 2026_DzMN_GzMN_Dp00_Gp00 | A3 -Florencia 33 kV | All generators | 0.92 | ind | Purnio 230/115 | m:Q:bushv in Mvar | -6.1509 | ElmTr3
2026 | 2026_DzMN_GzMN_Dp00_Gp00 | A3 -Florencia 33 kV | All generators | 0.93 | ind | Purnio 230/115 | m:Q:bushv in Mvar | -6.062 | ElmTr3
2026 | 2026_DzMN_GzMN_Dp00_Gp00 | A3 -Florencia 33 kV | All generators | 0.94 | ind | Purnio 230/115 | m:Q:bushv in Mvar | -5.9674 | ElmTr3
2026 | 2026_DzMN_GzMN_Dp00_Gp00 | A3 -Florencia 33 kV | All generators | 0.95 | ind | Purnio 230/115 | m:Q:bushv in Mvar | -5.8654 | ElmTr3
2026 | 2026_DzMN_GzMN_Dp00_Gp00 | A3 -Florencia 33 kV | All generators | 0.96 | ind | Purnio 230/115 | m:Q:bushv in Mvar | -5.7532 | ElmTr3
2026 | 2026_DzMN_GzMN_Dp00_Gp00 | A3 -Florencia 33 kV | All generators | 0.97 | ind | Purnio 230/115 | m:Q:bushv in Mvar | -5.6262 | ElmTr3
2026 | 2026_DzMN_GzMN_Dp00_Gp00 | A3 -Florencia 33 kV | All generators | 0.98 | ind | Purnio 230/115 | m:Q:bushv in Mvar | -5.4755 | ElmTr3
2026 | 2026_DzMN_GzMN_Dp00_Gp00 | A3 -Florencia 33 kV | All generators | 0.99 | ind | Purnio 230/115 | m:Q:bushv in Mvar | -5.2775 | ElmTr3
2026 | 2026_DzMN_GzMN_Dp00_Gp00 | A3 -Florencia 33 kV | All generators | 1 | ind | Purnio 230/115 | m:Q:bushv in Mvar | -4.7809 | ElmTr3
2026 | 2026_DzMN_GzMN_Dp00_Gp00 | A3 -Florencia 33 kV | All generators | 0.9 | ind | Purnio 230/115 | m:cosphi:bushv | 0.97829 | ElmTr3
2026 | 2026_DzMN_GzMN_Dp00_Gp00 | A3 -Florencia 33 kV | All generators | 0.91 | ind | Purnio 230/115 | m:cosphi:bushv | 0.97881 | ElmTr3
2026 | 2026_DzMN_GzMN_Dp00_Gp00 | A3 -Florencia 33 kV | All generators | 0.92 | ind | Purnio 230/115 | m:cosphi:bushv | 0.97935 | ElmTr3
2026 | 2026_DzMN_GzMN_Dp00_Gp00 | A3 -Florencia 33 kV | All generators | 0.93 | ind | Purnio 230/115 | m:cosphi:bushv | 0.97991 | ElmTr3
2026 | 2026_DzMN_GzMN_Dp00_Gp00 | A3 -Florencia 33 kV | All generators | 0.94 | ind | Purnio 230/115 | m:cosphi:bushv | 0.98051 | ElmTr3
2026 | 2026_DzMN_GzMN_Dp00_Gp00 | A3 -Florencia 33 kV | All generators | 0.95 | ind | Purnio 230/115 | m:cosphi:bushv | 0.98114 | ElmTr3
2026 | 2026_DzMN_GzMN_Dp00_Gp00 | A3 -Florencia 33 kV | All generators | 0.96 | ind | Purnio 230/115 | m:cosphi:bushv | 0.98183 | ElmTr3
2026 | 2026_DzMN_GzMN_Dp00_Gp00 | A3 -Florencia 33 kV | All generators | 0.97 | ind | Purnio 230/115 | m:cosphi:bushv | 0.98259 | ElmTr3
2026 | 2026_DzMN_GzMN_Dp00_Gp00 | A3 -Florencia 33 kV | All generators | 0.98 | ind | Purnio 230/115 | m:cosphi:bushv | 0.98348 | ElmTr3
2026 | 2026_DzMN_GzMN_Dp00_Gp00 | A3 -Florencia 33 kV | All generators | 0.99 | ind | Purnio 230/115 | m:cosphi:bushv | 0.98461 | ElmTr3
2026 | 2026_DzMN_GzMN_Dp00_Gp00 | A3 -Florencia 33 kV | All generators | 1 | ind | Purnio 230/115 | m:cosphi:bushv | 0.98731 | ElmTr3
2026 | 2026_DzMN_GzMN_Dp00_Gp00 | A3 -Florencia 33 kV | All generators | 0.9 | ind | Victoria 115/33/13.8 kV | m:P:bushv in MW | -0.62265 | ElmTr3
2026 | 2026_DzMN_GzMN_Dp00_Gp00 | A3 -Florencia 33 kV | All generators | 0.91 | ind | Victoria 115/33/13.8 kV | m:P:bushv in MW | -0.63238 | ElmTr3
2026 | 2026_DzMN_GzMN_Dp00_Gp00 | A3 -Florencia 33 kV | All generators | 0.92 | ind | Victoria 115/33/13.8 kV | m:P:bushv in MW | -0.64209 | ElmTr3
2026 | 2026_DzMN_GzMN_Dp00_Gp00 | A3 -Florencia 33 kV | All generators | 0.93 | ind | Victoria 115/33/13.8 kV | m:P:bushv in MW | -0.65179 | ElmTr3
2026 | 2026_DzMN_GzMN_Dp00_Gp00 | A3 -Florencia 33 kV | All generators | 0.94 | ind | Victoria 115/33/13.8 kV | m:P:bushv in MW | -0.66152 | ElmTr3
2026 | 2026_DzMN_GzMN_Dp00_Gp00 | A3 -Florencia 33 kV | All generators | 0.95 | ind | Victoria 115/33/13.8 kV | m:P:bushv in MW | -0.67134 | ElmTr3
2026 | 2026_DzMN_GzMN_Dp00_Gp00 | A3 -Florencia 33 kV | All generators | 0.96 | ind | Victoria 115/33/13.8 kV | m:P:bushv in MW | -0.68133 | ElmTr3
2026 | 2026_DzMN_GzMN_Dp00_Gp00 | A3 -Florencia 33 kV | All generators | 0.97 | ind | Victoria 115/33/13.8 kV | m:P:bushv in MW | -0.6916 | ElmTr3
2026 | 2026_DzMN_GzMN_Dp00_Gp00 | A3 -Florencia 33 kV | All generators | 0.98 | ind | Victoria 115/33/13.8 kV | m:P:bushv in MW | -0.70238 | ElmTr3
2026 | 2026_DzMN_GzMN_Dp00_Gp00 | A3 -Florencia 33 kV | All generators | 0.99 | ind | Victoria 115/33/13.8 kV | m:P:bushv in MW | -0.71422 | ElmTr3
2026 | 2026_DzMN_GzMN_Dp00_Gp00 | A3 -Florencia 33 kV | All generators | 1 | ind | Victoria 115/33/13.8 kV | m:P:bushv in MW | -0.73233 | ElmTr3
2026 | 2026_DzMN_GzMN_Dp00_Gp00 | A3 -Florencia 33 kV | All generators | 0.9 | ind | Victoria 115/33/13.8 kV | m:Q:bushv in Mvar | 3.2381 | ElmTr3
2026 | 2026_DzMN_GzMN_Dp00_Gp00 | A3 -Florencia 33 kV | All generators | 0.91 | ind | Victoria 115/33/13.8 kV | m:Q:bushv in Mvar | 3.3443 | ElmTr3
2026 | 2026_DzMN_GzMN_Dp00_Gp00 | A3 -Florencia 33 kV | All generators | 0.92 | ind | Victoria 115/33/13.8 kV | m:Q:bushv in Mvar | 3.4553 | ElmTr3
2026 | 2026_DzMN_GzMN_Dp00_Gp00 | A3 -Florencia 33 kV | All generators | 0.93 | ind | Victoria 115/33/13.8 kV | m:Q:bushv in Mvar | 3.572 | ElmTr3
2026 | 2026_DzMN_GzMN_Dp00_Gp00 | A3 -Florencia 33 kV | All generators | 0.94 | ind | Victoria 115/33/13.8 kV | m:Q:bushv in Mvar | 3.6963 | ElmTr3
2026 | 2026_DzMN_GzMN_Dp00_Gp00 | A3 -Florencia 33 kV | All generators | 0.95 | ind | Victoria 115/33/13.8 kV | m:Q:bushv in Mvar | 3.8302 | ElmTr3
2026 | 2026_DzMN_GzMN_Dp00_Gp00 | A3 -Florencia 33 kV | All generators | 0.96 | ind | Victoria 115/33/13.8 kV | m:Q:bushv in Mvar | 3.9774 | ElmTr3
2026 | 2026_DzMN_GzMN_Dp00_Gp00 | A3 -Florencia 33 kV | All generators | 0.97 | ind | Victoria 115/33/13.8 kV | m:Q:bushv in Mvar | 4.1438 | ElmTr3
2026 | 2026_DzMN_GzMN_Dp00_Gp00 | A3 -Florencia 33 kV | All generators | 0.98 | ind | Victoria 115/33/13.8 kV | m:Q:bushv in Mvar | 4.3411 | ElmTr3
2026 | 2026_DzMN_GzMN_Dp00_Gp00 | A3 -Florencia 33 kV | All generators | 0.99 | ind | Victoria 115/33/13.8 kV | m:Q:bushv in Mvar | 4.5999 | ElmTr3
2026 | 2026_DzMN_GzMN_Dp00_Gp00 | A3 -Florencia 33 kV | All generators | 1 | ind | Victoria 115/33/13.8 kV | m:Q:bushv in Mvar | 5.2477 | ElmTr3
2026 | 2026_DzMN_GzMN_Dp00_Gp00 | A3 -Florencia 33 kV | All generators | 0.9 | ind | Victoria 115/33/13.8 kV | m:cosphi:bushv | -0.18882 | ElmTr3
2026 | 2026_DzMN_GzMN_Dp00_Gp00 | A3 -Florencia 33 kV | All generators | 0.91 | ind | Victoria 115/33/13.8 kV | m:cosphi:bushv | -0.1858 | ElmTr3
2026 | 2026_DzMN_GzMN_Dp00_Gp00 | A3 -Florencia 33 kV | All generators | 0.92 | ind | Victoria 115/33/13.8 kV | m:cosphi:bushv | -0.1827 | ElmTr3
2026 | 2026_DzMN_GzMN_Dp00_Gp00 | A3 -Florencia 33 kV | All generators | 0.93 | ind | Victoria 115/33/13.8 kV | m:cosphi:bushv | -0.1795 | ElmTr3
2026 | 2026_DzMN_GzMN_Dp00_Gp00 | A3 -Florencia 33 kV | All generators | 0.94 | ind | Victoria 115/33/13.8 kV | m:cosphi:bushv | -0.17617 | ElmTr3
2026 | 2026_DzMN_GzMN_Dp00_Gp00 | A3 -Florencia 33 kV | All generators | 0.95 | ind | Victoria 115/33/13.8 kV | m:cosphi:bushv | -0.17264 | ElmTr3
2026 | 2026_DzMN_GzMN_Dp00_Gp00 | A3 -Florencia 33 kV | All generators | 0.96 | ind | Victoria 115/33/13.8 kV | m:cosphi:bushv | -0.16884 | ElmTr3
2026 | 2026_DzMN_GzMN_Dp00_Gp00 | A3 -Florencia 33 kV | All generators | 0.97 | ind | Victoria 115/33/13.8 kV | m:cosphi:bushv | -0.16462 | ElmTr3
2026 | 2026_DzMN_GzMN_Dp00_Gp00 | A3 -Florencia 33 kV | All generators | 0.98 | ind | Victoria 115/33/13.8 kV | m:cosphi:bushv | -0.15972 | ElmTr3
2026 | 2026_DzMN_GzMN_Dp00_Gp00 | A3 -Florencia 33 kV | All generators | 0.99 | ind | Victoria 115/33/13.8 kV | m:cosphi:bushv | -0.15343 | ElmTr3
2026 | 2026_DzMN_GzMN_Dp00_Gp00 | A3 -Florencia 33 kV | All generators | 1 | ind | Victoria 115/33/13.8 kV | m:cosphi:bushv | -0.13821 | ElmTr3
2026 | 2026_DzMN_GzMN_Dp00_Gp00 | Caso Base | All generators | 0.9 | cap | Dorada - Magdalena 115 kV | m:P:bus1 in MW | 32.5518 | ElmLne
2026 | 2026_DzMN_GzMN_Dp00_Gp00 | Caso Base | All generators | 0.91 | cap | Dorada - Magdalena 115 kV | m:P:bus1 in MW | 32.5518 | ElmLne
2026 | 2026_DzMN_GzMN_Dp00_Gp00 | Caso Base | All generators | 0.92 | cap | Dorada - Magdalena 115 kV | m:P:bus1 in MW | 32.5518 | ElmLne
2026 | 2026_DzMN_GzMN_Dp00_Gp00 | Caso Base | All generators | 0.93 | cap | Dorada - Magdalena 115 kV | m:P:bus1 in MW | 32.5518 | ElmLne
2026 | 2026_DzMN_GzMN_Dp00_Gp00 | Caso Base | All generators | 0.94 | cap | Dorada - Magdalena 115 kV | m:P:bus1 in MW | 32.5518 | ElmLne
2026 | 2026_DzMN_GzMN_Dp00_Gp00 | Caso Base | All generators | 0.95 | cap | Dorada - Magdalena 115 kV | m:P:bus1 in MW | 32.5518 | ElmLne
2026 | 2026_DzMN_GzMN_Dp00_Gp00 | Caso Base | All generators | 0.96 | cap | Dorada - Magdalena 115 kV | m:P:bus1 in MW | 32.5518 | ElmLne
2026 | 2026_DzMN_GzMN_Dp00_Gp00 | Caso Base | All generators | 0.97 | cap | Dorada - Magdalena 115 kV | m:P:bus1 in MW | 32.5518 | ElmLne
2026 | 2026_DzMN_GzMN_Dp00_Gp00 | Caso Base | All generators | 0.98 | cap | Dorada - Magdalena 115 kV | m:P:bus1 in MW | 32.5518 | ElmLne
2026 | 2026_DzMN_GzMN_Dp00_Gp00 | Caso Base | All generators | 0.99 | cap | Dorada - Magdalena 115 kV | m:P:bus1 in MW | 32.5518 | ElmLne
2026 | 2026_DzMN_GzMN_Dp00_Gp00 | Caso Base | All generators | 1 | cap | Dorada - Magdalena 115 kV | m:P:bus1 in MW | 32.5518 | ElmLne
2026 | 2026_DzMN_GzMN_Dp00_Gp00 | Caso Base | All generators | 0.9 | cap | Dorada - Magdalena 115 kV | m:P:bus2 in MW | -32.4973 | ElmLne
2026 | 2026_DzMN_GzMN_Dp00_Gp00 | Caso Base | All generators | 0.91 | cap | Dorada - Magdalena 115 kV | m:P:bus2 in MW | -32.4973 | ElmLne
2026 | 2026_DzMN_GzMN_Dp00_Gp00 | Caso Base | All generators | 0.92 | cap | Dorada - Magdalena 115 kV | m:P:bus2 in MW | -32.4973 | ElmLne
2026 | 2026_DzMN_GzMN_Dp00_Gp00 | Caso Base | All generators | 0.93 | cap | Dorada - Magdalena 115 kV | m:P:bus2 in MW | -32.4973 | ElmLne
2026 | 2026_DzMN_GzMN_Dp00_Gp00 | Caso Base | All generators | 0.94 | cap | Dorada - Magdalena 115 kV | m:P:bus2 in MW | -32.4973 | ElmLne
2026 | 2026_DzMN_GzMN_Dp00_Gp00 | Caso Base | All generators | 0.95 | cap | Dorada - Magdalena 115 kV | m:P:bus2 in MW | -32.4973 | ElmLne
2026 | 2026_DzMN_GzMN_Dp00_Gp00 | Caso Base | All generators | 0.96 | cap | Dorada - Magdalena 115 kV | m:P:bus2 in MW | -32.4973 | ElmLne
2026 | 2026_DzMN_GzMN_Dp00_Gp00 | Caso Base | All generators | 0.97 | cap | Dorada - Magdalena 115 kV | m:P:bus2 in MW | -32.4973 | ElmLne
2026 | 2026_DzMN_GzMN_Dp00_Gp00 | Caso Base | All generators | 0.98 | cap | Dorada - Magdalena 115 kV | m:P:bus2 in MW | -32.4973 | ElmLne
2026 | 2026_DzMN_GzMN_Dp00_Gp00 | Caso Base | All generators | 0.99 | cap | Dorada - Magdalena 115 kV | m:P:bus2 in MW | -32.4973 | ElmLne
2026 | 2026_DzMN_GzMN_Dp00_Gp00 | Caso Base | All generators | 1 | cap | Dorada - Magdalena 115 kV | m:P:bus2 in MW | -32.4973 | ElmLne
2026 | 2026_DzMN_GzMN_Dp00_Gp00 | Caso Base | All generators | 0.9 | cap | Dorada - Magdalena 115 kV | m:Q:bus1 in Mvar | 1.3539 | ElmLne
2026 | 2026_DzMN_GzMN_Dp00_Gp00 | Caso Base | All generators | 0.91 | cap | Dorada - Magdalena 115 kV | m:Q:bus1 in Mvar | 1.3539 | ElmLne
2026 | 2026_DzMN_GzMN_Dp00_Gp00 | Caso Base | All generators | 0.92 | cap | Dorada - Magdalena 115 kV | m:Q:bus1 in Mvar | 1.3539 | ElmLne
2026 | 2026_DzMN_GzMN_Dp00_Gp00 | Caso Base | All generators | 0.93 | cap | Dorada - Magdalena 115 kV | m:Q:bus1 in Mvar | 1.3539 | ElmLne
2026 | 2026_DzMN_GzMN_Dp00_Gp00 | Caso Base | All generators | 0.94 | cap | Dorada - Magdalena 115 kV | m:Q:bus1 in Mvar | 1.3539 | ElmLne
2026 | 2026_DzMN_GzMN_Dp00_Gp00 | Caso Base | All generators | 0.95 | cap | Dorada - Magdalena 115 kV | m:Q:bus1 in Mvar | 1.3539 | ElmLne
2026 | 2026_DzMN_GzMN_Dp00_Gp00 | Caso Base | All generators | 0.96 | cap | Dorada - Magdalena 115 kV | m:Q:bus1 in Mvar | 1.3539 | ElmLne
2026 | 2026_DzMN_GzMN_Dp00_Gp00 | Caso Base | All generators | 0.97 | cap | Dorada - Magdalena 115 kV | m:Q:bus1 in Mvar | 1.3539 | ElmLne
2026 | 2026_DzMN_GzMN_Dp00_Gp00 | Caso Base | All generators | 0.98 | cap | Dorada - Magdalena 115 kV | m:Q:bus1 in Mvar | 1.3539 | ElmLne
2026 | 2026_DzMN_GzMN_Dp00_Gp00 | Caso Base | All generators | 0.99 | cap | Dorada - Magdalena 115 kV | m:Q:bus1 in Mvar | 1.3539 | ElmLne
2026 | 2026_DzMN_GzMN_Dp00_Gp00 | Caso Base | All generators | 1 | cap | Dorada - Magdalena 115 kV | m:Q:bus1 in Mvar | 1.3539 | ElmLne
2026 | 2026_DzMN_GzMN_Dp00_Gp00 | Caso Base | All generators | 0.9 | cap | Dorada - Magdalena 115 kV | m:Q:bus2 in Mvar | -1.4501 | ElmLne
2026 | 2026_DzMN_GzMN_Dp00_Gp00 | Caso Base | All generators | 0.91 | cap | Dorada - Magdalena 115 kV | m:Q:bus2 in Mvar | -1.4501 | ElmLne
2026 | 2026_DzMN_GzMN_Dp00_Gp00 | Caso Base | All generators | 0.92 | cap | Dorada - Magdalena 115 kV | m:Q:bus2 in Mvar | -1.4501 | ElmLne
2026 | 2026_DzMN_GzMN_Dp00_Gp00 | Caso Base | All generators | 0.93 | cap | Dorada - Magdalena 115 kV | m:Q:bus2 in Mvar | -1.4501 | ElmLne
2026 | 2026_DzMN_GzMN_Dp00_Gp00 | Caso Base | All generators | 0.94 | cap | Dorada - Magdalena 115 kV | m:Q:bus2 in Mvar | -1.4501 | ElmLne
2026 | 2026_DzMN_GzMN_Dp00_Gp00 | Caso Base | All generators | 0.95 | cap | Dorada - Magdalena 115 kV | m:Q:bus2 in Mvar | -1.4501 | ElmLne
2026 | 2026_DzMN_GzMN_Dp00_Gp00 | Caso Base | All generators | 0.96 | cap | Dorada - Magdalena 115 kV | m:Q:bus2 in Mvar | -1.4501 | ElmLne
2026 | 2026_DzMN_GzMN_Dp00_Gp00 | Caso Base | All generators | 0.97 | cap | Dorada - Magdalena 115 kV | m:Q:bus2 in Mvar | -1.4501 | ElmLne
2026 | 2026_DzMN_GzMN_Dp00_Gp00 | Caso Base | All generators | 0.98 | cap | Dorada - Magdalena 115 kV | m:Q:bus2 in Mvar | -1.4501 | ElmLne
2026 | 2026_DzMN_GzMN_Dp00_Gp00 | Caso Base | All generators | 0.99 | cap | Dorada - Magdalena 115 kV | m:Q:bus2 in Mvar | -1.4501 | ElmLne
2026 | 2026_DzMN_GzMN_Dp00_Gp00 | Caso Base | All generators | 1 | cap | Dorada - Magdalena 115 kV | m:Q:bus2 in Mvar | -1.4501 | ElmLne
2026 | 2026_DzMN_GzMN_Dp00_Gp00 | Caso Base | All generators | 0.9 | cap | Dorada - Magdalena 115 kV | m:cosphi:bus1 | 0.99914 | ElmLne
2026 | 2026_DzMN_GzMN_Dp00_Gp00 | Caso Base | All generators | 0.91 | cap | Dorada - Magdalena 115 kV | m:cosphi:bus1 | 0.99914 | ElmLne
2026 | 2026_DzMN_GzMN_Dp00_Gp00 | Caso Base | All generators | 0.92 | cap | Dorada - Magdalena 115 kV | m:cosphi:bus1 | 0.99914 | ElmLne
2026 | 2026_DzMN_GzMN_Dp00_Gp00 | Caso Base | All generators | 0.93 | cap | Dorada - Magdalena 115 kV | m:cosphi:bus1 | 0.99914 | ElmLne
2026 | 2026_DzMN_GzMN_Dp00_Gp00 | Caso Base | All generators | 0.94 | cap | Dorada - Magdalena 115 kV | m:cosphi:bus1 | 0.99914 | ElmLne
2026 | 2026_DzMN_GzMN_Dp00_Gp00 | Caso Base | All generators | 0.95 | cap | Dorada - Magdalena 115 kV | m:cosphi:bus1 | 0.99914 | ElmLne
2026 | 2026_DzMN_GzMN_Dp00_Gp00 | Caso Base | All generators | 0.96 | cap | Dorada - Magdalena 115 kV | m:cosphi:bus1 | 0.99914 | ElmLne
2026 | 2026_DzMN_GzMN_Dp00_Gp00 | Caso Base | All generators | 0.97 | cap | Dorada - Magdalena 115 kV | m:cosphi:bus1 | 0.99914 | ElmLne
2026 | 2026_DzMN_GzMN_Dp00_Gp00 | Caso Base | All generators | 0.98 | cap | Dorada - Magdalena 115 kV | m:cosphi:bus1 | 0.99914 | ElmLne
2026 | 2026_DzMN_GzMN_Dp00_Gp00 | Caso Base | All generators | 0.99 | cap | Dorada - Magdalena 115 kV | m:cosphi:bus1 | 0.99914 | ElmLne
2026 | 2026_DzMN_GzMN_Dp00_Gp00 | Caso Base | All generators | 1 | cap | Dorada - Magdalena 115 kV | m:cosphi:bus1 | 0.99914 | ElmLne
2026 | 2026_DzMN_GzMN_Dp00_Gp00 | Caso Base | All generators | 0.9 | cap | Dorada - Magdalena 115 kV | m:cosphi:bus2 | -0.99901 | ElmLne
2026 | 2026_DzMN_GzMN_Dp00_Gp00 | Caso Base | All generators | 0.91 | cap | Dorada - Magdalena 115 kV | m:cosphi:bus2 | -0.99901 | ElmLne
2026 | 2026_DzMN_GzMN_Dp00_Gp00 | Caso Base | All generators | 0.92 | cap | Dorada - Magdalena 115 kV | m:cosphi:bus2 | -0.99901 | ElmLne
2026 | 2026_DzMN_GzMN_Dp00_Gp00 | Caso Base | All generators | 0.93 | cap | Dorada - Magdalena 115 kV | m:cosphi:bus2 | -0.99901 | ElmLne
2026 | 2026_DzMN_GzMN_Dp00_Gp00 | Caso Base | All generators | 0.94 | cap | Dorada - Magdalena 115 kV | m:cosphi:bus2 | -0.99901 | ElmLne
2026 | 2026_DzMN_GzMN_Dp00_Gp00 | Caso Base | All generators | 0.95 | cap | Dorada - Magdalena 115 kV | m:cosphi:bus2 | -0.99901 | ElmLne
2026 | 2026_DzMN_GzMN_Dp00_Gp00 | Caso Base | All generators | 0.96 | cap | Dorada - Magdalena 115 kV | m:cosphi:bus2 | -0.99901 | ElmLne
2026 | 2026_DzMN_GzMN_Dp00_Gp00 | Caso Base | All generators | 0.97 | cap | Dorada - Magdalena 115 kV | m:cosphi:bus2 | -0.99901 | ElmLne
2026 | 2026_DzMN_GzMN_Dp00_Gp00 | Caso Base | All generators | 0.98 | cap | Dorada - Magdalena 115 kV | m:cosphi:bus2 | -0.99901 | ElmLne
2026 | 2026_DzMN_GzMN_Dp00_Gp00 | Caso Base | All generators | 0.99 | cap | Dorada - Magdalena 115 kV | m:cosphi:bus2 | -0.99901 | ElmLne
2026 | 2026_DzMN_GzMN_Dp00_Gp00 | Caso Base | All generators | 1 | cap | Dorada - Magdalena 115 kV | m:cosphi:bus2 | -0.99901 | ElmLne
2026 | 2026_DzMN_GzMN_Dp00_Gp00 | Caso Base | All generators | 0.9 | cap | Mariquita - Victoria 2 115 | m:P:bus1 in MW | 5.3443 | ElmLne
2026 | 2026_DzMN_GzMN_Dp00_Gp00 | Caso Base | All generators | 0.91 | cap | Mariquita - Victoria 2 115 | m:P:bus1 in MW | 5.3443 | ElmLne
2026 | 2026_DzMN_GzMN_Dp00_Gp00 | Caso Base | All generators | 0.92 | cap | Mariquita - Victoria 2 115 | m:P:bus1 in MW | 5.3443 | ElmLne
2026 | 2026_DzMN_GzMN_Dp00_Gp00 | Caso Base | All generators | 0.93 | cap | Mariquita - Victoria 2 115 | m:P:bus1 in MW | 5.3443 | ElmLne
2026 | 2026_DzMN_GzMN_Dp00_Gp00 | Caso Base | All generators | 0.94 | cap | Mariquita - Victoria 2 115 | m:P:bus1 in MW | 5.3443 | ElmLne
2026 | 2026_DzMN_GzMN_Dp00_Gp00 | Caso Base | All generators | 0.95 | cap | Mariquita - Victoria 2 115 | m:P:bus1 in MW | 5.3443 | ElmLne
2026 | 2026_DzMN_GzMN_Dp00_Gp00 | Caso Base | All generators | 0.96 | cap | Mariquita - Victoria 2 115 | m:P:bus1 in MW | 5.3443 | ElmLne
2026 | 2026_DzMN_GzMN_Dp00_Gp00 | Caso Base | All generators | 0.97 | cap | Mariquita - Victoria 2 115 | m:P:bus1 in MW | 5.3443 | ElmLne
2026 | 2026_DzMN_GzMN_Dp00_Gp00 | Caso Base | All generators | 0.98 | cap | Mariquita - Victoria 2 115 | m:P:bus1 in MW | 5.3443 | ElmLne
2026 | 2026_DzMN_GzMN_Dp00_Gp00 | Caso Base | All generators | 0.99 | cap | Mariquita - Victoria 2 115 | m:P:bus1 in MW | 5.3443 | ElmLne
2026 | 2026_DzMN_GzMN_Dp00_Gp00 | Caso Base | All generators | 1 | cap | Mariquita - Victoria 2 115 | m:P:bus1 in MW | 5.3443 | ElmLne
2026 | 2026_DzMN_GzMN_Dp00_Gp00 | Caso Base | All generators | 0.9 | cap | Mariquita - Victoria 2 115 | m:P:bus2 in MW | -5.3269 | ElmLne
2026 | 2026_DzMN_GzMN_Dp00_Gp00 | Caso Base | All generators | 0.91 | cap | Mariquita - Victoria 2 115 | m:P:bus2 in MW | -5.3269 | ElmLne
2026 | 2026_DzMN_GzMN_Dp00_Gp00 | Caso Base | All generators | 0.92 | cap | Mariquita - Victoria 2 115 | m:P:bus2 in MW | -5.3269 | ElmLne
2026 | 2026_DzMN_GzMN_Dp00_Gp00 | Caso Base | All generators | 0.93 | cap | Mariquita - Victoria 2 115 | m:P:bus2 in MW | -5.3269 | ElmLne
2026 | 2026_DzMN_GzMN_Dp00_Gp00 | Caso Base | All generators | 0.94 | cap | Mariquita - Victoria 2 115 | m:P:bus2 in MW | -5.3269 | ElmLne
2026 | 2026_DzMN_GzMN_Dp00_Gp00 | Caso Base | All generators | 0.95 | cap | Mariquita - Victoria 2 115 | m:P:bus2 in MW | -5.3269 | ElmLne
2026 | 2026_DzMN_GzMN_Dp00_Gp00 | Caso Base | All generators | 0.96 | cap | Mariquita - Victoria 2 115 | m:P:bus2 in MW | -5.3269 | ElmLne
2026 | 2026_DzMN_GzMN_Dp00_Gp00 | Caso Base | All generators | 0.97 | cap | Mariquita - Victoria 2 115 | m:P:bus2 in MW | -5.3269 | ElmLne
2026 | 2026_DzMN_GzMN_Dp00_Gp00 | Caso Base | All generators | 0.98 | cap | Mariquita - Victoria 2 115 | m:P:bus2 in MW | -5.3269 | ElmLne
2026 | 2026_DzMN_GzMN_Dp00_Gp00 | Caso Base | All generators | 0.99 | cap | Mariquita - Victoria 2 115 | m:P:bus2 in MW | -5.3269 | ElmLne
2026 | 2026_DzMN_GzMN_Dp00_Gp00 | Caso Base | All generators | 1 | cap | Mariquita - Victoria 2 115 | m:P:bus2 in MW | -5.3269 | ElmLne
2026 | 2026_DzMN_GzMN_Dp00_Gp00 | Caso Base | All generators | 0.9 | cap | Mariquita - Victoria 2 115 | m:Q:bus1 in Mvar | -7.7846 | ElmLne
2026 | 2026_DzMN_GzMN_Dp00_Gp00 | Caso Base | All generators | 0.91 | cap | Mariquita - Victoria 2 115 | m:Q:bus1 in Mvar | -7.7846 | ElmLne
2026 | 2026_DzMN_GzMN_Dp00_Gp00 | Caso Base | All generators | 0.92 | cap | Mariquita - Victoria 2 115 | m:Q:bus1 in Mvar | -7.7846 | ElmLne
2026 | 2026_DzMN_GzMN_Dp00_Gp00 | Caso Base | All generators | 0.93 | cap | Mariquita - Victoria 2 115 | m:Q:bus1 in Mvar | -7.7846 | ElmLne
2026 | 2026_DzMN_GzMN_Dp00_Gp00 | Caso Base | All generators | 0.94 | cap | Mariquita - Victoria 2 115 | m:Q:bus1 in Mvar | -7.7846 | ElmLne
2026 | 2026_DzMN_GzMN_Dp00_Gp00 | Caso Base | All generators | 0.95 | cap | Mariquita - Victoria 2 115 | m:Q:bus1 in Mvar | -7.7846 | ElmLne
2026 | 2026_DzMN_GzMN_Dp00_Gp00 | Caso Base | All generators | 0.96 | cap | Mariquita - Victoria 2 115 | m:Q:bus1 in Mvar | -7.7846 | ElmLne
2026 | 2026_DzMN_GzMN_Dp00_Gp00 | Caso Base | All generators | 0.97 | cap | Mariquita - Victoria 2 115 | m:Q:bus1 in Mvar | -7.7846 | ElmLne
2026 | 2026_DzMN_GzMN_Dp00_Gp00 | Caso Base | All generators | 0.98 | cap | Mariquita - Victoria 2 115 | m:Q:bus1 in Mvar | -7.7846 | ElmLne
2026 | 2026_DzMN_GzMN_Dp00_Gp00 | Caso Base | All generators | 0.99 | cap | Mariquita - Victoria 2 115 | m:Q:bus1 in Mvar | -7.7846 | ElmLne
2026 | 2026_DzMN_GzMN_Dp00_Gp00 | Caso Base | All generators | 1 | cap | Mariquita - Victoria 2 115 | m:Q:bus1 in Mvar | -7.7846 | ElmLne
2026 | 2026_DzMN_GzMN_Dp00_Gp00 | Caso Base | All generators | 0.9 | cap | Mariquita - Victoria 2 115 | m:Q:bus2 in Mvar | 7.1596 | ElmLne
2026 | 2026_DzMN_GzMN_Dp00_Gp00 | Caso Base | All generators | 0.91 | cap | Mariquita - Victoria 2 115 | m:Q:bus2 in Mvar | 7.1596 | ElmLne
2026 | 2026_DzMN_GzMN_Dp00_Gp00 | Caso Base | All generators | 0.92 | cap | Mariquita - Victoria 2 115 | m:Q:bus2 in Mvar | 7.1596 | ElmLne
2026 | 2026_DzMN_GzMN_Dp00_Gp00 | Caso Base | All generators | 0.93 | cap | Mariquita - Victoria 2 115 | m:Q:bus2 in Mvar | 7.1596 | ElmLne
2026 | 2026_DzMN_GzMN_Dp00_Gp00 | Caso Base | All generators | 0.94 | cap | Mariquita - Victoria 2 115 | m:Q:bus2 in Mvar | 7.1596 | ElmLne
2026 | 2026_DzMN_GzMN_Dp00_Gp00 | Caso Base | All generators | 0.95 | cap | Mariquita - Victoria 2 115 | m:Q:bus2 in Mvar | 7.1596 | ElmLne
2026 | 2026_DzMN_GzMN_Dp00_Gp00 | Caso Base | All generators | 0.96 | cap | Mariquita - Victoria 2 115 | m:Q:bus2 in Mvar | 7.1596 | ElmLne
2026 | 2026_DzMN_GzMN_Dp00_Gp00 | Caso Base | All generators | 0.97 | cap | Mariquita - Victoria 2 115 | m:Q:bus2 in Mvar | 7.1596 | ElmLne
2026 | 2026_DzMN_GzMN_Dp00_Gp00 | Caso Base | All generators | 0.98 | cap | Mariquita - Victoria 2 115 | m:Q:bus2 in Mvar | 7.1596 | ElmLne
2026 | 2026_DzMN_GzMN_Dp00_Gp00 | Caso Base | All generators | 0.99 | cap | Mariquita - Victoria 2 115 | m:Q:bus2 in Mvar | 7.1596 | ElmLne
2026 | 2026_DzMN_GzMN_Dp00_Gp00 | Caso Base | All generators | 1 | cap | Mariquita - Victoria 2 115 | m:Q:bus2 in Mvar | 7.1596 | ElmLne
2026 | 2026_DzMN_GzMN_Dp00_Gp00 | Caso Base | All generators | 0.9 | cap | Mariquita - Victoria 2 115 | m:cosphi:bus1 | 0.56598 | ElmLne
2026 | 2026_DzMN_GzMN_Dp00_Gp00 | Caso Base | All generators | 0.91 | cap | Mariquita - Victoria 2 115 | m:cosphi:bus1 | 0.56598 | ElmLne
2026 | 2026_DzMN_GzMN_Dp00_Gp00 | Caso Base | All generators | 0.92 | cap | Mariquita - Victoria 2 115 | m:cosphi:bus1 | 0.56598 | ElmLne
2026 | 2026_DzMN_GzMN_Dp00_Gp00 | Caso Base | All generators | 0.93 | cap | Mariquita - Victoria 2 115 | m:cosphi:bus1 | 0.56598 | ElmLne
2026 | 2026_DzMN_GzMN_Dp00_Gp00 | Caso Base | All generators | 0.94 | cap | Mariquita - Victoria 2 115 | m:cosphi:bus1 | 0.56598 | ElmLne
2026 | 2026_DzMN_GzMN_Dp00_Gp00 | Caso Base | All generators | 0.95 | cap | Mariquita - Victoria 2 115 | m:cosphi:bus1 | 0.56598 | ElmLne
2026 | 2026_DzMN_GzMN_Dp00_Gp00 | Caso Base | All generators | 0.96 | cap | Mariquita - Victoria 2 115 | m:cosphi:bus1 | 0.56598 | ElmLne
2026 | 2026_DzMN_GzMN_Dp00_Gp00 | Caso Base | All generators | 0.97 | cap | Mariquita - Victoria 2 115 | m:cosphi:bus1 | 0.56598 | ElmLne
2026 | 2026_DzMN_GzMN_Dp00_Gp00 | Caso Base | All generators | 0.98 | cap | Mariquita - Victoria 2 115 | m:cosphi:bus1 | 0.56598 | ElmLne
2026 | 2026_DzMN_GzMN_Dp00_Gp00 | Caso Base | All generators | 0.99 | cap | Mariquita - Victoria 2 115 | m:cosphi:bus1 | 0.56598 | ElmLne
2026 | 2026_DzMN_GzMN_Dp00_Gp00 | Caso Base | All generators | 1 | cap | Mariquita - Victoria 2 115 | m:cosphi:bus1 | 0.56598 | ElmLne
2026 | 2026_DzMN_GzMN_Dp00_Gp00 | Caso Base | All generators | 0.9 | cap | Mariquita - Victoria 2 115 | m:cosphi:bus2 | -0.59693 | ElmLne
2026 | 2026_DzMN_GzMN_Dp00_Gp00 | Caso Base | All generators | 0.91 | cap | Mariquita - Victoria 2 115 | m:cosphi:bus2 | -0.59693 | ElmLne
2026 | 2026_DzMN_GzMN_Dp00_Gp00 | Caso Base | All generators | 0.92 | cap | Mariquita - Victoria 2 115 | m:cosphi:bus2 | -0.59693 | ElmLne
2026 | 2026_DzMN_GzMN_Dp00_Gp00 | Caso Base | All generators | 0.93 | cap | Mariquita - Victoria 2 115 | m:cosphi:bus2 | -0.59693 | ElmLne
2026 | 2026_DzMN_GzMN_Dp00_Gp00 | Caso Base | All generators | 0.94 | cap | Mariquita - Victoria 2 115 | m:cosphi:bus2 | -0.59693 | ElmLne
2026 | 2026_DzMN_GzMN_Dp00_Gp00 | Caso Base | All generators | 0.95 | cap | Mariquita - Victoria 2 115 | m:cosphi:bus2 | -0.59693 | ElmLne
2026 | 2026_DzMN_GzMN_Dp00_Gp00 | Caso Base | All generators | 0.96 | cap | Mariquita - Victoria 2 115 | m:cosphi:bus2 | -0.59693 | ElmLne
2026 | 2026_DzMN_GzMN_Dp00_Gp00 | Caso Base | All generators | 0.97 | cap | Mariquita - Victoria 2 115 | m:cosphi:bus2 | -0.59693 | ElmLne
2026 | 2026_DzMN_GzMN_Dp00_Gp00 | Caso Base | All generators | 0.98 | cap | Mariquita - Victoria 2 115 | m:cosphi:bus2 | -0.59693 | ElmLne
2026 | 2026_DzMN_GzMN_Dp00_Gp00 | Caso Base | All generators | 0.99 | cap | Mariquita - Victoria 2 115 | m:cosphi:bus2 | -0.59693 | ElmLne
2026 | 2026_DzMN_GzMN_Dp00_Gp00 | Caso Base | All generators | 1 | cap | Mariquita - Victoria 2 115 | m:cosphi:bus2 | -0.59693 | ElmLne
2026 | 2026_DzMN_GzMN_Dp00_Gp00 | Caso Base | All generators | 0.9 | cap | Dorada 115/33/13.8 kV | m:P:bushv in MW | 3.8361 | ElmTr3
2026 | 2026_DzMN_GzMN_Dp00_Gp00 | Caso Base | All generators | 0.91 | cap | Dorada 115/33/13.8 kV | m:P:bushv in MW | 3.8361 | ElmTr3
2026 | 2026_DzMN_GzMN_Dp00_Gp00 | Caso Base | All generators | 0.92 | cap | Dorada 115/33/13.8 kV | m:P:bushv in MW | 3.8361 | ElmTr3
2026 | 2026_DzMN_GzMN_Dp00_Gp00 | Caso Base | All generators | 0.93 | cap | Dorada 115/33/13.8 kV | m:P:bushv in MW | 3.8361 | ElmTr3
2026 | 2026_DzMN_GzMN_Dp00_Gp00 | Caso Base | All generators | 0.94 | cap | Dorada 115/33/13.8 kV | m:P:bushv in MW | 3.8361 | ElmTr3
2026 | 2026_DzMN_GzMN_Dp00_Gp00 | Caso Base | All generators | 0.95 | cap | Dorada 115/33/13.8 kV | m:P:bushv in MW | 3.8361 | ElmTr3
2026 | 2026_DzMN_GzMN_Dp00_Gp00 | Caso Base | All generators | 0.96 | cap | Dorada 115/33/13.8 kV | m:P:bushv in MW | 3.8361 | ElmTr3
2026 | 2026_DzMN_GzMN_Dp00_Gp00 | Caso Base | All generators | 0.97 | cap | Dorada 115/33/13.8 kV | m:P:bushv in MW | 3.8361 | ElmTr3
2026 | 2026_DzMN_GzMN_Dp00_Gp00 | Caso Base | All generators | 0.98 | cap | Dorada 115/33/13.8 kV | m:P:bushv in MW | 3.8361 | ElmTr3
2026 | 2026_DzMN_GzMN_Dp00_Gp00 | Caso Base | All generators | 0.99 | cap | Dorada 115/33/13.8 kV | m:P:bushv in MW | 3.8361 | ElmTr3
2026 | 2026_DzMN_GzMN_Dp00_Gp00 | Caso Base | All generators | 1 | cap | Dorada 115/33/13.8 kV | m:P:bushv in MW | 3.8361 | ElmTr3
2026 | 2026_DzMN_GzMN_Dp00_Gp00 | Caso Base | All generators | 0.9 | cap | Dorada 115/33/13.8 kV | m:Q:bushv in Mvar | 1.2139 | ElmTr3
2026 | 2026_DzMN_GzMN_Dp00_Gp00 | Caso Base | All generators | 0.91 | cap | Dorada 115/33/13.8 kV | m:Q:bushv in Mvar | 1.2139 | ElmTr3
2026 | 2026_DzMN_GzMN_Dp00_Gp00 | Caso Base | All generators | 0.92 | cap | Dorada 115/33/13.8 kV | m:Q:bushv in Mvar | 1.2139 | ElmTr3
2026 | 2026_DzMN_GzMN_Dp00_Gp00 | Caso Base | All generators | 0.93 | cap | Dorada 115/33/13.8 kV | m:Q:bushv in Mvar | 1.2139 | ElmTr3
2026 | 2026_DzMN_GzMN_Dp00_Gp00 | Caso Base | All generators | 0.94 | cap | Dorada 115/33/13.8 kV | m:Q:bushv in Mvar | 1.2139 | ElmTr3
2026 | 2026_DzMN_GzMN_Dp00_Gp00 | Caso Base | All generators | 0.95 | cap | Dorada 115/33/13.8 kV | m:Q:bushv in Mvar | 1.2139 | ElmTr3
2026 | 2026_DzMN_GzMN_Dp00_Gp00 | Caso Base | All generators | 0.96 | cap | Dorada 115/33/13.8 kV | m:Q:bushv in Mvar | 1.2139 | ElmTr3
2026 | 2026_DzMN_GzMN_Dp00_Gp00 | Caso Base | All generators | 0.97 | cap | Dorada 115/33/13.8 kV | m:Q:bushv in Mvar | 1.2139 | ElmTr3
2026 | 2026_DzMN_GzMN_Dp00_Gp00 | Caso Base | All generators | 0.98 | cap | Dorada 115/33/13.8 kV | m:Q:bushv in Mvar | 1.2139 | ElmTr3
2026 | 2026_DzMN_GzMN_Dp00_Gp00 | Caso Base | All generators | 0.99 | cap | Dorada 115/33/13.8 kV | m:Q:bushv in Mvar | 1.2139 | ElmTr3
2026 | 2026_DzMN_GzMN_Dp00_Gp00 | Caso Base | All generators | 1 | cap | Dorada 115/33/13.8 kV | m:Q:bushv in Mvar | 1.2139 | ElmTr3
2026 | 2026_DzMN_GzMN_Dp00_Gp00 | Caso Base | All generators | 0.9 | cap | Dorada 115/33/13.8 kV | m:cosphi:bushv | 0.9534 | ElmTr3
2026 | 2026_DzMN_GzMN_Dp00_Gp00 | Caso Base | All generators | 0.91 | cap | Dorada 115/33/13.8 kV | m:cosphi:bushv | 0.9534 | ElmTr3
2026 | 2026_DzMN_GzMN_Dp00_Gp00 | Caso Base | All generators | 0.92 | cap | Dorada 115/33/13.8 kV | m:cosphi:bushv | 0.9534 | ElmTr3
2026 | 2026_DzMN_GzMN_Dp00_Gp00 | Caso Base | All generators | 0.93 | cap | Dorada 115/33/13.8 kV | m:cosphi:bushv | 0.9534 | ElmTr3
2026 | 2026_DzMN_GzMN_Dp00_Gp00 | Caso Base | All generators | 0.94 | cap | Dorada 115/33/13.8 kV | m:cosphi:bushv | 0.9534 | ElmTr3
2026 | 2026_DzMN_GzMN_Dp00_Gp00 | Caso Base | All generators | 0.95 | cap | Dorada 115/33/13.8 kV | m:cosphi:bushv | 0.9534 | ElmTr3
2026 | 2026_DzMN_GzMN_Dp00_Gp00 | Caso Base | All generators | 0.96 | cap | Dorada 115/33/13.8 kV | m:cosphi:bushv | 0.9534 | ElmTr3
2026 | 2026_DzMN_GzMN_Dp00_Gp00 | Caso Base | All generators | 0.97 | cap | Dorada 115/33/13.8 kV | m:cosphi:bushv | 0.9534 | ElmTr3
2026 | 2026_DzMN_GzMN_Dp00_Gp00 | Caso Base | All generators | 0.98 | cap | Dorada 115/33/13.8 kV | m:cosphi:bushv | 0.9534 | ElmTr3
2026 | 2026_DzMN_GzMN_Dp00_Gp00 | Caso Base | All generators | 0.99 | cap | Dorada 115/33/13.8 kV | m:cosphi:bushv | 0.9534 | ElmTr3
2026 | 2026_DzMN_GzMN_Dp00_Gp00 | Caso Base | All generators | 1 | cap | Dorada 115/33/13.8 kV | m:cosphi:bushv | 0.9534 | ElmTr3
2026 | 2026_DzMN_GzMN_Dp00_Gp00 | Caso Base | All generators | 0.9 | cap | Manzanares 115/33/13.8 kV | m:P:bushv in MW | -0.75395 | ElmTr3
2026 | 2026_DzMN_GzMN_Dp00_Gp00 | Caso Base | All generators | 0.91 | cap | Manzanares 115/33/13.8 kV | m:P:bushv in MW | -0.75395 | ElmTr3
2026 | 2026_DzMN_GzMN_Dp00_Gp00 | Caso Base | All generators | 0.92 | cap | Manzanares 115/33/13.8 kV | m:P:bushv in MW | -0.75395 | ElmTr3
2026 | 2026_DzMN_GzMN_Dp00_Gp00 | Caso Base | All generators | 0.93 | cap | Manzanares 115/33/13.8 kV | m:P:bushv in MW | -0.75395 | ElmTr3
2026 | 2026_DzMN_GzMN_Dp00_Gp00 | Caso Base | All generators | 0.94 | cap | Manzanares 115/33/13.8 kV | m:P:bushv in MW | -0.75395 | ElmTr3
2026 | 2026_DzMN_GzMN_Dp00_Gp00 | Caso Base | All generators | 0.95 | cap | Manzanares 115/33/13.8 kV | m:P:bushv in MW | -0.75395 | ElmTr3
2026 | 2026_DzMN_GzMN_Dp00_Gp00 | Caso Base | All generators | 0.96 | cap | Manzanares 115/33/13.8 kV | m:P:bushv in MW | -0.75395 | ElmTr3
2026 | 2026_DzMN_GzMN_Dp00_Gp00 | Caso Base | All generators | 0.97 | cap | Manzanares 115/33/13.8 kV | m:P:bushv in MW | -0.75395 | ElmTr3
2026 | 2026_DzMN_GzMN_Dp00_Gp00 | Caso Base | All generators | 0.98 | cap | Manzanares 115/33/13.8 kV | m:P:bushv in MW | -0.75395 | ElmTr3
2026 | 2026_DzMN_GzMN_Dp00_Gp00 | Caso Base | All generators | 0.99 | cap | Manzanares 115/33/13.8 kV | m:P:bushv in MW | -0.75395 | ElmTr3
2026 | 2026_DzMN_GzMN_Dp00_Gp00 | Caso Base | All generators | 1 | cap | Manzanares 115/33/13.8 kV | m:P:bushv in MW | -0.75395 | ElmTr3
2026 | 2026_DzMN_GzMN_Dp00_Gp00 | Caso Base | All generators | 0.9 | cap | Manzanares 115/33/13.8 kV | m:Q:bushv in Mvar | -2.38 | ElmTr3
2026 | 2026_DzMN_GzMN_Dp00_Gp00 | Caso Base | All generators | 0.91 | cap | Manzanares 115/33/13.8 kV | m:Q:bushv in Mvar | -2.38 | ElmTr3
2026 | 2026_DzMN_GzMN_Dp00_Gp00 | Caso Base | All generators | 0.92 | cap | Manzanares 115/33/13.8 kV | m:Q:bushv in Mvar | -2.38 | ElmTr3
2026 | 2026_DzMN_GzMN_Dp00_Gp00 | Caso Base | All generators | 0.93 | cap | Manzanares 115/33/13.8 kV | m:Q:bushv in Mvar | -2.38 | ElmTr3
2026 | 2026_DzMN_GzMN_Dp00_Gp00 | Caso Base | All generators | 0.94 | cap | Manzanares 115/33/13.8 kV | m:Q:bushv in Mvar | -2.38 | ElmTr3
2026 | 2026_DzMN_GzMN_Dp00_Gp00 | Caso Base | All generators | 0.95 | cap | Manzanares 115/33/13.8 kV | m:Q:bushv in Mvar | -2.38 | ElmTr3
2026 | 2026_DzMN_GzMN_Dp00_Gp00 | Caso Base | All generators | 0.96 | cap | Manzanares 115/33/13.8 kV | m:Q:bushv in Mvar | -2.38 | ElmTr3
2026 | 2026_DzMN_GzMN_Dp00_Gp00 | Caso Base | All generators | 0.97 | cap | Manzanares 115/33/13.8 kV | m:Q:bushv in Mvar | -2.38 | ElmTr3
2026 | 2026_DzMN_GzMN_Dp00_Gp00 | Caso Base | All generators | 0.98 | cap | Manzanares 115/33/13.8 kV | m:Q:bushv in Mvar | -2.38 | ElmTr3
2026 | 2026_DzMN_GzMN_Dp00_Gp00 | Caso Base | All generators | 0.99 | cap | Manzanares 115/33/13.8 kV | m:Q:bushv in Mvar | -2.38 | ElmTr3
2026 | 2026_DzMN_GzMN_Dp00_Gp00 | Caso Base | All generators | 1 | cap | Manzanares 115/33/13.8 kV | m:Q:bushv in Mvar | -2.38 | ElmTr3
2026 | 2026_DzMN_GzMN_Dp00_Gp00 | Caso Base | All generators | 0.9 | cap | Manzanares 115/33/13.8 kV | m:cosphi:bushv | -0.302 | ElmTr3
2026 | 2026_DzMN_GzMN_Dp00_Gp00 | Caso Base | All generators | 0.91 | cap | Manzanares 115/33/13.8 kV | m:cosphi:bushv | -0.302 | ElmTr3
2026 | 2026_DzMN_GzMN_Dp00_Gp00 | Caso Base | All generators | 0.92 | cap | Manzanares 115/33/13.8 kV | m:cosphi:bushv | -0.302 | ElmTr3
2026 | 2026_DzMN_GzMN_Dp00_Gp00 | Caso Base | All generators | 0.93 | cap | Manzanares 115/33/13.8 kV | m:cosphi:bushv | -0.302 | ElmTr3
2026 | 2026_DzMN_GzMN_Dp00_Gp00 | Caso Base | All generators | 0.94 | cap | Manzanares 115/33/13.8 kV | m:cosphi:bushv | -0.302 | ElmTr3
2026 | 2026_DzMN_GzMN_Dp00_Gp00 | Caso Base | All generators | 0.95 | cap | Manzanares 115/33/13.8 kV | m:cosphi:bushv | -0.302 | ElmTr3
2026 | 2026_DzMN_GzMN_Dp00_Gp00 | Caso Base | All generators | 0.96 | cap | Manzanares 115/33/13.8 kV | m:cosphi:bushv | -0.302 | ElmTr3
2026 | 2026_DzMN_GzMN_Dp00_Gp00 | Caso Base | All generators | 0.97 | cap | Manzanares 115/33/13.8 kV | m:cosphi:bushv | -0.302 | ElmTr3
2026 | 2026_DzMN_GzMN_Dp00_Gp00 | Caso Base | All generators | 0.98 | cap | Manzanares 115/33/13.8 kV | m:cosphi:bushv | -0.302 | ElmTr3
2026 | 2026_DzMN_GzMN_Dp00_Gp00 | Caso Base | All generators | 0.99 | cap | Manzanares 115/33/13.8 kV | m:cosphi:bushv | -0.302 | ElmTr3
2026 | 2026_DzMN_GzMN_Dp00_Gp00 | Caso Base | All generators | 1 | cap | Manzanares 115/33/13.8 kV | m:cosphi:bushv | -0.302 | ElmTr3
2026 | 2026_DzMN_GzMN_Dp00_Gp00 | Caso Base | All generators | 0.9 | cap | Purnio 230/115 | m:P:bushv in MW | 32.6471 | ElmTr3
2026 | 2026_DzMN_GzMN_Dp00_Gp00 | Caso Base | All generators | 0.91 | cap | Purnio 230/115 | m:P:bushv in MW | 32.6471 | ElmTr3
2026 | 2026_DzMN_GzMN_Dp00_Gp00 | Caso Base | All generators | 0.92 | cap | Purnio 230/115 | m:P:bushv in MW | 32.6471 | ElmTr3
2026 | 2026_DzMN_GzMN_Dp00_Gp00 | Caso Base | All generators | 0.93 | cap | Purnio 230/115 | m:P:bushv in MW | 32.6471 | ElmTr3
2026 | 2026_DzMN_GzMN_Dp00_Gp00 | Caso Base | All generators | 0.94 | cap | Purnio 230/115 | m:P:bushv in MW | 32.6471 | ElmTr3
2026 | 2026_DzMN_GzMN_Dp00_Gp00 | Caso Base | All generators | 0.95 | cap | Purnio 230/115 | m:P:bushv in MW | 32.6471 | ElmTr3
2026 | 2026_DzMN_GzMN_Dp00_Gp00 | Caso Base | All generators | 0.96 | cap | Purnio 230/115 | m:P:bushv in MW | 32.6471 | ElmTr3
2026 | 2026_DzMN_GzMN_Dp00_Gp00 | Caso Base | All generators | 0.97 | cap | Purnio 230/115 | m:P:bushv in MW | 32.6471 | ElmTr3
2026 | 2026_DzMN_GzMN_Dp00_Gp00 | Caso Base | All generators | 0.98 | cap | Purnio 230/115 | m:P:bushv in MW | 32.6471 | ElmTr3
2026 | 2026_DzMN_GzMN_Dp00_Gp00 | Caso Base | All generators | 0.99 | cap | Purnio 230/115 | m:P:bushv in MW | 32.6471 | ElmTr3
2026 | 2026_DzMN_GzMN_Dp00_Gp00 | Caso Base | All generators | 1 | cap | Purnio 230/115 | m:P:bushv in MW | 32.6471 | ElmTr3
2026 | 2026_DzMN_GzMN_Dp00_Gp00 | Caso Base | All generators | 0.9 | cap | Purnio 230/115 | m:Q:bushv in Mvar | -5.4439 | ElmTr3
2026 | 2026_DzMN_GzMN_Dp00_Gp00 | Caso Base | All generators | 0.91 | cap | Purnio 230/115 | m:Q:bushv in Mvar | -5.4439 | ElmTr3
2026 | 2026_DzMN_GzMN_Dp00_Gp00 | Caso Base | All generators | 0.92 | cap | Purnio 230/115 | m:Q:bushv in Mvar | -5.4439 | ElmTr3
2026 | 2026_DzMN_GzMN_Dp00_Gp00 | Caso Base | All generators | 0.93 | cap | Purnio 230/115 | m:Q:bushv in Mvar | -5.4439 | ElmTr3
2026 | 2026_DzMN_GzMN_Dp00_Gp00 | Caso Base | All generators | 0.94 | cap | Purnio 230/115 | m:Q:bushv in Mvar | -5.4439 | ElmTr3
2026 | 2026_DzMN_GzMN_Dp00_Gp00 | Caso Base | All generators | 0.95 | cap | Purnio 230/115 | m:Q:bushv in Mvar | -5.4439 | ElmTr3
2026 | 2026_DzMN_GzMN_Dp00_Gp00 | Caso Base | All generators | 0.96 | cap | Purnio 230/115 | m:Q:bushv in Mvar | -5.4439 | ElmTr3
2026 | 2026_DzMN_GzMN_Dp00_Gp00 | Caso Base | All generators | 0.97 | cap | Purnio 230/115 | m:Q:bushv in Mvar | -5.4439 | ElmTr3
2026 | 2026_DzMN_GzMN_Dp00_Gp00 | Caso Base | All generators | 0.98 | cap | Purnio 230/115 | m:Q:bushv in Mvar | -5.4439 | ElmTr3
2026 | 2026_DzMN_GzMN_Dp00_Gp00 | Caso Base | All generators | 0.99 | cap | Purnio 230/115 | m:Q:bushv in Mvar | -5.4439 | ElmTr3
2026 | 2026_DzMN_GzMN_Dp00_Gp00 | Caso Base | All generators | 1 | cap | Purnio 230/115 | m:Q:bushv in Mvar | -5.4439 | ElmTr3
2026 | 2026_DzMN_GzMN_Dp00_Gp00 | Caso Base | All generators | 0.9 | cap | Purnio 230/115 | m:cosphi:bushv | 0.98638 | ElmTr3
2026 | 2026_DzMN_GzMN_Dp00_Gp00 | Caso Base | All generators | 0.91 | cap | Purnio 230/115 | m:cosphi:bushv | 0.98638 | ElmTr3
2026 | 2026_DzMN_GzMN_Dp00_Gp00 | Caso Base | All generators | 0.92 | cap | Purnio 230/115 | m:cosphi:bushv | 0.98638 | ElmTr3
2026 | 2026_DzMN_GzMN_Dp00_Gp00 | Caso Base | All generators | 0.93 | cap | Purnio 230/115 | m:cosphi:bushv | 0.98638 | ElmTr3
2026 | 2026_DzMN_GzMN_Dp00_Gp00 | Caso Base | All generators | 0.94 | cap | Purnio 230/115 | m:cosphi:bushv | 0.98638 | ElmTr3
2026 | 2026_DzMN_GzMN_Dp00_Gp00 | Caso Base | All generators | 0.95 | cap | Purnio 230/115 | m:cosphi:bushv | 0.98638 | ElmTr3
2026 | 2026_DzMN_GzMN_Dp00_Gp00 | Caso Base | All generators | 0.96 | cap | Purnio 230/115 | m:cosphi:bushv | 0.98638 | ElmTr3
2026 | 2026_DzMN_GzMN_Dp00_Gp00 | Caso Base | All generators | 0.97 | cap | Purnio 230/115 | m:cosphi:bushv | 0.98638 | ElmTr3
2026 | 2026_DzMN_GzMN_Dp00_Gp00 | Caso Base | All generators | 0.98 | cap | Purnio 230/115 | m:cosphi:bushv | 0.98638 | ElmTr3
2026 | 2026_DzMN_GzMN_Dp00_Gp00 | Caso Base | All generators | 0.99 | cap | Purnio 230/115 | m:cosphi:bushv | 0.98638 | ElmTr3
2026 | 2026_DzMN_GzMN_Dp00_Gp00 | Caso Base | All generators | 1 | cap | Purnio 230/115 | m:cosphi:bushv | 0.98638 | ElmTr3
2026 | 2026_DzMN_GzMN_Dp00_Gp00 | Caso Base | All generators | 0.9 | cap | Victoria 115/33/13.8 kV | m:P:bushv in MW | 2.9336 | ElmTr3
2026 | 2026_DzMN_GzMN_Dp00_Gp00 | Caso Base | All generators | 0.91 | cap | Victoria 115/33/13.8 kV | m:P:bushv in MW | 2.9336 | ElmTr3
2026 | 2026_DzMN_GzMN_Dp00_Gp00 | Caso Base | All generators | 0.92 | cap | Victoria 115/33/13.8 kV | m:P:bushv in MW | 2.9336 | ElmTr3
2026 | 2026_DzMN_GzMN_Dp00_Gp00 | Caso Base | All generators | 0.93 | cap | Victoria 115/33/13.8 kV | m:P:bushv in MW | 2.9336 | ElmTr3
2026 | 2026_DzMN_GzMN_Dp00_Gp00 | Caso Base | All generators | 0.94 | cap | Victoria 115/33/13.8 kV | m:P:bushv in MW | 2.9336 | ElmTr3
2026 | 2026_DzMN_GzMN_Dp00_Gp00 | Caso Base | All generators | 0.95 | cap | Victoria 115/33/13.8 kV | m:P:bushv in MW | 2.9336 | ElmTr3
2026 | 2026_DzMN_GzMN_Dp00_Gp00 | Caso Base | All generators | 0.96 | cap | Victoria 115/33/13.8 kV | m:P:bushv in MW | 2.9336 | ElmTr3
2026 | 2026_DzMN_GzMN_Dp00_Gp00 | Caso Base | All generators | 0.97 | cap | Victoria 115/33/13.8 kV | m:P:bushv in MW | 2.9336 | ElmTr3
2026 | 2026_DzMN_GzMN_Dp00_Gp00 | Caso Base | All generators | 0.98 | cap | Victoria 115/33/13.8 kV | m:P:bushv in MW | 2.9336 | ElmTr3
2026 | 2026_DzMN_GzMN_Dp00_Gp00 | Caso Base | All generators | 0.99 | cap | Victoria 115/33/13.8 kV | m:P:bushv in MW | 2.9336 | ElmTr3
2026 | 2026_DzMN_GzMN_Dp00_Gp00 | Caso Base | All generators | 1 | cap | Victoria 115/33/13.8 kV | m:P:bushv in MW | 2.9336 | ElmTr3
2026 | 2026_DzMN_GzMN_Dp00_Gp00 | Caso Base | All generators | 0.9 | cap | Victoria 115/33/13.8 kV | m:Q:bushv in Mvar | 3.9308 | ElmTr3
2026 | 2026_DzMN_GzMN_Dp00_Gp00 | Caso Base | All generators | 0.91 | cap | Victoria 115/33/13.8 kV | m:Q:bushv in Mvar | 3.9308 | ElmTr3
2026 | 2026_DzMN_GzMN_Dp00_Gp00 | Caso Base | All generators | 0.92 | cap | Victoria 115/33/13.8 kV | m:Q:bushv in Mvar | 3.9308 | ElmTr3
2026 | 2026_DzMN_GzMN_Dp00_Gp00 | Caso Base | All generators | 0.93 | cap | Victoria 115/33/13.8 kV | m:Q:bushv in Mvar | 3.9308 | ElmTr3
2026 | 2026_DzMN_GzMN_Dp00_Gp00 | Caso Base | All generators | 0.94 | cap | Victoria 115/33/13.8 kV | m:Q:bushv in Mvar | 3.9308 | ElmTr3
2026 | 2026_DzMN_GzMN_Dp00_Gp00 | Caso Base | All generators | 0.95 | cap | Victoria 115/33/13.8 kV | m:Q:bushv in Mvar | 3.9308 | ElmTr3
2026 | 2026_DzMN_GzMN_Dp00_Gp00 | Caso Base | All generators | 0.96 | cap | Victoria 115/33/13.8 kV | m:Q:bushv in Mvar | 3.9308 | ElmTr3
2026 | 2026_DzMN_GzMN_Dp00_Gp00 | Caso Base | All generators | 0.97 | cap | Victoria 115/33/13.8 kV | m:Q:bushv in Mvar | 3.9308 | ElmTr3
2026 | 2026_DzMN_GzMN_Dp00_Gp00 | Caso Base | All generators | 0.98 | cap | Victoria 115/33/13.8 kV | m:Q:bushv in Mvar | 3.9308 | ElmTr3
2026 | 2026_DzMN_GzMN_Dp00_Gp00 | Caso Base | All generators | 0.99 | cap | Victoria 115/33/13.8 kV | m:Q:bushv in Mvar | 3.9308 | ElmTr3
2026 | 2026_DzMN_GzMN_Dp00_Gp00 | Caso Base | All generators | 1 | cap | Victoria 115/33/13.8 kV | m:Q:bushv in Mvar | 3.9308 | ElmTr3
2026 | 2026_DzMN_GzMN_Dp00_Gp00 | Caso Base | All generators | 0.9 | cap | Victoria 115/33/13.8 kV | m:cosphi:bushv | 0.5981 | ElmTr3
2026 | 2026_DzMN_GzMN_Dp00_Gp00 | Caso Base | All generators | 0.91 | cap | Victoria 115/33/13.8 kV | m:cosphi:bushv | 0.5981 | ElmTr3
2026 | 2026_DzMN_GzMN_Dp00_Gp00 | Caso Base | All generators | 0.92 | cap | Victoria 115/33/13.8 kV | m:cosphi:bushv | 0.5981 | ElmTr3
2026 | 2026_DzMN_GzMN_Dp00_Gp00 | Caso Base | All generators | 0.93 | cap | Victoria 115/33/13.8 kV | m:cosphi:bushv | 0.5981 | ElmTr3
2026 | 2026_DzMN_GzMN_Dp00_Gp00 | Caso Base | All generators | 0.94 | cap | Victoria 115/33/13.8 kV | m:cosphi:bushv | 0.5981 | ElmTr3
2026 | 2026_DzMN_GzMN_Dp00_Gp00 | Caso Base | All generators | 0.95 | cap | Victoria 115/33/13.8 kV | m:cosphi:bushv | 0.5981 | ElmTr3
2026 | 2026_DzMN_GzMN_Dp00_Gp00 | Caso Base | All generators | 0.96 | cap | Victoria 115/33/13.8 kV | m:cosphi:bushv | 0.5981 | ElmTr3
2026 | 2026_DzMN_GzMN_Dp00_Gp00 | Caso Base | All generators | 0.97 | cap | Victoria 115/33/13.8 kV | m:cosphi:bushv | 0.5981 | ElmTr3
2026 | 2026_DzMN_GzMN_Dp00_Gp00 | Caso Base | All generators | 0.98 | cap | Victoria 115/33/13.8 kV | m:cosphi:bushv | 0.5981 | ElmTr3
2026 | 2026_DzMN_GzMN_Dp00_Gp00 | Caso Base | All generators | 0.99 | cap | Victoria 115/33/13.8 kV | m:cosphi:bushv | 0.5981 | ElmTr3
2026 | 2026_DzMN_GzMN_Dp00_Gp00 | Caso Base | All generators | 1 | cap | Victoria 115/33/13.8 kV | m:cosphi:bushv | 0.5981 | ElmTr3
2026 | 2026_DzMN_GzMN_Dp00_Gp00 | Caso Base | All generators | 0.9 | ind | Dorada - Magdalena 115 kV | m:P:bus1 in MW | 32.5518 | ElmLne
2026 | 2026_DzMN_GzMN_Dp00_Gp00 | Caso Base | All generators | 0.91 | ind | Dorada - Magdalena 115 kV | m:P:bus1 in MW | 32.5518 | ElmLne
2026 | 2026_DzMN_GzMN_Dp00_Gp00 | Caso Base | All generators | 0.92 | ind | Dorada - Magdalena 115 kV | m:P:bus1 in MW | 32.5518 | ElmLne
2026 | 2026_DzMN_GzMN_Dp00_Gp00 | Caso Base | All generators | 0.93 | ind | Dorada - Magdalena 115 kV | m:P:bus1 in MW | 32.5518 | ElmLne
2026 | 2026_DzMN_GzMN_Dp00_Gp00 | Caso Base | All generators | 0.94 | ind | Dorada - Magdalena 115 kV | m:P:bus1 in MW | 32.5518 | ElmLne
2026 | 2026_DzMN_GzMN_Dp00_Gp00 | Caso Base | All generators | 0.95 | ind | Dorada - Magdalena 115 kV | m:P:bus1 in MW | 32.5518 | ElmLne
2026 | 2026_DzMN_GzMN_Dp00_Gp00 | Caso Base | All generators | 0.96 | ind | Dorada - Magdalena 115 kV | m:P:bus1 in MW | 32.5518 | ElmLne
2026 | 2026_DzMN_GzMN_Dp00_Gp00 | Caso Base | All generators | 0.97 | ind | Dorada - Magdalena 115 kV | m:P:bus1 in MW | 32.5518 | ElmLne
2026 | 2026_DzMN_GzMN_Dp00_Gp00 | Caso Base | All generators | 0.98 | ind | Dorada - Magdalena 115 kV | m:P:bus1 in MW | 32.5518 | ElmLne
2026 | 2026_DzMN_GzMN_Dp00_Gp00 | Caso Base | All generators | 0.99 | ind | Dorada - Magdalena 115 kV | m:P:bus1 in MW | 32.5518 | ElmLne
2026 | 2026_DzMN_GzMN_Dp00_Gp00 | Caso Base | All generators | 1 | ind | Dorada - Magdalena 115 kV | m:P:bus1 in MW | 32.5518 | ElmLne
2026 | 2026_DzMN_GzMN_Dp00_Gp00 | Caso Base | All generators | 0.9 | ind | Dorada - Magdalena 115 kV | m:P:bus2 in MW | -32.4973 | ElmLne
2026 | 2026_DzMN_GzMN_Dp00_Gp00 | Caso Base | All generators | 0.91 | ind | Dorada - Magdalena 115 kV | m:P:bus2 in MW | -32.4973 | ElmLne
2026 | 2026_DzMN_GzMN_Dp00_Gp00 | Caso Base | All generators | 0.92 | ind | Dorada - Magdalena 115 kV | m:P:bus2 in MW | -32.4973 | ElmLne
2026 | 2026_DzMN_GzMN_Dp00_Gp00 | Caso Base | All generators | 0.93 | ind | Dorada - Magdalena 115 kV | m:P:bus2 in MW | -32.4973 | ElmLne
2026 | 2026_DzMN_GzMN_Dp00_Gp00 | Caso Base | All generators | 0.94 | ind | Dorada - Magdalena 115 kV | m:P:bus2 in MW | -32.4973 | ElmLne
2026 | 2026_DzMN_GzMN_Dp00_Gp00 | Caso Base | All generators | 0.95 | ind | Dorada - Magdalena 115 kV | m:P:bus2 in MW | -32.4973 | ElmLne
2026 | 2026_DzMN_GzMN_Dp00_Gp00 | Caso Base | All generators | 0.96 | ind | Dorada - Magdalena 115 kV | m:P:bus2 in MW | -32.4973 | ElmLne
2026 | 2026_DzMN_GzMN_Dp00_Gp00 | Caso Base | All generators | 0.97 | ind | Dorada - Magdalena 115 kV | m:P:bus2 in MW | -32.4973 | ElmLne
2026 | 2026_DzMN_GzMN_Dp00_Gp00 | Caso Base | All generators | 0.98 | ind | Dorada - Magdalena 115 kV | m:P:bus2 in MW | -32.4973 | ElmLne
2026 | 2026_DzMN_GzMN_Dp00_Gp00 | Caso Base | All generators | 0.99 | ind | Dorada - Magdalena 115 kV | m:P:bus2 in MW | -32.4973 | ElmLne
2026 | 2026_DzMN_GzMN_Dp00_Gp00 | Caso Base | All generators | 1 | ind | Dorada - Magdalena 115 kV | m:P:bus2 in MW | -32.4973 | ElmLne
2026 | 2026_DzMN_GzMN_Dp00_Gp00 | Caso Base | All generators | 0.9 | ind | Dorada - Magdalena 115 kV | m:Q:bus1 in Mvar | 1.3539 | ElmLne
2026 | 2026_DzMN_GzMN_Dp00_Gp00 | Caso Base | All generators | 0.91 | ind | Dorada - Magdalena 115 kV | m:Q:bus1 in Mvar | 1.3539 | ElmLne
2026 | 2026_DzMN_GzMN_Dp00_Gp00 | Caso Base | All generators | 0.92 | ind | Dorada - Magdalena 115 kV | m:Q:bus1 in Mvar | 1.3539 | ElmLne
2026 | 2026_DzMN_GzMN_Dp00_Gp00 | Caso Base | All generators | 0.93 | ind | Dorada - Magdalena 115 kV | m:Q:bus1 in Mvar | 1.3539 | ElmLne
2026 | 2026_DzMN_GzMN_Dp00_Gp00 | Caso Base | All generators | 0.94 | ind | Dorada - Magdalena 115 kV | m:Q:bus1 in Mvar | 1.3539 | ElmLne
2026 | 2026_DzMN_GzMN_Dp00_Gp00 | Caso Base | All generators | 0.95 | ind | Dorada - Magdalena 115 kV | m:Q:bus1 in Mvar | 1.3539 | ElmLne
2026 | 2026_DzMN_GzMN_Dp00_Gp00 | Caso Base | All generators | 0.96 | ind | Dorada - Magdalena 115 kV | m:Q:bus1 in Mvar | 1.3539 | ElmLne
2026 | 2026_DzMN_GzMN_Dp00_Gp00 | Caso Base | All generators | 0.97 | ind | Dorada - Magdalena 115 kV | m:Q:bus1 in Mvar | 1.3539 | ElmLne
2026 | 2026_DzMN_GzMN_Dp00_Gp00 | Caso Base | All generators | 0.98 | ind | Dorada - Magdalena 115 kV | m:Q:bus1 in Mvar | 1.3539 | ElmLne
2026 | 2026_DzMN_GzMN_Dp00_Gp00 | Caso Base | All generators | 0.99 | ind | Dorada - Magdalena 115 kV | m:Q:bus1 in Mvar | 1.3539 | ElmLne
2026 | 2026_DzMN_GzMN_Dp00_Gp00 | Caso Base | All generators | 1 | ind | Dorada - Magdalena 115 kV | m:Q:bus1 in Mvar | 1.3539 | ElmLne
2026 | 2026_DzMN_GzMN_Dp00_Gp00 | Caso Base | All generators | 0.9 | ind | Dorada - Magdalena 115 kV | m:Q:bus2 in Mvar | -1.4501 | ElmLne
2026 | 2026_DzMN_GzMN_Dp00_Gp00 | Caso Base | All generators | 0.91 | ind | Dorada - Magdalena 115 kV | m:Q:bus2 in Mvar | -1.4501 | ElmLne
2026 | 2026_DzMN_GzMN_Dp00_Gp00 | Caso Base | All generators | 0.92 | ind | Dorada - Magdalena 115 kV | m:Q:bus2 in Mvar | -1.4501 | ElmLne
2026 | 2026_DzMN_GzMN_Dp00_Gp00 | Caso Base | All generators | 0.93 | ind | Dorada - Magdalena 115 kV | m:Q:bus2 in Mvar | -1.4501 | ElmLne
2026 | 2026_DzMN_GzMN_Dp00_Gp00 | Caso Base | All generators | 0.94 | ind | Dorada - Magdalena 115 kV | m:Q:bus2 in Mvar | -1.4501 | ElmLne
2026 | 2026_DzMN_GzMN_Dp00_Gp00 | Caso Base | All generators | 0.95 | ind | Dorada - Magdalena 115 kV | m:Q:bus2 in Mvar | -1.4501 | ElmLne
2026 | 2026_DzMN_GzMN_Dp00_Gp00 | Caso Base | All generators | 0.96 | ind | Dorada - Magdalena 115 kV | m:Q:bus2 in Mvar | -1.4501 | ElmLne
2026 | 2026_DzMN_GzMN_Dp00_Gp00 | Caso Base | All generators | 0.97 | ind | Dorada - Magdalena 115 kV | m:Q:bus2 in Mvar | -1.4501 | ElmLne
2026 | 2026_DzMN_GzMN_Dp00_Gp00 | Caso Base | All generators | 0.98 | ind | Dorada - Magdalena 115 kV | m:Q:bus2 in Mvar | -1.4501 | ElmLne
2026 | 2026_DzMN_GzMN_Dp00_Gp00 | Caso Base | All generators | 0.99 | ind | Dorada - Magdalena 115 kV | m:Q:bus2 in Mvar | -1.4501 | ElmLne
2026 | 2026_DzMN_GzMN_Dp00_Gp00 | Caso Base | All generators | 1 | ind | Dorada - Magdalena 115 kV | m:Q:bus2 in Mvar | -1.4501 | ElmLne
2026 | 2026_DzMN_GzMN_Dp00_Gp00 | Caso Base | All generators | 0.9 | ind | Dorada - Magdalena 115 kV | m:cosphi:bus1 | 0.99914 | ElmLne
2026 | 2026_DzMN_GzMN_Dp00_Gp00 | Caso Base | All generators | 0.91 | ind | Dorada - Magdalena 115 kV | m:cosphi:bus1 | 0.99914 | ElmLne
2026 | 2026_DzMN_GzMN_Dp00_Gp00 | Caso Base | All generators | 0.92 | ind | Dorada - Magdalena 115 kV | m:cosphi:bus1 | 0.99914 | ElmLne
2026 | 2026_DzMN_GzMN_Dp00_Gp00 | Caso Base | All generators | 0.93 | ind | Dorada - Magdalena 115 kV | m:cosphi:bus1 | 0.99914 | ElmLne
2026 | 2026_DzMN_GzMN_Dp00_Gp00 | Caso Base | All generators | 0.94 | ind | Dorada - Magdalena 115 kV | m:cosphi:bus1 | 0.99914 | ElmLne
2026 | 2026_DzMN_GzMN_Dp00_Gp00 | Caso Base | All generators | 0.95 | ind | Dorada - Magdalena 115 kV | m:cosphi:bus1 | 0.99914 | ElmLne
2026 | 2026_DzMN_GzMN_Dp00_Gp00 | Caso Base | All generators | 0.96 | ind | Dorada - Magdalena 115 kV | m:cosphi:bus1 | 0.99914 | ElmLne
2026 | 2026_DzMN_GzMN_Dp00_Gp00 | Caso Base | All generators | 0.97 | ind | Dorada - Magdalena 115 kV | m:cosphi:bus1 | 0.99914 | ElmLne
2026 | 2026_DzMN_GzMN_Dp00_Gp00 | Caso Base | All generators | 0.98 | ind | Dorada - Magdalena 115 kV | m:cosphi:bus1 | 0.99914 | ElmLne
2026 | 2026_DzMN_GzMN_Dp00_Gp00 | Caso Base | All generators | 0.99 | ind | Dorada - Magdalena 115 kV | m:cosphi:bus1 | 0.99914 | ElmLne
2026 | 2026_DzMN_GzMN_Dp00_Gp00 | Caso Base | All generators | 1 | ind | Dorada - Magdalena 115 kV | m:cosphi:bus1 | 0.99914 | ElmLne
2026 | 2026_DzMN_GzMN_Dp00_Gp00 | Caso Base | All generators | 0.9 | ind | Dorada - Magdalena 115 kV | m:cosphi:bus2 | -0.99901 | ElmLne
2026 | 2026_DzMN_GzMN_Dp00_Gp00 | Caso Base | All generators | 0.91 | ind | Dorada - Magdalena 115 kV | m:cosphi:bus2 | -0.99901 | ElmLne
2026 | 2026_DzMN_GzMN_Dp00_Gp00 | Caso Base | All generators | 0.92 | ind | Dorada - Magdalena 115 kV | m:cosphi:bus2 | -0.99901 | ElmLne
2026 | 2026_DzMN_GzMN_Dp00_Gp00 | Caso Base | All generators | 0.93 | ind | Dorada - Magdalena 115 kV | m:cosphi:bus2 | -0.99901 | ElmLne
2026 | 2026_DzMN_GzMN_Dp00_Gp00 | Caso Base | All generators | 0.94 | ind | Dorada - Magdalena 115 kV | m:cosphi:bus2 | -0.99901 | ElmLne
2026 | 2026_DzMN_GzMN_Dp00_Gp00 | Caso Base | All generators | 0.95 | ind | Dorada - Magdalena 115 kV | m:cosphi:bus2 | -0.99901 | ElmLne
2026 | 2026_DzMN_GzMN_Dp00_Gp00 | Caso Base | All generators | 0.96 | ind | Dorada - Magdalena 115 kV | m:cosphi:bus2 | -0.99901 | ElmLne
2026 | 2026_DzMN_GzMN_Dp00_Gp00 | Caso Base | All generators | 0.97 | ind | Dorada - Magdalena 115 kV | m:cosphi:bus2 | -0.99901 | ElmLne
2026 | 2026_DzMN_GzMN_Dp00_Gp00 | Caso Base | All generators | 0.98 | ind | Dorada - Magdalena 115 kV | m:cosphi:bus2 | -0.99901 | ElmLne
2026 | 2026_DzMN_GzMN_Dp00_Gp00 | Caso Base | All generators | 0.99 | ind | Dorada - Magdalena 115 kV | m:cosphi:bus2 | -0.99901 | ElmLne
2026 | 2026_DzMN_GzMN_Dp00_Gp00 | Caso Base | All generators | 1 | ind | Dorada - Magdalena 115 kV | m:cosphi:bus2 | -0.99901 | ElmLne
2026 | 2026_DzMN_GzMN_Dp00_Gp00 | Caso Base | All generators | 0.9 | ind | Mariquita - Victoria 2 115 | m:P:bus1 in MW | 5.3443 | ElmLne
2026 | 2026_DzMN_GzMN_Dp00_Gp00 | Caso Base | All generators | 0.91 | ind | Mariquita - Victoria 2 115 | m:P:bus1 in MW | 5.3443 | ElmLne
2026 | 2026_DzMN_GzMN_Dp00_Gp00 | Caso Base | All generators | 0.92 | ind | Mariquita - Victoria 2 115 | m:P:bus1 in MW | 5.3443 | ElmLne
2026 | 2026_DzMN_GzMN_Dp00_Gp00 | Caso Base | All generators | 0.93 | ind | Mariquita - Victoria 2 115 | m:P:bus1 in MW | 5.3443 | ElmLne
2026 | 2026_DzMN_GzMN_Dp00_Gp00 | Caso Base | All generators | 0.94 | ind | Mariquita - Victoria 2 115 | m:P:bus1 in MW | 5.3443 | ElmLne
2026 | 2026_DzMN_GzMN_Dp00_Gp00 | Caso Base | All generators | 0.95 | ind | Mariquita - Victoria 2 115 | m:P:bus1 in MW | 5.3443 | ElmLne
2026 | 2026_DzMN_GzMN_Dp00_Gp00 | Caso Base | All generators | 0.96 | ind | Mariquita - Victoria 2 115 | m:P:bus1 in MW | 5.3443 | ElmLne
2026 | 2026_DzMN_GzMN_Dp00_Gp00 | Caso Base | All generators | 0.97 | ind | Mariquita - Victoria 2 115 | m:P:bus1 in MW | 5.3443 | ElmLne
2026 | 2026_DzMN_GzMN_Dp00_Gp00 | Caso Base | All generators | 0.98 | ind | Mariquita - Victoria 2 115 | m:P:bus1 in MW | 5.3443 | ElmLne
2026 | 2026_DzMN_GzMN_Dp00_Gp00 | Caso Base | All generators | 0.99 | ind | Mariquita - Victoria 2 115 | m:P:bus1 in MW | 5.3443 | ElmLne
2026 | 2026_DzMN_GzMN_Dp00_Gp00 | Caso Base | All generators | 1 | ind | Mariquita - Victoria 2 115 | m:P:bus1 in MW | 5.3443 | ElmLne
2026 | 2026_DzMN_GzMN_Dp00_Gp00 | Caso Base | All generators | 0.9 | ind | Mariquita - Victoria 2 115 | m:P:bus2 in MW | -5.3269 | ElmLne
2026 | 2026_DzMN_GzMN_Dp00_Gp00 | Caso Base | All generators | 0.91 | ind | Mariquita - Victoria 2 115 | m:P:bus2 in MW | -5.3269 | ElmLne
2026 | 2026_DzMN_GzMN_Dp00_Gp00 | Caso Base | All generators | 0.92 | ind | Mariquita - Victoria 2 115 | m:P:bus2 in MW | -5.3269 | ElmLne
2026 | 2026_DzMN_GzMN_Dp00_Gp00 | Caso Base | All generators | 0.93 | ind | Mariquita - Victoria 2 115 | m:P:bus2 in MW | -5.3269 | ElmLne
2026 | 2026_DzMN_GzMN_Dp00_Gp00 | Caso Base | All generators | 0.94 | ind | Mariquita - Victoria 2 115 | m:P:bus2 in MW | -5.3269 | ElmLne
2026 | 2026_DzMN_GzMN_Dp00_Gp00 | Caso Base | All generators | 0.95 | ind | Mariquita - Victoria 2 115 | m:P:bus2 in MW | -5.3269 | ElmLne
2026 | 2026_DzMN_GzMN_Dp00_Gp00 | Caso Base | All generators | 0.96 | ind | Mariquita - Victoria 2 115 | m:P:bus2 in MW | -5.3269 | ElmLne
2026 | 2026_DzMN_GzMN_Dp00_Gp00 | Caso Base | All generators | 0.97 | ind | Mariquita - Victoria 2 115 | m:P:bus2 in MW | -5.3269 | ElmLne
2026 | 2026_DzMN_GzMN_Dp00_Gp00 | Caso Base | All generators | 0.98 | ind | Mariquita - Victoria 2 115 | m:P:bus2 in MW | -5.3269 | ElmLne
2026 | 2026_DzMN_GzMN_Dp00_Gp00 | Caso Base | All generators | 0.99 | ind | Mariquita - Victoria 2 115 | m:P:bus2 in MW | -5.3269 | ElmLne
2026 | 2026_DzMN_GzMN_Dp00_Gp00 | Caso Base | All generators | 1 | ind | Mariquita - Victoria 2 115 | m:P:bus2 in MW | -5.3269 | ElmLne
2026 | 2026_DzMN_GzMN_Dp00_Gp00 | Caso Base | All generators | 0.9 | ind | Mariquita - Victoria 2 115 | m:Q:bus1 in Mvar | -7.7846 | ElmLne
2026 | 2026_DzMN_GzMN_Dp00_Gp00 | Caso Base | All generators | 0.91 | ind | Mariquita - Victoria 2 115 | m:Q:bus1 in Mvar | -7.7846 | ElmLne
2026 | 2026_DzMN_GzMN_Dp00_Gp00 | Caso Base | All generators | 0.92 | ind | Mariquita - Victoria 2 115 | m:Q:bus1 in Mvar | -7.7846 | ElmLne
2026 | 2026_DzMN_GzMN_Dp00_Gp00 | Caso Base | All generators | 0.93 | ind | Mariquita - Victoria 2 115 | m:Q:bus1 in Mvar | -7.7846 | ElmLne
2026 | 2026_DzMN_GzMN_Dp00_Gp00 | Caso Base | All generators | 0.94 | ind | Mariquita - Victoria 2 115 | m:Q:bus1 in Mvar | -7.7846 | ElmLne
2026 | 2026_DzMN_GzMN_Dp00_Gp00 | Caso Base | All generators | 0.95 | ind | Mariquita - Victoria 2 115 | m:Q:bus1 in Mvar | -7.7846 | ElmLne
2026 | 2026_DzMN_GzMN_Dp00_Gp00 | Caso Base | All generators | 0.96 | ind | Mariquita - Victoria 2 115 | m:Q:bus1 in Mvar | -7.7846 | ElmLne
2026 | 2026_DzMN_GzMN_Dp00_Gp00 | Caso Base | All generators | 0.97 | ind | Mariquita - Victoria 2 115 | m:Q:bus1 in Mvar | -7.7846 | ElmLne
2026 | 2026_DzMN_GzMN_Dp00_Gp00 | Caso Base | All generators | 0.98 | ind | Mariquita - Victoria 2 115 | m:Q:bus1 in Mvar | -7.7846 | ElmLne
2026 | 2026_DzMN_GzMN_Dp00_Gp00 | Caso Base | All generators | 0.99 | ind | Mariquita - Victoria 2 115 | m:Q:bus1 in Mvar | -7.7846 | ElmLne
2026 | 2026_DzMN_GzMN_Dp00_Gp00 | Caso Base | All generators | 1 | ind | Mariquita - Victoria 2 115 | m:Q:bus1 in Mvar | -7.7846 | ElmLne
2026 | 2026_DzMN_GzMN_Dp00_Gp00 | Caso Base | All generators | 0.9 | ind | Mariquita - Victoria 2 115 | m:Q:bus2 in Mvar | 7.1596 | ElmLne
2026 | 2026_DzMN_GzMN_Dp00_Gp00 | Caso Base | All generators | 0.91 | ind | Mariquita - Victoria 2 115 | m:Q:bus2 in Mvar | 7.1596 | ElmLne
2026 | 2026_DzMN_GzMN_Dp00_Gp00 | Caso Base | All generators | 0.92 | ind | Mariquita - Victoria 2 115 | m:Q:bus2 in Mvar | 7.1596 | ElmLne
2026 | 2026_DzMN_GzMN_Dp00_Gp00 | Caso Base | All generators | 0.93 | ind | Mariquita - Victoria 2 115 | m:Q:bus2 in Mvar | 7.1596 | ElmLne
2026 | 2026_DzMN_GzMN_Dp00_Gp00 | Caso Base | All generators | 0.94 | ind | Mariquita - Victoria 2 115 | m:Q:bus2 in Mvar | 7.1596 | ElmLne
2026 | 2026_DzMN_GzMN_Dp00_Gp00 | Caso Base | All generators | 0.95 | ind | Mariquita - Victoria 2 115 | m:Q:bus2 in Mvar | 7.1596 | ElmLne
2026 | 2026_DzMN_GzMN_Dp00_Gp00 | Caso Base | All generators | 0.96 | ind | Mariquita - Victoria 2 115 | m:Q:bus2 in Mvar | 7.1596 | ElmLne
2026 | 2026_DzMN_GzMN_Dp00_Gp00 | Caso Base | All generators | 0.97 | ind | Mariquita - Victoria 2 115 | m:Q:bus2 in Mvar | 7.1596 | ElmLne
2026 | 2026_DzMN_GzMN_Dp00_Gp00 | Caso Base | All generators | 0.98 | ind | Mariquita - Victoria 2 115 | m:Q:bus2 in Mvar | 7.1596 | ElmLne
2026 | 2026_DzMN_GzMN_Dp00_Gp00 | Caso Base | All generators | 0.99 | ind | Mariquita - Victoria 2 115 | m:Q:bus2 in Mvar | 7.1596 | ElmLne
2026 | 2026_DzMN_GzMN_Dp00_Gp00 | Caso Base | All generators | 1 | ind | Mariquita - Victoria 2 115 | m:Q:bus2 in Mvar | 7.1596 | ElmLne
2026 | 2026_DzMN_GzMN_Dp00_Gp00 | Caso Base | All generators | 0.9 | ind | Mariquita - Victoria 2 115 | m:cosphi:bus1 | 0.56598 | ElmLne
2026 | 2026_DzMN_GzMN_Dp00_Gp00 | Caso Base | All generators | 0.91 | ind | Mariquita - Victoria 2 115 | m:cosphi:bus1 | 0.56598 | ElmLne
2026 | 2026_DzMN_GzMN_Dp00_Gp00 | Caso Base | All generators | 0.92 | ind | Mariquita - Victoria 2 115 | m:cosphi:bus1 | 0.56598 | ElmLne
2026 | 2026_DzMN_GzMN_Dp00_Gp00 | Caso Base | All generators | 0.93 | ind | Mariquita - Victoria 2 115 | m:cosphi:bus1 | 0.56598 | ElmLne
2026 | 2026_DzMN_GzMN_Dp00_Gp00 | Caso Base | All generators | 0.94 | ind | Mariquita - Victoria 2 115 | m:cosphi:bus1 | 0.56598 | ElmLne
2026 | 2026_DzMN_GzMN_Dp00_Gp00 | Caso Base | All generators | 0.95 | ind | Mariquita - Victoria 2 115 | m:cosphi:bus1 | 0.56598 | ElmLne
2026 | 2026_DzMN_GzMN_Dp00_Gp00 | Caso Base | All generators | 0.96 | ind | Mariquita - Victoria 2 115 | m:cosphi:bus1 | 0.56598 | ElmLne
2026 | 2026_DzMN_GzMN_Dp00_Gp00 | Caso Base | All generators | 0.97 | ind | Mariquita - Victoria 2 115 | m:cosphi:bus1 | 0.56598 | ElmLne
2026 | 2026_DzMN_GzMN_Dp00_Gp00 | Caso Base | All generators | 0.98 | ind | Mariquita - Victoria 2 115 | m:cosphi:bus1 | 0.56598 | ElmLne
2026 | 2026_DzMN_GzMN_Dp00_Gp00 | Caso Base | All generators | 0.99 | ind | Mariquita - Victoria 2 115 | m:cosphi:bus1 | 0.56598 | ElmLne
2026 | 2026_DzMN_GzMN_Dp00_Gp00 | Caso Base | All generators | 1 | ind | Mariquita - Victoria 2 115 | m:cosphi:bus1 | 0.56598 | ElmLne
2026 | 2026_DzMN_GzMN_Dp00_Gp00 | Caso Base | All generators | 0.9 | ind | Mariquita - Victoria 2 115 | m:cosphi:bus2 | -0.59693 | ElmLne
2026 | 2026_DzMN_GzMN_Dp00_Gp00 | Caso Base | All generators | 0.91 | ind | Mariquita - Victoria 2 115 | m:cosphi:bus2 | -0.59693 | ElmLne
2026 | 2026_DzMN_GzMN_Dp00_Gp00 | Caso Base | All generators | 0.92 | ind | Mariquita - Victoria 2 115 | m:cosphi:bus2 | -0.59693 | ElmLne
2026 | 2026_DzMN_GzMN_Dp00_Gp00 | Caso Base | All generators | 0.93 | ind | Mariquita - Victoria 2 115 | m:cosphi:bus2 | -0.59693 | ElmLne
2026 | 2026_DzMN_GzMN_Dp00_Gp00 | Caso Base | All generators | 0.94 | ind | Mariquita - Victoria 2 115 | m:cosphi:bus2 | -0.59693 | ElmLne
2026 | 2026_DzMN_GzMN_Dp00_Gp00 | Caso Base | All generators | 0.95 | ind | Mariquita - Victoria 2 115 | m:cosphi:bus2 | -0.59693 | ElmLne
2026 | 2026_DzMN_GzMN_Dp00_Gp00 | Caso Base | All generators | 0.96 | ind | Mariquita - Victoria 2 115 | m:cosphi:bus2 | -0.59693 | ElmLne
2026 | 2026_DzMN_GzMN_Dp00_Gp00 | Caso Base | All generators | 0.97 | ind | Mariquita - Victoria 2 115 | m:cosphi:bus2 | -0.59693 | ElmLne
2026 | 2026_DzMN_GzMN_Dp00_Gp00 | Caso Base | All generators | 0.98 | ind | Mariquita - Victoria 2 115 | m:cosphi:bus2 | -0.59693 | ElmLne
2026 | 2026_DzMN_GzMN_Dp00_Gp00 | Caso Base | All generators | 0.99 | ind | Mariquita - Victoria 2 115 | m:cosphi:bus2 | -0.59693 | ElmLne
2026 | 2026_DzMN_GzMN_Dp00_Gp00 | Caso Base | All generators | 1 | ind | Mariquita - Victoria 2 115 | m:cosphi:bus2 | -0.59693 | ElmLne
2026 | 2026_DzMN_GzMN_Dp00_Gp00 | Caso Base | All generators | 0.9 | ind | Dorada 115/33/13.8 kV | m:P:bushv in MW | 3.8361 | ElmTr3
2026 | 2026_DzMN_GzMN_Dp00_Gp00 | Caso Base | All generators | 0.91 | ind | Dorada 115/33/13.8 kV | m:P:bushv in MW | 3.8361 | ElmTr3
2026 | 2026_DzMN_GzMN_Dp00_Gp00 | Caso Base | All generators | 0.92 | ind | Dorada 115/33/13.8 kV | m:P:bushv in MW | 3.8361 | ElmTr3
2026 | 2026_DzMN_GzMN_Dp00_Gp00 | Caso Base | All generators | 0.93 | ind | Dorada 115/33/13.8 kV | m:P:bushv in MW | 3.8361 | ElmTr3
2026 | 2026_DzMN_GzMN_Dp00_Gp00 | Caso Base | All generators | 0.94 | ind | Dorada 115/33/13.8 kV | m:P:bushv in MW | 3.8361 | ElmTr3
2026 | 2026_DzMN_GzMN_Dp00_Gp00 | Caso Base | All generators | 0.95 | ind | Dorada 115/33/13.8 kV | m:P:bushv in MW | 3.8361 | ElmTr3
2026 | 2026_DzMN_GzMN_Dp00_Gp00 | Caso Base | All generators | 0.96 | ind | Dorada 115/33/13.8 kV | m:P:bushv in MW | 3.8361 | ElmTr3
2026 | 2026_DzMN_GzMN_Dp00_Gp00 | Caso Base | All generators | 0.97 | ind | Dorada 115/33/13.8 kV | m:P:bushv in MW | 3.8361 | ElmTr3
2026 | 2026_DzMN_GzMN_Dp00_Gp00 | Caso Base | All generators | 0.98 | ind | Dorada 115/33/13.8 kV | m:P:bushv in MW | 3.8361 | ElmTr3
2026 | 2026_DzMN_GzMN_Dp00_Gp00 | Caso Base | All generators | 0.99 | ind | Dorada 115/33/13.8 kV | m:P:bushv in MW | 3.8361 | ElmTr3
2026 | 2026_DzMN_GzMN_Dp00_Gp00 | Caso Base | All generators | 1 | ind | Dorada 115/33/13.8 kV | m:P:bushv in MW | 3.8361 | ElmTr3
2026 | 2026_DzMN_GzMN_Dp00_Gp00 | Caso Base | All generators | 0.9 | ind | Dorada 115/33/13.8 kV | m:Q:bushv in Mvar | 1.2139 | ElmTr3
2026 | 2026_DzMN_GzMN_Dp00_Gp00 | Caso Base | All generators | 0.91 | ind | Dorada 115/33/13.8 kV | m:Q:bushv in Mvar | 1.2139 | ElmTr3
2026 | 2026_DzMN_GzMN_Dp00_Gp00 | Caso Base | All generators | 0.92 | ind | Dorada 115/33/13.8 kV | m:Q:bushv in Mvar | 1.2139 | ElmTr3
2026 | 2026_DzMN_GzMN_Dp00_Gp00 | Caso Base | All generators | 0.93 | ind | Dorada 115/33/13.8 kV | m:Q:bushv in Mvar | 1.2139 | ElmTr3
2026 | 2026_DzMN_GzMN_Dp00_Gp00 | Caso Base | All generators | 0.94 | ind | Dorada 115/33/13.8 kV | m:Q:bushv in Mvar | 1.2139 | ElmTr3
2026 | 2026_DzMN_GzMN_Dp00_Gp00 | Caso Base | All generators | 0.95 | ind | Dorada 115/33/13.8 kV | m:Q:bushv in Mvar | 1.2139 | ElmTr3
2026 | 2026_DzMN_GzMN_Dp00_Gp00 | Caso Base | All generators | 0.96 | ind | Dorada 115/33/13.8 kV | m:Q:bushv in Mvar | 1.2139 | ElmTr3
2026 | 2026_DzMN_GzMN_Dp00_Gp00 | Caso Base | All generators | 0.97 | ind | Dorada 115/33/13.8 kV | m:Q:bushv in Mvar | 1.2139 | ElmTr3
2026 | 2026_DzMN_GzMN_Dp00_Gp00 | Caso Base | All generators | 0.98 | ind | Dorada 115/33/13.8 kV | m:Q:bushv in Mvar | 1.2139 | ElmTr3
2026 | 2026_DzMN_GzMN_Dp00_Gp00 | Caso Base | All generators | 0.99 | ind | Dorada 115/33/13.8 kV | m:Q:bushv in Mvar | 1.2139 | ElmTr3
2026 | 2026_DzMN_GzMN_Dp00_Gp00 | Caso Base | All generators | 1 | ind | Dorada 115/33/13.8 kV | m:Q:bushv in Mvar | 1.2139 | ElmTr3
2026 | 2026_DzMN_GzMN_Dp00_Gp00 | Caso Base | All generators | 0.9 | ind | Dorada 115/33/13.8 kV | m:cosphi:bushv | 0.9534 | ElmTr3
2026 | 2026_DzMN_GzMN_Dp00_Gp00 | Caso Base | All generators | 0.91 | ind | Dorada 115/33/13.8 kV | m:cosphi:bushv | 0.9534 | ElmTr3
2026 | 2026_DzMN_GzMN_Dp00_Gp00 | Caso Base | All generators | 0.92 | ind | Dorada 115/33/13.8 kV | m:cosphi:bushv | 0.9534 | ElmTr3
2026 | 2026_DzMN_GzMN_Dp00_Gp00 | Caso Base | All generators | 0.93 | ind | Dorada 115/33/13.8 kV | m:cosphi:bushv | 0.9534 | ElmTr3
2026 | 2026_DzMN_GzMN_Dp00_Gp00 | Caso Base | All generators | 0.94 | ind | Dorada 115/33/13.8 kV | m:cosphi:bushv | 0.9534 | ElmTr3
2026 | 2026_DzMN_GzMN_Dp00_Gp00 | Caso Base | All generators | 0.95 | ind | Dorada 115/33/13.8 kV | m:cosphi:bushv | 0.9534 | ElmTr3
2026 | 2026_DzMN_GzMN_Dp00_Gp00 | Caso Base | All generators | 0.96 | ind | Dorada 115/33/13.8 kV | m:cosphi:bushv | 0.9534 | ElmTr3
2026 | 2026_DzMN_GzMN_Dp00_Gp00 | Caso Base | All generators | 0.97 | ind | Dorada 115/33/13.8 kV | m:cosphi:bushv | 0.9534 | ElmTr3
2026 | 2026_DzMN_GzMN_Dp00_Gp00 | Caso Base | All generators | 0.98 | ind | Dorada 115/33/13.8 kV | m:cosphi:bushv | 0.9534 | ElmTr3
2026 | 2026_DzMN_GzMN_Dp00_Gp00 | Caso Base | All generators | 0.99 | ind | Dorada 115/33/13.8 kV | m:cosphi:bushv | 0.9534 | ElmTr3
2026 | 2026_DzMN_GzMN_Dp00_Gp00 | Caso Base | All generators | 1 | ind | Dorada 115/33/13.8 kV | m:cosphi:bushv | 0.9534 | ElmTr3
2026 | 2026_DzMN_GzMN_Dp00_Gp00 | Caso Base | All generators | 0.9 | ind | Manzanares 115/33/13.8 kV | m:P:bushv in MW | -0.75395 | ElmTr3
2026 | 2026_DzMN_GzMN_Dp00_Gp00 | Caso Base | All generators | 0.91 | ind | Manzanares 115/33/13.8 kV | m:P:bushv in MW | -0.75395 | ElmTr3
2026 | 2026_DzMN_GzMN_Dp00_Gp00 | Caso Base | All generators | 0.92 | ind | Manzanares 115/33/13.8 kV | m:P:bushv in MW | -0.75395 | ElmTr3
2026 | 2026_DzMN_GzMN_Dp00_Gp00 | Caso Base | All generators | 0.93 | ind | Manzanares 115/33/13.8 kV | m:P:bushv in MW | -0.75395 | ElmTr3
2026 | 2026_DzMN_GzMN_Dp00_Gp00 | Caso Base | All generators | 0.94 | ind | Manzanares 115/33/13.8 kV | m:P:bushv in MW | -0.75395 | ElmTr3
2026 | 2026_DzMN_GzMN_Dp00_Gp00 | Caso Base | All generators | 0.95 | ind | Manzanares 115/33/13.8 kV | m:P:bushv in MW | -0.75395 | ElmTr3
2026 | 2026_DzMN_GzMN_Dp00_Gp00 | Caso Base | All generators | 0.96 | ind | Manzanares 115/33/13.8 kV | m:P:bushv in MW | -0.75395 | ElmTr3
2026 | 2026_DzMN_GzMN_Dp00_Gp00 | Caso Base | All generators | 0.97 | ind | Manzanares 115/33/13.8 kV | m:P:bushv in MW | -0.75395 | ElmTr3
2026 | 2026_DzMN_GzMN_Dp00_Gp00 | Caso Base | All generators | 0.98 | ind | Manzanares 115/33/13.8 kV | m:P:bushv in MW | -0.75395 | ElmTr3
2026 | 2026_DzMN_GzMN_Dp00_Gp00 | Caso Base | All generators | 0.99 | ind | Manzanares 115/33/13.8 kV | m:P:bushv in MW | -0.75395 | ElmTr3
2026 | 2026_DzMN_GzMN_Dp00_Gp00 | Caso Base | All generators | 1 | ind | Manzanares 115/33/13.8 kV | m:P:bushv in MW | -0.75395 | ElmTr3
2026 | 2026_DzMN_GzMN_Dp00_Gp00 | Caso Base | All generators | 0.9 | ind | Manzanares 115/33/13.8 kV | m:Q:bushv in Mvar | -2.38 | ElmTr3
2026 | 2026_DzMN_GzMN_Dp00_Gp00 | Caso Base | All generators | 0.91 | ind | Manzanares 115/33/13.8 kV | m:Q:bushv in Mvar | -2.38 | ElmTr3
2026 | 2026_DzMN_GzMN_Dp00_Gp00 | Caso Base | All generators | 0.92 | ind | Manzanares 115/33/13.8 kV | m:Q:bushv in Mvar | -2.38 | ElmTr3
2026 | 2026_DzMN_GzMN_Dp00_Gp00 | Caso Base | All generators | 0.93 | ind | Manzanares 115/33/13.8 kV | m:Q:bushv in Mvar | -2.38 | ElmTr3
2026 | 2026_DzMN_GzMN_Dp00_Gp00 | Caso Base | All generators | 0.94 | ind | Manzanares 115/33/13.8 kV | m:Q:bushv in Mvar | -2.38 | ElmTr3
2026 | 2026_DzMN_GzMN_Dp00_Gp00 | Caso Base | All generators | 0.95 | ind | Manzanares 115/33/13.8 kV | m:Q:bushv in Mvar | -2.38 | ElmTr3
2026 | 2026_DzMN_GzMN_Dp00_Gp00 | Caso Base | All generators | 0.96 | ind | Manzanares 115/33/13.8 kV | m:Q:bushv in Mvar | -2.38 | ElmTr3
2026 | 2026_DzMN_GzMN_Dp00_Gp00 | Caso Base | All generators | 0.97 | ind | Manzanares 115/33/13.8 kV | m:Q:bushv in Mvar | -2.38 | ElmTr3
2026 | 2026_DzMN_GzMN_Dp00_Gp00 | Caso Base | All generators | 0.98 | ind | Manzanares 115/33/13.8 kV | m:Q:bushv in Mvar | -2.38 | ElmTr3
2026 | 2026_DzMN_GzMN_Dp00_Gp00 | Caso Base | All generators | 0.99 | ind | Manzanares 115/33/13.8 kV | m:Q:bushv in Mvar | -2.38 | ElmTr3
2026 | 2026_DzMN_GzMN_Dp00_Gp00 | Caso Base | All generators | 1 | ind | Manzanares 115/33/13.8 kV | m:Q:bushv in Mvar | -2.38 | ElmTr3
2026 | 2026_DzMN_GzMN_Dp00_Gp00 | Caso Base | All generators | 0.9 | ind | Manzanares 115/33/13.8 kV | m:cosphi:bushv | -0.302 | ElmTr3
2026 | 2026_DzMN_GzMN_Dp00_Gp00 | Caso Base | All generators | 0.91 | ind | Manzanares 115/33/13.8 kV | m:cosphi:bushv | -0.302 | ElmTr3
2026 | 2026_DzMN_GzMN_Dp00_Gp00 | Caso Base | All generators | 0.92 | ind | Manzanares 115/33/13.8 kV | m:cosphi:bushv | -0.302 | ElmTr3
2026 | 2026_DzMN_GzMN_Dp00_Gp00 | Caso Base | All generators | 0.93 | ind | Manzanares 115/33/13.8 kV | m:cosphi:bushv | -0.302 | ElmTr3
2026 | 2026_DzMN_GzMN_Dp00_Gp00 | Caso Base | All generators | 0.94 | ind | Manzanares 115/33/13.8 kV | m:cosphi:bushv | -0.302 | ElmTr3
2026 | 2026_DzMN_GzMN_Dp00_Gp00 | Caso Base | All generators | 0.95 | ind | Manzanares 115/33/13.8 kV | m:cosphi:bushv | -0.302 | ElmTr3
2026 | 2026_DzMN_GzMN_Dp00_Gp00 | Caso Base | All generators | 0.96 | ind | Manzanares 115/33/13.8 kV | m:cosphi:bushv | -0.302 | ElmTr3
2026 | 2026_DzMN_GzMN_Dp00_Gp00 | Caso Base | All generators | 0.97 | ind | Manzanares 115/33/13.8 kV | m:cosphi:bushv | -0.302 | ElmTr3
2026 | 2026_DzMN_GzMN_Dp00_Gp00 | Caso Base | All generators | 0.98 | ind | Manzanares 115/33/13.8 kV | m:cosphi:bushv | -0.302 | ElmTr3
2026 | 2026_DzMN_GzMN_Dp00_Gp00 | Caso Base | All generators | 0.99 | ind | Manzanares 115/33/13.8 kV | m:cosphi:bushv | -0.302 | ElmTr3
2026 | 2026_DzMN_GzMN_Dp00_Gp00 | Caso Base | All generators | 1 | ind | Manzanares 115/33/13.8 kV | m:cosphi:bushv | -0.302 | ElmTr3
2026 | 2026_DzMN_GzMN_Dp00_Gp00 | Caso Base | All generators | 0.9 | ind | Purnio 230/115 | m:P:bushv in MW | 32.6471 | ElmTr3
2026 | 2026_DzMN_GzMN_Dp00_Gp00 | Caso Base | All generators | 0.91 | ind | Purnio 230/115 | m:P:bushv in MW | 32.6471 | ElmTr3
2026 | 2026_DzMN_GzMN_Dp00_Gp00 | Caso Base | All generators | 0.92 | ind | Purnio 230/115 | m:P:bushv in MW | 32.6471 | ElmTr3
2026 | 2026_DzMN_GzMN_Dp00_Gp00 | Caso Base | All generators | 0.93 | ind | Purnio 230/115 | m:P:bushv in MW | 32.6471 | ElmTr3
2026 | 2026_DzMN_GzMN_Dp00_Gp00 | Caso Base | All generators | 0.94 | ind | Purnio 230/115 | m:P:bushv in MW | 32.6471 | ElmTr3
2026 | 2026_DzMN_GzMN_Dp00_Gp00 | Caso Base | All generators | 0.95 | ind | Purnio 230/115 | m:P:bushv in MW | 32.6471 | ElmTr3
2026 | 2026_DzMN_GzMN_Dp00_Gp00 | Caso Base | All generators | 0.96 | ind | Purnio 230/115 | m:P:bushv in MW | 32.6471 | ElmTr3
2026 | 2026_DzMN_GzMN_Dp00_Gp00 | Caso Base | All generators | 0.97 | ind | Purnio 230/115 | m:P:bushv in MW | 32.6471 | ElmTr3
2026 | 2026_DzMN_GzMN_Dp00_Gp00 | Caso Base | All generators | 0.98 | ind | Purnio 230/115 | m:P:bushv in MW | 32.6471 | ElmTr3
2026 | 2026_DzMN_GzMN_Dp00_Gp00 | Caso Base | All generators | 0.99 | ind | Purnio 230/115 | m:P:bushv in MW | 32.6471 | ElmTr3
2026 | 2026_DzMN_GzMN_Dp00_Gp00 | Caso Base | All generators | 1 | ind | Purnio 230/115 | m:P:bushv in MW | 32.6471 | ElmTr3
2026 | 2026_DzMN_GzMN_Dp00_Gp00 | Caso Base | All generators | 0.9 | ind | Purnio 230/115 | m:Q:bushv in Mvar | -5.4439 | ElmTr3
2026 | 2026_DzMN_GzMN_Dp00_Gp00 | Caso Base | All generators | 0.91 | ind | Purnio 230/115 | m:Q:bushv in Mvar | -5.4439 | ElmTr3
2026 | 2026_DzMN_GzMN_Dp00_Gp00 | Caso Base | All generators | 0.92 | ind | Purnio 230/115 | m:Q:bushv in Mvar | -5.4439 | ElmTr3
2026 | 2026_DzMN_GzMN_Dp00_Gp00 | Caso Base | All generators | 0.93 | ind | Purnio 230/115 | m:Q:bushv in Mvar | -5.4439 | ElmTr3
2026 | 2026_DzMN_GzMN_Dp00_Gp00 | Caso Base | All generators | 0.94 | ind | Purnio 230/115 | m:Q:bushv in Mvar | -5.4439 | ElmTr3
2026 | 2026_DzMN_GzMN_Dp00_Gp00 | Caso Base | All generators | 0.95 | ind | Purnio 230/115 | m:Q:bushv in Mvar | -5.4439 | ElmTr3
2026 | 2026_DzMN_GzMN_Dp00_Gp00 | Caso Base | All generators | 0.96 | ind | Purnio 230/115 | m:Q:bushv in Mvar | -5.4439 | ElmTr3
2026 | 2026_DzMN_GzMN_Dp00_Gp00 | Caso Base | All generators | 0.97 | ind | Purnio 230/115 | m:Q:bushv in Mvar | -5.4439 | ElmTr3
2026 | 2026_DzMN_GzMN_Dp00_Gp00 | Caso Base | All generators | 0.98 | ind | Purnio 230/115 | m:Q:bushv in Mvar | -5.4439 | ElmTr3
2026 | 2026_DzMN_GzMN_Dp00_Gp00 | Caso Base | All generators | 0.99 | ind | Purnio 230/115 | m:Q:bushv in Mvar | -5.4439 | ElmTr3
2026 | 2026_DzMN_GzMN_Dp00_Gp00 | Caso Base | All generators | 1 | ind | Purnio 230/115 | m:Q:bushv in Mvar | -5.4439 | ElmTr3
2026 | 2026_DzMN_GzMN_Dp00_Gp00 | Caso Base | All generators | 0.9 | ind | Purnio 230/115 | m:cosphi:bushv | 0.98638 | ElmTr3
2026 | 2026_DzMN_GzMN_Dp00_Gp00 | Caso Base | All generators | 0.91 | ind | Purnio 230/115 | m:cosphi:bushv | 0.98638 | ElmTr3
2026 | 2026_DzMN_GzMN_Dp00_Gp00 | Caso Base | All generators | 0.92 | ind | Purnio 230/115 | m:cosphi:bushv | 0.98638 | ElmTr3
2026 | 2026_DzMN_GzMN_Dp00_Gp00 | Caso Base | All generators | 0.93 | ind | Purnio 230/115 | m:cosphi:bushv | 0.98638 | ElmTr3
2026 | 2026_DzMN_GzMN_Dp00_Gp00 | Caso Base | All generators | 0.94 | ind | Purnio 230/115 | m:cosphi:bushv | 0.98638 | ElmTr3
2026 | 2026_DzMN_GzMN_Dp00_Gp00 | Caso Base | All generators | 0.95 | ind | Purnio 230/115 | m:cosphi:bushv | 0.98638 | ElmTr3
2026 | 2026_DzMN_GzMN_Dp00_Gp00 | Caso Base | All generators | 0.96 | ind | Purnio 230/115 | m:cosphi:bushv | 0.98638 | ElmTr3
2026 | 2026_DzMN_GzMN_Dp00_Gp00 | Caso Base | All generators | 0.97 | ind | Purnio 230/115 | m:cosphi:bushv | 0.98638 | ElmTr3
2026 | 2026_DzMN_GzMN_Dp00_Gp00 | Caso Base | All generators | 0.98 | ind | Purnio 230/115 | m:cosphi:bushv | 0.98638 | ElmTr3
2026 | 2026_DzMN_GzMN_Dp00_Gp00 | Caso Base | All generators | 0.99 | ind | Purnio 230/115 | m:cosphi:bushv | 0.98638 | ElmTr3
2026 | 2026_DzMN_GzMN_Dp00_Gp00 | Caso Base | All generators | 1 | ind | Purnio 230/115 | m:cosphi:bushv | 0.98638 | ElmTr3
2026 | 2026_DzMN_GzMN_Dp00_Gp00 | Caso Base | All generators | 0.9 | ind | Victoria 115/33/13.8 kV | m:P:bushv in MW | 2.9336 | ElmTr3
2026 | 2026_DzMN_GzMN_Dp00_Gp00 | Caso Base | All generators | 0.91 | ind | Victoria 115/33/13.8 kV | m:P:bushv in MW | 2.9336 | ElmTr3
2026 | 2026_DzMN_GzMN_Dp00_Gp00 | Caso Base | All generators | 0.92 | ind | Victoria 115/33/13.8 kV | m:P:bushv in MW | 2.9336 | ElmTr3
2026 | 2026_DzMN_GzMN_Dp00_Gp00 | Caso Base | All generators | 0.93 | ind | Victoria 115/33/13.8 kV | m:P:bushv in MW | 2.9336 | ElmTr3
2026 | 2026_DzMN_GzMN_Dp00_Gp00 | Caso Base | All generators | 0.94 | ind | Victoria 115/33/13.8 kV | m:P:bushv in MW | 2.9336 | ElmTr3
2026 | 2026_DzMN_GzMN_Dp00_Gp00 | Caso Base | All generators | 0.95 | ind | Victoria 115/33/13.8 kV | m:P:bushv in MW | 2.9336 | ElmTr3
2026 | 2026_DzMN_GzMN_Dp00_Gp00 | Caso Base | All generators | 0.96 | ind | Victoria 115/33/13.8 kV | m:P:bushv in MW | 2.9336 | ElmTr3
2026 | 2026_DzMN_GzMN_Dp00_Gp00 | Caso Base | All generators | 0.97 | ind | Victoria 115/33/13.8 kV | m:P:bushv in MW | 2.9336 | ElmTr3
2026 | 2026_DzMN_GzMN_Dp00_Gp00 | Caso Base | All generators | 0.98 | ind | Victoria 115/33/13.8 kV | m:P:bushv in MW | 2.9336 | ElmTr3
2026 | 2026_DzMN_GzMN_Dp00_Gp00 | Caso Base | All generators | 0.99 | ind | Victoria 115/33/13.8 kV | m:P:bushv in MW | 2.9336 | ElmTr3
2026 | 2026_DzMN_GzMN_Dp00_Gp00 | Caso Base | All generators | 1 | ind | Victoria 115/33/13.8 kV | m:P:bushv in MW | 2.9336 | ElmTr3
2026 | 2026_DzMN_GzMN_Dp00_Gp00 | Caso Base | All generators | 0.9 | ind | Victoria 115/33/13.8 kV | m:Q:bushv in Mvar | 3.9308 | ElmTr3
2026 | 2026_DzMN_GzMN_Dp00_Gp00 | Caso Base | All generators | 0.91 | ind | Victoria 115/33/13.8 kV | m:Q:bushv in Mvar | 3.9308 | ElmTr3
2026 | 2026_DzMN_GzMN_Dp00_Gp00 | Caso Base | All generators | 0.92 | ind | Victoria 115/33/13.8 kV | m:Q:bushv in Mvar | 3.9308 | ElmTr3
2026 | 2026_DzMN_GzMN_Dp00_Gp00 | Caso Base | All generators | 0.93 | ind | Victoria 115/33/13.8 kV | m:Q:bushv in Mvar | 3.9308 | ElmTr3
2026 | 2026_DzMN_GzMN_Dp00_Gp00 | Caso Base | All generators | 0.94 | ind | Victoria 115/33/13.8 kV | m:Q:bushv in Mvar | 3.9308 | ElmTr3
2026 | 2026_DzMN_GzMN_Dp00_Gp00 | Caso Base | All generators | 0.95 | ind | Victoria 115/33/13.8 kV | m:Q:bushv in Mvar | 3.9308 | ElmTr3
2026 | 2026_DzMN_GzMN_Dp00_Gp00 | Caso Base | All generators | 0.96 | ind | Victoria 115/33/13.8 kV | m:Q:bushv in Mvar | 3.9308 | ElmTr3
2026 | 2026_DzMN_GzMN_Dp00_Gp00 | Caso Base | All generators | 0.97 | ind | Victoria 115/33/13.8 kV | m:Q:bushv in Mvar | 3.9308 | ElmTr3
2026 | 2026_DzMN_GzMN_Dp00_Gp00 | Caso Base | All generators | 0.98 | ind | Victoria 115/33/13.8 kV | m:Q:bushv in Mvar | 3.9308 | ElmTr3
2026 | 2026_DzMN_GzMN_Dp00_Gp00 | Caso Base | All generators | 0.99 | ind | Victoria 115/33/13.8 kV | m:Q:bushv in Mvar | 3.9308 | ElmTr3
2026 | 2026_DzMN_GzMN_Dp00_Gp00 | Caso Base | All generators | 1 | ind | Victoria 115/33/13.8 kV | m:Q:bushv in Mvar | 3.9308 | ElmTr3
2026 | 2026_DzMN_GzMN_Dp00_Gp00 | Caso Base | All generators | 0.9 | ind | Victoria 115/33/13.8 kV | m:cosphi:bushv | 0.5981 | ElmTr3
2026 | 2026_DzMN_GzMN_Dp00_Gp00 | Caso Base | All generators | 0.91 | ind | Victoria 115/33/13.8 kV | m:cosphi:bushv | 0.5981 | ElmTr3
2026 | 2026_DzMN_GzMN_Dp00_Gp00 | Caso Base | All generators | 0.92 | ind | Victoria 115/33/13.8 kV | m:cosphi:bushv | 0.5981 | ElmTr3
2026 | 2026_DzMN_GzMN_Dp00_Gp00 | Caso Base | All generators | 0.93 | ind | Victoria 115/33/13.8 kV | m:cosphi:bushv | 0.5981 | ElmTr3
2026 | 2026_DzMN_GzMN_Dp00_Gp00 | Caso Base | All generators | 0.94 | ind | Victoria 115/33/13.8 kV | m:cosphi:bushv | 0.5981 | ElmTr3
2026 | 2026_DzMN_GzMN_Dp00_Gp00 | Caso Base | All generators | 0.95 | ind | Victoria 115/33/13.8 kV | m:cosphi:bushv | 0.5981 | ElmTr3
2026 | 2026_DzMN_GzMN_Dp00_Gp00 | Caso Base | All generators | 0.96 | ind | Victoria 115/33/13.8 kV | m:cosphi:bushv | 0.5981 | ElmTr3
2026 | 2026_DzMN_GzMN_Dp00_Gp00 | Caso Base | All generators | 0.97 | ind | Victoria 115/33/13.8 kV | m:cosphi:bushv | 0.5981 | ElmTr3
2026 | 2026_DzMN_GzMN_Dp00_Gp00 | Caso Base | All generators | 0.98 | ind | Victoria 115/33/13.8 kV | m:cosphi:bushv | 0.5981 | ElmTr3
2026 | 2026_DzMN_GzMN_Dp00_Gp00 | Caso Base | All generators | 0.99 | ind | Victoria 115/33/13.8 kV | m:cosphi:bushv | 0.5981 | ElmTr3
2026 | 2026_DzMN_GzMN_Dp00_Gp00 | Caso Base | All generators | 1 | ind | Victoria 115/33/13.8 kV | m:cosphi:bushv | 0.5981 | ElmTr3
2026 | 2026_DzMN_GzMX_Dp00_Gp00 | A1-Pensilvania 33 kV | All generators | 0.9 | cap | Dorada - Magdalena 115 kV | m:P:bus1 in MW | 49.1732 | ElmLne
2026 | 2026_DzMN_GzMX_Dp00_Gp00 | A1-Pensilvania 33 kV | All generators | 0.91 | cap | Dorada - Magdalena 115 kV | m:P:bus1 in MW | 49.1908 | ElmLne
2026 | 2026_DzMN_GzMX_Dp00_Gp00 | A1-Pensilvania 33 kV | All generators | 0.92 | cap | Dorada - Magdalena 115 kV | m:P:bus1 in MW | 49.2077 | ElmLne
2026 | 2026_DzMN_GzMX_Dp00_Gp00 | A1-Pensilvania 33 kV | All generators | 0.93 | cap | Dorada - Magdalena 115 kV | m:P:bus1 in MW | 49.2243 | ElmLne
2026 | 2026_DzMN_GzMX_Dp00_Gp00 | A1-Pensilvania 33 kV | All generators | 0.94 | cap | Dorada - Magdalena 115 kV | m:P:bus1 in MW | 49.2406 | ElmLne
2026 | 2026_DzMN_GzMX_Dp00_Gp00 | A1-Pensilvania 33 kV | All generators | 0.95 | cap | Dorada - Magdalena 115 kV | m:P:bus1 in MW | 49.257 | ElmLne
2026 | 2026_DzMN_GzMX_Dp00_Gp00 | A1-Pensilvania 33 kV | All generators | 0.96 | cap | Dorada - Magdalena 115 kV | m:P:bus1 in MW | 49.2737 | ElmLne
2026 | 2026_DzMN_GzMX_Dp00_Gp00 | A1-Pensilvania 33 kV | All generators | 0.97 | cap | Dorada - Magdalena 115 kV | m:P:bus1 in MW | 49.2912 | ElmLne
2026 | 2026_DzMN_GzMX_Dp00_Gp00 | A1-Pensilvania 33 kV | All generators | 0.98 | cap | Dorada - Magdalena 115 kV | m:P:bus1 in MW | 49.3101 | ElmLne
2026 | 2026_DzMN_GzMX_Dp00_Gp00 | A1-Pensilvania 33 kV | All generators | 0.99 | cap | Dorada - Magdalena 115 kV | m:P:bus1 in MW | 49.3326 | ElmLne
2026 | 2026_DzMN_GzMX_Dp00_Gp00 | A1-Pensilvania 33 kV | All generators | 1 | cap | Dorada - Magdalena 115 kV | m:P:bus1 in MW | 49.3793 | ElmLne
2026 | 2026_DzMN_GzMX_Dp00_Gp00 | A1-Pensilvania 33 kV | All generators | 0.9 | cap | Dorada - Magdalena 115 kV | m:P:bus2 in MW | -49.0468 | ElmLne
2026 | 2026_DzMN_GzMX_Dp00_Gp00 | A1-Pensilvania 33 kV | All generators | 0.91 | cap | Dorada - Magdalena 115 kV | m:P:bus2 in MW | -49.0643 | ElmLne
2026 | 2026_DzMN_GzMX_Dp00_Gp00 | A1-Pensilvania 33 kV | All generators | 0.92 | cap | Dorada - Magdalena 115 kV | m:P:bus2 in MW | -49.0812 | ElmLne
2026 | 2026_DzMN_GzMX_Dp00_Gp00 | A1-Pensilvania 33 kV | All generators | 0.93 | cap | Dorada - Magdalena 115 kV | m:P:bus2 in MW | -49.0978 | ElmLne
2026 | 2026_DzMN_GzMX_Dp00_Gp00 | A1-Pensilvania 33 kV | All generators | 0.94 | cap | Dorada - Magdalena 115 kV | m:P:bus2 in MW | -49.1141 | ElmLne
2026 | 2026_DzMN_GzMX_Dp00_Gp00 | A1-Pensilvania 33 kV | All generators | 0.95 | cap | Dorada - Magdalena 115 kV | m:P:bus2 in MW | -49.1305 | ElmLne
2026 | 2026_DzMN_GzMX_Dp00_Gp00 | A1-Pensilvania 33 kV | All generators | 0.96 | cap | Dorada - Magdalena 115 kV | m:P:bus2 in MW | -49.1472 | ElmLne
2026 | 2026_DzMN_GzMX_Dp00_Gp00 | A1-Pensilvania 33 kV | All generators | 0.97 | cap | Dorada - Magdalena 115 kV | m:P:bus2 in MW | -49.1646 | ElmLne
2026 | 2026_DzMN_GzMX_Dp00_Gp00 | A1-Pensilvania 33 kV | All generators | 0.98 | cap | Dorada - Magdalena 115 kV | m:P:bus2 in MW | -49.1835 | ElmLne
2026 | 2026_DzMN_GzMX_Dp00_Gp00 | A1-Pensilvania 33 kV | All generators | 0.99 | cap | Dorada - Magdalena 115 kV | m:P:bus2 in MW | -49.2059 | ElmLne
2026 | 2026_DzMN_GzMX_Dp00_Gp00 | A1-Pensilvania 33 kV | All generators | 1 | cap | Dorada - Magdalena 115 kV | m:P:bus2 in MW | -49.2526 | ElmLne
2026 | 2026_DzMN_GzMX_Dp00_Gp00 | A1-Pensilvania 33 kV | All generators | 0.9 | cap | Dorada - Magdalena 115 kV | m:Q:bus1 in Mvar | -1.7136 | ElmLne
2026 | 2026_DzMN_GzMX_Dp00_Gp00 | A1-Pensilvania 33 kV | All generators | 0.91 | cap | Dorada - Magdalena 115 kV | m:Q:bus1 in Mvar | -1.6734 | ElmLne
2026 | 2026_DzMN_GzMX_Dp00_Gp00 | A1-Pensilvania 33 kV | All generators | 0.92 | cap | Dorada - Magdalena 115 kV | m:Q:bus1 in Mvar | -1.6338 | ElmLne
2026 | 2026_DzMN_GzMX_Dp00_Gp00 | A1-Pensilvania 33 kV | All generators | 0.93 | cap | Dorada - Magdalena 115 kV | m:Q:bus1 in Mvar | -1.5944 | ElmLne
2026 | 2026_DzMN_GzMX_Dp00_Gp00 | A1-Pensilvania 33 kV | All generators | 0.94 | cap | Dorada - Magdalena 115 kV | m:Q:bus1 in Mvar | -1.5547 | ElmLne
2026 | 2026_DzMN_GzMX_Dp00_Gp00 | A1-Pensilvania 33 kV | All generators | 0.95 | cap | Dorada - Magdalena 115 kV | m:Q:bus1 in Mvar | -1.5143 | ElmLne
2026 | 2026_DzMN_GzMX_Dp00_Gp00 | A1-Pensilvania 33 kV | All generators | 0.96 | cap | Dorada - Magdalena 115 kV | m:Q:bus1 in Mvar | -1.4723 | ElmLne
2026 | 2026_DzMN_GzMX_Dp00_Gp00 | A1-Pensilvania 33 kV | All generators | 0.97 | cap | Dorada - Magdalena 115 kV | m:Q:bus1 in Mvar | -1.4276 | ElmLne
2026 | 2026_DzMN_GzMX_Dp00_Gp00 | A1-Pensilvania 33 kV | All generators | 0.98 | cap | Dorada - Magdalena 115 kV | m:Q:bus1 in Mvar | -1.3779 | ElmLne
2026 | 2026_DzMN_GzMX_Dp00_Gp00 | A1-Pensilvania 33 kV | All generators | 0.99 | cap | Dorada - Magdalena 115 kV | m:Q:bus1 in Mvar | -1.3175 | ElmLne
2026 | 2026_DzMN_GzMX_Dp00_Gp00 | A1-Pensilvania 33 kV | All generators | 1 | cap | Dorada - Magdalena 115 kV | m:Q:bus1 in Mvar | -1.1855 | ElmLne
2026 | 2026_DzMN_GzMX_Dp00_Gp00 | A1-Pensilvania 33 kV | All generators | 0.9 | cap | Dorada - Magdalena 115 kV | m:Q:bus2 in Mvar | 1.9778 | ElmLne
2026 | 2026_DzMN_GzMX_Dp00_Gp00 | A1-Pensilvania 33 kV | All generators | 0.91 | cap | Dorada - Magdalena 115 kV | m:Q:bus2 in Mvar | 1.9376 | ElmLne
2026 | 2026_DzMN_GzMX_Dp00_Gp00 | A1-Pensilvania 33 kV | All generators | 0.92 | cap | Dorada - Magdalena 115 kV | m:Q:bus2 in Mvar | 1.8979 | ElmLne
2026 | 2026_DzMN_GzMX_Dp00_Gp00 | A1-Pensilvania 33 kV | All generators | 0.93 | cap | Dorada - Magdalena 115 kV | m:Q:bus2 in Mvar | 1.8585 | ElmLne
2026 | 2026_DzMN_GzMX_Dp00_Gp00 | A1-Pensilvania 33 kV | All generators | 0.94 | cap | Dorada - Magdalena 115 kV | m:Q:bus2 in Mvar | 1.8188 | ElmLne
2026 | 2026_DzMN_GzMX_Dp00_Gp00 | A1-Pensilvania 33 kV | All generators | 0.95 | cap | Dorada - Magdalena 115 kV | m:Q:bus2 in Mvar | 1.7783 | ElmLne
2026 | 2026_DzMN_GzMX_Dp00_Gp00 | A1-Pensilvania 33 kV | All generators | 0.96 | cap | Dorada - Magdalena 115 kV | m:Q:bus2 in Mvar | 1.7363 | ElmLne
2026 | 2026_DzMN_GzMX_Dp00_Gp00 | A1-Pensilvania 33 kV | All generators | 0.97 | cap | Dorada - Magdalena 115 kV | m:Q:bus2 in Mvar | 1.6916 | ElmLne
2026 | 2026_DzMN_GzMX_Dp00_Gp00 | A1-Pensilvania 33 kV | All generators | 0.98 | cap | Dorada - Magdalena 115 kV | m:Q:bus2 in Mvar | 1.6418 | ElmLne
2026 | 2026_DzMN_GzMX_Dp00_Gp00 | A1-Pensilvania 33 kV | All generators | 0.99 | cap | Dorada - Magdalena 115 kV | m:Q:bus2 in Mvar | 1.5812 | ElmLne
2026 | 2026_DzMN_GzMX_Dp00_Gp00 | A1-Pensilvania 33 kV | All generators | 1 | cap | Dorada - Magdalena 115 kV | m:Q:bus2 in Mvar | 1.4489 | ElmLne
2026 | 2026_DzMN_GzMX_Dp00_Gp00 | A1-Pensilvania 33 kV | All generators | 0.9 | cap | Dorada - Magdalena 115 kV | m:cosphi:bus1 | 0.99939 | ElmLne
2026 | 2026_DzMN_GzMX_Dp00_Gp00 | A1-Pensilvania 33 kV | All generators | 0.91 | cap | Dorada - Magdalena 115 kV | m:cosphi:bus1 | 0.99942 | ElmLne
2026 | 2026_DzMN_GzMX_Dp00_Gp00 | A1-Pensilvania 33 kV | All generators | 0.92 | cap | Dorada - Magdalena 115 kV | m:cosphi:bus1 | 0.99945 | ElmLne
2026 | 2026_DzMN_GzMX_Dp00_Gp00 | A1-Pensilvania 33 kV | All generators | 0.93 | cap | Dorada - Magdalena 115 kV | m:cosphi:bus1 | 0.99948 | ElmLne
2026 | 2026_DzMN_GzMX_Dp00_Gp00 | A1-Pensilvania 33 kV | All generators | 0.94 | cap | Dorada - Magdalena 115 kV | m:cosphi:bus1 | 0.9995 | ElmLne
2026 | 2026_DzMN_GzMX_Dp00_Gp00 | A1-Pensilvania 33 kV | All generators | 0.95 | cap | Dorada - Magdalena 115 kV | m:cosphi:bus1 | 0.99953 | ElmLne
2026 | 2026_DzMN_GzMX_Dp00_Gp00 | A1-Pensilvania 33 kV | All generators | 0.96 | cap | Dorada - Magdalena 115 kV | m:cosphi:bus1 | 0.99955 | ElmLne
2026 | 2026_DzMN_GzMX_Dp00_Gp00 | A1-Pensilvania 33 kV | All generators | 0.97 | cap | Dorada - Magdalena 115 kV | m:cosphi:bus1 | 0.99958 | ElmLne
2026 | 2026_DzMN_GzMX_Dp00_Gp00 | A1-Pensilvania 33 kV | All generators | 0.98 | cap | Dorada - Magdalena 115 kV | m:cosphi:bus1 | 0.99961 | ElmLne
2026 | 2026_DzMN_GzMX_Dp00_Gp00 | A1-Pensilvania 33 kV | All generators | 0.99 | cap | Dorada - Magdalena 115 kV | m:cosphi:bus1 | 0.99964 | ElmLne
2026 | 2026_DzMN_GzMX_Dp00_Gp00 | A1-Pensilvania 33 kV | All generators | 1 | cap | Dorada - Magdalena 115 kV | m:cosphi:bus1 | 0.99971 | ElmLne
2026 | 2026_DzMN_GzMX_Dp00_Gp00 | A1-Pensilvania 33 kV | All generators | 0.9 | cap | Dorada - Magdalena 115 kV | m:cosphi:bus2 | -0.99919 | ElmLne
2026 | 2026_DzMN_GzMX_Dp00_Gp00 | A1-Pensilvania 33 kV | All generators | 0.91 | cap | Dorada - Magdalena 115 kV | m:cosphi:bus2 | -0.99922 | ElmLne
2026 | 2026_DzMN_GzMX_Dp00_Gp00 | A1-Pensilvania 33 kV | All generators | 0.92 | cap | Dorada - Magdalena 115 kV | m:cosphi:bus2 | -0.99925 | ElmLne
2026 | 2026_DzMN_GzMX_Dp00_Gp00 | A1-Pensilvania 33 kV | All generators | 0.93 | cap | Dorada - Magdalena 115 kV | m:cosphi:bus2 | -0.99928 | ElmLne
2026 | 2026_DzMN_GzMX_Dp00_Gp00 | A1-Pensilvania 33 kV | All generators | 0.94 | cap | Dorada - Magdalena 115 kV | m:cosphi:bus2 | -0.99931 | ElmLne
2026 | 2026_DzMN_GzMX_Dp00_Gp00 | A1-Pensilvania 33 kV | All generators | 0.95 | cap | Dorada - Magdalena 115 kV | m:cosphi:bus2 | -0.99935 | ElmLne
2026 | 2026_DzMN_GzMX_Dp00_Gp00 | A1-Pensilvania 33 kV | All generators | 0.96 | cap | Dorada - Magdalena 115 kV | m:cosphi:bus2 | -0.99938 | ElmLne
2026 | 2026_DzMN_GzMX_Dp00_Gp00 | A1-Pensilvania 33 kV | All generators | 0.97 | cap | Dorada - Magdalena 115 kV | m:cosphi:bus2 | -0.99941 | ElmLne
2026 | 2026_DzMN_GzMX_Dp00_Gp00 | A1-Pensilvania 33 kV | All generators | 0.98 | cap | Dorada - Magdalena 115 kV | m:cosphi:bus2 | -0.99944 | ElmLne
2026 | 2026_DzMN_GzMX_Dp00_Gp00 | A1-Pensilvania 33 kV | All generators | 0.99 | cap | Dorada - Magdalena 115 kV | m:cosphi:bus2 | -0.99948 | ElmLne
2026 | 2026_DzMN_GzMX_Dp00_Gp00 | A1-Pensilvania 33 kV | All generators | 1 | cap | Dorada - Magdalena 115 kV | m:cosphi:bus2 | -0.99957 | ElmLne
2026 | 2026_DzMN_GzMX_Dp00_Gp00 | A1-Pensilvania 33 kV | All generators | 0.9 | cap | Mariquita - Victoria 2 115 | m:P:bus1 in MW | 5.6381 | ElmLne
2026 | 2026_DzMN_GzMX_Dp00_Gp00 | A1-Pensilvania 33 kV | All generators | 0.91 | cap | Mariquita - Victoria 2 115 | m:P:bus1 in MW | 5.6346 | ElmLne
2026 | 2026_DzMN_GzMX_Dp00_Gp00 | A1-Pensilvania 33 kV | All generators | 0.92 | cap | Mariquita - Victoria 2 115 | m:P:bus1 in MW | 5.6311 | ElmLne
2026 | 2026_DzMN_GzMX_Dp00_Gp00 | A1-Pensilvania 33 kV | All generators | 0.93 | cap | Mariquita - Victoria 2 115 | m:P:bus1 in MW | 5.6276 | ElmLne
2026 | 2026_DzMN_GzMX_Dp00_Gp00 | A1-Pensilvania 33 kV | All generators | 0.94 | cap | Mariquita - Victoria 2 115 | m:P:bus1 in MW | 5.6241 | ElmLne
2026 | 2026_DzMN_GzMX_Dp00_Gp00 | A1-Pensilvania 33 kV | All generators | 0.95 | cap | Mariquita - Victoria 2 115 | m:P:bus1 in MW | 5.6205 | ElmLne
2026 | 2026_DzMN_GzMX_Dp00_Gp00 | A1-Pensilvania 33 kV | All generators | 0.96 | cap | Mariquita - Victoria 2 115 | m:P:bus1 in MW | 5.6167 | ElmLne
2026 | 2026_DzMN_GzMX_Dp00_Gp00 | A1-Pensilvania 33 kV | All generators | 0.97 | cap | Mariquita - Victoria 2 115 | m:P:bus1 in MW | 5.6127 | ElmLne
2026 | 2026_DzMN_GzMX_Dp00_Gp00 | A1-Pensilvania 33 kV | All generators | 0.98 | cap | Mariquita - Victoria 2 115 | m:P:bus1 in MW | 5.6082 | ElmLne
2026 | 2026_DzMN_GzMX_Dp00_Gp00 | A1-Pensilvania 33 kV | All generators | 0.99 | cap | Mariquita - Victoria 2 115 | m:P:bus1 in MW | 5.6027 | ElmLne
2026 | 2026_DzMN_GzMX_Dp00_Gp00 | A1-Pensilvania 33 kV | All generators | 1 | cap | Mariquita - Victoria 2 115 | m:P:bus1 in MW | 5.5906 | ElmLne
2026 | 2026_DzMN_GzMX_Dp00_Gp00 | A1-Pensilvania 33 kV | All generators | 0.9 | cap | Mariquita - Victoria 2 115 | m:P:bus2 in MW | -5.6244 | ElmLne
2026 | 2026_DzMN_GzMX_Dp00_Gp00 | A1-Pensilvania 33 kV | All generators | 0.91 | cap | Mariquita - Victoria 2 115 | m:P:bus2 in MW | -5.6208 | ElmLne
2026 | 2026_DzMN_GzMX_Dp00_Gp00 | A1-Pensilvania 33 kV | All generators | 0.92 | cap | Mariquita - Victoria 2 115 | m:P:bus2 in MW | -5.6173 | ElmLne
2026 | 2026_DzMN_GzMX_Dp00_Gp00 | A1-Pensilvania 33 kV | All generators | 0.93 | cap | Mariquita - Victoria 2 115 | m:P:bus2 in MW | -5.6138 | ElmLne
2026 | 2026_DzMN_GzMX_Dp00_Gp00 | A1-Pensilvania 33 kV | All generators | 0.94 | cap | Mariquita - Victoria 2 115 | m:P:bus2 in MW | -5.6103 | ElmLne
2026 | 2026_DzMN_GzMX_Dp00_Gp00 | A1-Pensilvania 33 kV | All generators | 0.95 | cap | Mariquita - Victoria 2 115 | m:P:bus2 in MW | -5.6067 | ElmLne
2026 | 2026_DzMN_GzMX_Dp00_Gp00 | A1-Pensilvania 33 kV | All generators | 0.96 | cap | Mariquita - Victoria 2 115 | m:P:bus2 in MW | -5.6029 | ElmLne
2026 | 2026_DzMN_GzMX_Dp00_Gp00 | A1-Pensilvania 33 kV | All generators | 0.97 | cap | Mariquita - Victoria 2 115 | m:P:bus2 in MW | -5.5988 | ElmLne
2026 | 2026_DzMN_GzMX_Dp00_Gp00 | A1-Pensilvania 33 kV | All generators | 0.98 | cap | Mariquita - Victoria 2 115 | m:P:bus2 in MW | -5.5943 | ElmLne
2026 | 2026_DzMN_GzMX_Dp00_Gp00 | A1-Pensilvania 33 kV | All generators | 0.99 | cap | Mariquita - Victoria 2 115 | m:P:bus2 in MW | -5.5888 | ElmLne
2026 | 2026_DzMN_GzMX_Dp00_Gp00 | A1-Pensilvania 33 kV | All generators | 1 | cap | Mariquita - Victoria 2 115 | m:P:bus2 in MW | -5.5765 | ElmLne
2026 | 2026_DzMN_GzMX_Dp00_Gp00 | A1-Pensilvania 33 kV | All generators | 0.9 | cap | Mariquita - Victoria 2 115 | m:Q:bus1 in Mvar | -6.0777 | ElmLne
2026 | 2026_DzMN_GzMX_Dp00_Gp00 | A1-Pensilvania 33 kV | All generators | 0.91 | cap | Mariquita - Victoria 2 115 | m:Q:bus1 in Mvar | -6.0949 | ElmLne
2026 | 2026_DzMN_GzMX_Dp00_Gp00 | A1-Pensilvania 33 kV | All generators | 0.92 | cap | Mariquita - Victoria 2 115 | m:Q:bus1 in Mvar | -6.1119 | ElmLne
2026 | 2026_DzMN_GzMX_Dp00_Gp00 | A1-Pensilvania 33 kV | All generators | 0.93 | cap | Mariquita - Victoria 2 115 | m:Q:bus1 in Mvar | -6.1287 | ElmLne
2026 | 2026_DzMN_GzMX_Dp00_Gp00 | A1-Pensilvania 33 kV | All generators | 0.94 | cap | Mariquita - Victoria 2 115 | m:Q:bus1 in Mvar | -6.1456 | ElmLne
2026 | 2026_DzMN_GzMX_Dp00_Gp00 | A1-Pensilvania 33 kV | All generators | 0.95 | cap | Mariquita - Victoria 2 115 | m:Q:bus1 in Mvar | -6.1628 | ElmLne
2026 | 2026_DzMN_GzMX_Dp00_Gp00 | A1-Pensilvania 33 kV | All generators | 0.96 | cap | Mariquita - Victoria 2 115 | m:Q:bus1 in Mvar | -6.1806 | ElmLne
2026 | 2026_DzMN_GzMX_Dp00_Gp00 | A1-Pensilvania 33 kV | All generators | 0.97 | cap | Mariquita - Victoria 2 115 | m:Q:bus1 in Mvar | -6.1996 | ElmLne
2026 | 2026_DzMN_GzMX_Dp00_Gp00 | A1-Pensilvania 33 kV | All generators | 0.98 | cap | Mariquita - Victoria 2 115 | m:Q:bus1 in Mvar | -6.2207 | ElmLne
2026 | 2026_DzMN_GzMX_Dp00_Gp00 | A1-Pensilvania 33 kV | All generators | 0.99 | cap | Mariquita - Victoria 2 115 | m:Q:bus1 in Mvar | -6.2463 | ElmLne
2026 | 2026_DzMN_GzMX_Dp00_Gp00 | A1-Pensilvania 33 kV | All generators | 1 | cap | Mariquita - Victoria 2 115 | m:Q:bus1 in Mvar | -6.3021 | ElmLne
2026 | 2026_DzMN_GzMX_Dp00_Gp00 | A1-Pensilvania 33 kV | All generators | 0.9 | cap | Mariquita - Victoria 2 115 | m:Q:bus2 in Mvar | 5.4559 | ElmLne
2026 | 2026_DzMN_GzMX_Dp00_Gp00 | A1-Pensilvania 33 kV | All generators | 0.91 | cap | Mariquita - Victoria 2 115 | m:Q:bus2 in Mvar | 5.4727 | ElmLne
2026 | 2026_DzMN_GzMX_Dp00_Gp00 | A1-Pensilvania 33 kV | All generators | 0.92 | cap | Mariquita - Victoria 2 115 | m:Q:bus2 in Mvar | 5.4893 | ElmLne
2026 | 2026_DzMN_GzMX_Dp00_Gp00 | A1-Pensilvania 33 kV | All generators | 0.93 | cap | Mariquita - Victoria 2 115 | m:Q:bus2 in Mvar | 5.5057 | ElmLne
2026 | 2026_DzMN_GzMX_Dp00_Gp00 | A1-Pensilvania 33 kV | All generators | 0.94 | cap | Mariquita - Victoria 2 115 | m:Q:bus2 in Mvar | 5.5223 | ElmLne
2026 | 2026_DzMN_GzMX_Dp00_Gp00 | A1-Pensilvania 33 kV | All generators | 0.95 | cap | Mariquita - Victoria 2 115 | m:Q:bus2 in Mvar | 5.5391 | ElmLne
2026 | 2026_DzMN_GzMX_Dp00_Gp00 | A1-Pensilvania 33 kV | All generators | 0.96 | cap | Mariquita - Victoria 2 115 | m:Q:bus2 in Mvar | 5.5566 | ElmLne
2026 | 2026_DzMN_GzMX_Dp00_Gp00 | A1-Pensilvania 33 kV | All generators | 0.97 | cap | Mariquita - Victoria 2 115 | m:Q:bus2 in Mvar | 5.5752 | ElmLne
2026 | 2026_DzMN_GzMX_Dp00_Gp00 | A1-Pensilvania 33 kV | All generators | 0.98 | cap | Mariquita - Victoria 2 115 | m:Q:bus2 in Mvar | 5.5958 | ElmLne
2026 | 2026_DzMN_GzMX_Dp00_Gp00 | A1-Pensilvania 33 kV | All generators | 0.99 | cap | Mariquita - Victoria 2 115 | m:Q:bus2 in Mvar | 5.6209 | ElmLne
2026 | 2026_DzMN_GzMX_Dp00_Gp00 | A1-Pensilvania 33 kV | All generators | 1 | cap | Mariquita - Victoria 2 115 | m:Q:bus2 in Mvar | 5.6755 | ElmLne
2026 | 2026_DzMN_GzMX_Dp00_Gp00 | A1-Pensilvania 33 kV | All generators | 0.9 | cap | Mariquita - Victoria 2 115 | m:cosphi:bus1 | 0.68009 | ElmLne
2026 | 2026_DzMN_GzMX_Dp00_Gp00 | A1-Pensilvania 33 kV | All generators | 0.91 | cap | Mariquita - Victoria 2 115 | m:cosphi:bus1 | 0.67883 | ElmLne
2026 | 2026_DzMN_GzMX_Dp00_Gp00 | A1-Pensilvania 33 kV | All generators | 0.92 | cap | Mariquita - Victoria 2 115 | m:cosphi:bus1 | 0.67759 | ElmLne
2026 | 2026_DzMN_GzMX_Dp00_Gp00 | A1-Pensilvania 33 kV | All generators | 0.93 | cap | Mariquita - Victoria 2 115 | m:cosphi:bus1 | 0.67636 | ElmLne
2026 | 2026_DzMN_GzMX_Dp00_Gp00 | A1-Pensilvania 33 kV | All generators | 0.94 | cap | Mariquita - Victoria 2 115 | m:cosphi:bus1 | 0.67512 | ElmLne
2026 | 2026_DzMN_GzMX_Dp00_Gp00 | A1-Pensilvania 33 kV | All generators | 0.95 | cap | Mariquita - Victoria 2 115 | m:cosphi:bus1 | 0.67385 | ElmLne
2026 | 2026_DzMN_GzMX_Dp00_Gp00 | A1-Pensilvania 33 kV | All generators | 0.96 | cap | Mariquita - Victoria 2 115 | m:cosphi:bus1 | 0.67254 | ElmLne
2026 | 2026_DzMN_GzMX_Dp00_Gp00 | A1-Pensilvania 33 kV | All generators | 0.97 | cap | Mariquita - Victoria 2 115 | m:cosphi:bus1 | 0.67115 | ElmLne
2026 | 2026_DzMN_GzMX_Dp00_Gp00 | A1-Pensilvania 33 kV | All generators | 0.98 | cap | Mariquita - Victoria 2 115 | m:cosphi:bus1 | 0.6696 | ElmLne
2026 | 2026_DzMN_GzMX_Dp00_Gp00 | A1-Pensilvania 33 kV | All generators | 0.99 | cap | Mariquita - Victoria 2 115 | m:cosphi:bus1 | 0.66772 | ElmLne
2026 | 2026_DzMN_GzMX_Dp00_Gp00 | A1-Pensilvania 33 kV | All generators | 1 | cap | Mariquita - Victoria 2 115 | m:cosphi:bus1 | 0.66362 | ElmLne
2026 | 2026_DzMN_GzMX_Dp00_Gp00 | A1-Pensilvania 33 kV | All generators | 0.9 | cap | Mariquita - Victoria 2 115 | m:cosphi:bus2 | -0.71778 | ElmLne
2026 | 2026_DzMN_GzMX_Dp00_Gp00 | A1-Pensilvania 33 kV | All generators | 0.91 | cap | Mariquita - Victoria 2 115 | m:cosphi:bus2 | -0.71648 | ElmLne
2026 | 2026_DzMN_GzMX_Dp00_Gp00 | A1-Pensilvania 33 kV | All generators | 0.92 | cap | Mariquita - Victoria 2 115 | m:cosphi:bus2 | -0.71521 | ElmLne
2026 | 2026_DzMN_GzMX_Dp00_Gp00 | A1-Pensilvania 33 kV | All generators | 0.93 | cap | Mariquita - Victoria 2 115 | m:cosphi:bus2 | -0.71395 | ElmLne
2026 | 2026_DzMN_GzMX_Dp00_Gp00 | A1-Pensilvania 33 kV | All generators | 0.94 | cap | Mariquita - Victoria 2 115 | m:cosphi:bus2 | -0.71268 | ElmLne
2026 | 2026_DzMN_GzMX_Dp00_Gp00 | A1-Pensilvania 33 kV | All generators | 0.95 | cap | Mariquita - Victoria 2 115 | m:cosphi:bus2 | -0.71138 | ElmLne
2026 | 2026_DzMN_GzMX_Dp00_Gp00 | A1-Pensilvania 33 kV | All generators | 0.96 | cap | Mariquita - Victoria 2 115 | m:cosphi:bus2 | -0.71004 | ElmLne
2026 | 2026_DzMN_GzMX_Dp00_Gp00 | A1-Pensilvania 33 kV | All generators | 0.97 | cap | Mariquita - Victoria 2 115 | m:cosphi:bus2 | -0.7086 | ElmLne
2026 | 2026_DzMN_GzMX_Dp00_Gp00 | A1-Pensilvania 33 kV | All generators | 0.98 | cap | Mariquita - Victoria 2 115 | m:cosphi:bus2 | -0.70701 | ElmLne
2026 | 2026_DzMN_GzMX_Dp00_Gp00 | A1-Pensilvania 33 kV | All generators | 0.99 | cap | Mariquita - Victoria 2 115 | m:cosphi:bus2 | -0.70508 | ElmLne
2026 | 2026_DzMN_GzMX_Dp00_Gp00 | A1-Pensilvania 33 kV | All generators | 1 | cap | Mariquita - Victoria 2 115 | m:cosphi:bus2 | -0.70086 | ElmLne
2026 | 2026_DzMN_GzMX_Dp00_Gp00 | A1-Pensilvania 33 kV | All generators | 0.9 | cap | Dorada 115/33/13.8 kV | m:P:bushv in MW | -8.8909 | ElmTr3
2026 | 2026_DzMN_GzMX_Dp00_Gp00 | A1-Pensilvania 33 kV | All generators | 0.91 | cap | Dorada 115/33/13.8 kV | m:P:bushv in MW | -8.8983 | ElmTr3
2026 | 2026_DzMN_GzMX_Dp00_Gp00 | A1-Pensilvania 33 kV | All generators | 0.92 | cap | Dorada 115/33/13.8 kV | m:P:bushv in MW | -8.905 | ElmTr3
2026 | 2026_DzMN_GzMX_Dp00_Gp00 | A1-Pensilvania 33 kV | All generators | 0.93 | cap | Dorada 115/33/13.8 kV | m:P:bushv in MW | -8.9111 | ElmTr3
2026 | 2026_DzMN_GzMX_Dp00_Gp00 | A1-Pensilvania 33 kV | All generators | 0.94 | cap | Dorada 115/33/13.8 kV | m:P:bushv in MW | -8.9168 | ElmTr3
2026 | 2026_DzMN_GzMX_Dp00_Gp00 | A1-Pensilvania 33 kV | All generators | 0.95 | cap | Dorada 115/33/13.8 kV | m:P:bushv in MW | -8.922 | ElmTr3
2026 | 2026_DzMN_GzMX_Dp00_Gp00 | A1-Pensilvania 33 kV | All generators | 0.96 | cap | Dorada 115/33/13.8 kV | m:P:bushv in MW | -8.9268 | ElmTr3
2026 | 2026_DzMN_GzMX_Dp00_Gp00 | A1-Pensilvania 33 kV | All generators | 0.97 | cap | Dorada 115/33/13.8 kV | m:P:bushv in MW | -8.9312 | ElmTr3
2026 | 2026_DzMN_GzMX_Dp00_Gp00 | A1-Pensilvania 33 kV | All generators | 0.98 | cap | Dorada 115/33/13.8 kV | m:P:bushv in MW | -8.9354 | ElmTr3
2026 | 2026_DzMN_GzMX_Dp00_Gp00 | A1-Pensilvania 33 kV | All generators | 0.99 | cap | Dorada 115/33/13.8 kV | m:P:bushv in MW | -8.9394 | ElmTr3
2026 | 2026_DzMN_GzMX_Dp00_Gp00 | A1-Pensilvania 33 kV | All generators | 1 | cap | Dorada 115/33/13.8 kV | m:P:bushv in MW | -8.9437 | ElmTr3
2026 | 2026_DzMN_GzMX_Dp00_Gp00 | A1-Pensilvania 33 kV | All generators | 0.9 | cap | Dorada 115/33/13.8 kV | m:Q:bushv in Mvar | 4.2726 | ElmTr3
2026 | 2026_DzMN_GzMX_Dp00_Gp00 | A1-Pensilvania 33 kV | All generators | 0.91 | cap | Dorada 115/33/13.8 kV | m:Q:bushv in Mvar | 4.1936 | ElmTr3
2026 | 2026_DzMN_GzMX_Dp00_Gp00 | A1-Pensilvania 33 kV | All generators | 0.92 | cap | Dorada 115/33/13.8 kV | m:Q:bushv in Mvar | 4.116 | ElmTr3
2026 | 2026_DzMN_GzMX_Dp00_Gp00 | A1-Pensilvania 33 kV | All generators | 0.93 | cap | Dorada 115/33/13.8 kV | m:Q:bushv in Mvar | 4.0388 | ElmTr3
2026 | 2026_DzMN_GzMX_Dp00_Gp00 | A1-Pensilvania 33 kV | All generators | 0.94 | cap | Dorada 115/33/13.8 kV | m:Q:bushv in Mvar | 3.9612 | ElmTr3
2026 | 2026_DzMN_GzMX_Dp00_Gp00 | A1-Pensilvania 33 kV | All generators | 0.95 | cap | Dorada 115/33/13.8 kV | m:Q:bushv in Mvar | 3.8822 | ElmTr3
2026 | 2026_DzMN_GzMX_Dp00_Gp00 | A1-Pensilvania 33 kV | All generators | 0.96 | cap | Dorada 115/33/13.8 kV | m:Q:bushv in Mvar | 3.8001 | ElmTr3
2026 | 2026_DzMN_GzMX_Dp00_Gp00 | A1-Pensilvania 33 kV | All generators | 0.97 | cap | Dorada 115/33/13.8 kV | m:Q:bushv in Mvar | 3.7128 | ElmTr3
2026 | 2026_DzMN_GzMX_Dp00_Gp00 | A1-Pensilvania 33 kV | All generators | 0.98 | cap | Dorada 115/33/13.8 kV | m:Q:bushv in Mvar | 3.6157 | ElmTr3
2026 | 2026_DzMN_GzMX_Dp00_Gp00 | A1-Pensilvania 33 kV | All generators | 0.99 | cap | Dorada 115/33/13.8 kV | m:Q:bushv in Mvar | 3.4978 | ElmTr3
2026 | 2026_DzMN_GzMX_Dp00_Gp00 | A1-Pensilvania 33 kV | All generators | 1 | cap | Dorada 115/33/13.8 kV | m:Q:bushv in Mvar | 3.2407 | ElmTr3
2026 | 2026_DzMN_GzMX_Dp00_Gp00 | A1-Pensilvania 33 kV | All generators | 0.9 | cap | Dorada 115/33/13.8 kV | m:cosphi:bushv | -0.90133 | ElmTr3
2026 | 2026_DzMN_GzMX_Dp00_Gp00 | A1-Pensilvania 33 kV | All generators | 0.91 | cap | Dorada 115/33/13.8 kV | m:cosphi:bushv | -0.90457 | ElmTr3
2026 | 2026_DzMN_GzMX_Dp00_Gp00 | A1-Pensilvania 33 kV | All generators | 0.92 | cap | Dorada 115/33/13.8 kV | m:cosphi:bushv | -0.90773 | ElmTr3
2026 | 2026_DzMN_GzMX_Dp00_Gp00 | A1-Pensilvania 33 kV | All generators | 0.93 | cap | Dorada 115/33/13.8 kV | m:cosphi:bushv | -0.91082 | ElmTr3
2026 | 2026_DzMN_GzMX_Dp00_Gp00 | A1-Pensilvania 33 kV | All generators | 0.94 | cap | Dorada 115/33/13.8 kV | m:cosphi:bushv | -0.91388 | ElmTr3
2026 | 2026_DzMN_GzMX_Dp00_Gp00 | A1-Pensilvania 33 kV | All generators | 0.95 | cap | Dorada 115/33/13.8 kV | m:cosphi:bushv | -0.91695 | ElmTr3
2026 | 2026_DzMN_GzMX_Dp00_Gp00 | A1-Pensilvania 33 kV | All generators | 0.96 | cap | Dorada 115/33/13.8 kV | m:cosphi:bushv | -0.9201 | ElmTr3
2026 | 2026_DzMN_GzMX_Dp00_Gp00 | A1-Pensilvania 33 kV | All generators | 0.97 | cap | Dorada 115/33/13.8 kV | m:cosphi:bushv | -0.92339 | ElmTr3
2026 | 2026_DzMN_GzMX_Dp00_Gp00 | A1-Pensilvania 33 kV | All generators | 0.98 | cap | Dorada 115/33/13.8 kV | m:cosphi:bushv | -0.92698 | ElmTr3
2026 | 2026_DzMN_GzMX_Dp00_Gp00 | A1-Pensilvania 33 kV | All generators | 0.99 | cap | Dorada 115/33/13.8 kV | m:cosphi:bushv | -0.93125 | ElmTr3
2026 | 2026_DzMN_GzMX_Dp00_Gp00 | A1-Pensilvania 33 kV | All generators | 1 | cap | Dorada 115/33/13.8 kV | m:cosphi:bushv | -0.94019 | ElmTr3
2026 | 2026_DzMN_GzMX_Dp00_Gp00 | A1-Pensilvania 33 kV | All generators | 0.9 | cap | Manzanares 115/33/13.8 kV | m:P:bushv in MW | -23.1756 | ElmTr3
2026 | 2026_DzMN_GzMX_Dp00_Gp00 | A1-Pensilvania 33 kV | All generators | 0.91 | cap | Manzanares 115/33/13.8 kV | m:P:bushv in MW | -23.2712 | ElmTr3
2026 | 2026_DzMN_GzMX_Dp00_Gp00 | A1-Pensilvania 33 kV | All generators | 0.92 | cap | Manzanares 115/33/13.8 kV | m:P:bushv in MW | -23.3613 | ElmTr3
2026 | 2026_DzMN_GzMX_Dp00_Gp00 | A1-Pensilvania 33 kV | All generators | 0.93 | cap | Manzanares 115/33/13.8 kV | m:P:bushv in MW | -23.447 | ElmTr3
2026 | 2026_DzMN_GzMX_Dp00_Gp00 | A1-Pensilvania 33 kV | All generators | 0.94 | cap | Manzanares 115/33/13.8 kV | m:P:bushv in MW | -23.5294 | ElmTr3
2026 | 2026_DzMN_GzMX_Dp00_Gp00 | A1-Pensilvania 33 kV | All generators | 0.95 | cap | Manzanares 115/33/13.8 kV | m:P:bushv in MW | -23.6094 | ElmTr3
2026 | 2026_DzMN_GzMX_Dp00_Gp00 | A1-Pensilvania 33 kV | All generators | 0.96 | cap | Manzanares 115/33/13.8 kV | m:P:bushv in MW | -23.6883 | ElmTr3
2026 | 2026_DzMN_GzMX_Dp00_Gp00 | A1-Pensilvania 33 kV | All generators | 0.97 | cap | Manzanares 115/33/13.8 kV | m:P:bushv in MW | -23.7677 | ElmTr3
2026 | 2026_DzMN_GzMX_Dp00_Gp00 | A1-Pensilvania 33 kV | All generators | 0.98 | cap | Manzanares 115/33/13.8 kV | m:P:bushv in MW | -23.8503 | ElmTr3
2026 | 2026_DzMN_GzMX_Dp00_Gp00 | A1-Pensilvania 33 kV | All generators | 0.99 | cap | Manzanares 115/33/13.8 kV | m:P:bushv in MW | -23.9428 | ElmTr3
2026 | 2026_DzMN_GzMX_Dp00_Gp00 | A1-Pensilvania 33 kV | All generators | 1 | cap | Manzanares 115/33/13.8 kV | m:P:bushv in MW | -24.1148 | ElmTr3
2026 | 2026_DzMN_GzMX_Dp00_Gp00 | A1-Pensilvania 33 kV | All generators | 0.9 | cap | Manzanares 115/33/13.8 kV | m:Q:bushv in Mvar | 12.0693 | ElmTr3
2026 | 2026_DzMN_GzMX_Dp00_Gp00 | A1-Pensilvania 33 kV | All generators | 0.91 | cap | Manzanares 115/33/13.8 kV | m:Q:bushv in Mvar | 11.6205 | ElmTr3
2026 | 2026_DzMN_GzMX_Dp00_Gp00 | A1-Pensilvania 33 kV | All generators | 0.92 | cap | Manzanares 115/33/13.8 kV | m:Q:bushv in Mvar | 11.1783 | ElmTr3
2026 | 2026_DzMN_GzMX_Dp00_Gp00 | A1-Pensilvania 33 kV | All generators | 0.93 | cap | Manzanares 115/33/13.8 kV | m:Q:bushv in Mvar | 10.7383 | ElmTr3
2026 | 2026_DzMN_GzMX_Dp00_Gp00 | A1-Pensilvania 33 kV | All generators | 0.94 | cap | Manzanares 115/33/13.8 kV | m:Q:bushv in Mvar | 10.2954 | ElmTr3
2026 | 2026_DzMN_GzMX_Dp00_Gp00 | A1-Pensilvania 33 kV | All generators | 0.95 | cap | Manzanares 115/33/13.8 kV | m:Q:bushv in Mvar | 9.8433 | ElmTr3
2026 | 2026_DzMN_GzMX_Dp00_Gp00 | A1-Pensilvania 33 kV | All generators | 0.96 | cap | Manzanares 115/33/13.8 kV | m:Q:bushv in Mvar | 9.3737 | ElmTr3
2026 | 2026_DzMN_GzMX_Dp00_Gp00 | A1-Pensilvania 33 kV | All generators | 0.97 | cap | Manzanares 115/33/13.8 kV | m:Q:bushv in Mvar | 8.8729 | ElmTr3
2026 | 2026_DzMN_GzMX_Dp00_Gp00 | A1-Pensilvania 33 kV | All generators | 0.98 | cap | Manzanares 115/33/13.8 kV | m:Q:bushv in Mvar | 8.3157 | ElmTr3
2026 | 2026_DzMN_GzMX_Dp00_Gp00 | A1-Pensilvania 33 kV | All generators | 0.99 | cap | Manzanares 115/33/13.8 kV | m:Q:bushv in Mvar | 7.6373 | ElmTr3
2026 | 2026_DzMN_GzMX_Dp00_Gp00 | A1-Pensilvania 33 kV | All generators | 1 | cap | Manzanares 115/33/13.8 kV | m:Q:bushv in Mvar | 6.1542 | ElmTr3
2026 | 2026_DzMN_GzMX_Dp00_Gp00 | A1-Pensilvania 33 kV | All generators | 0.9 | cap | Manzanares 115/33/13.8 kV | m:cosphi:bushv | -0.88694 | ElmTr3
2026 | 2026_DzMN_GzMX_Dp00_Gp00 | A1-Pensilvania 33 kV | All generators | 0.91 | cap | Manzanares 115/33/13.8 kV | m:cosphi:bushv | -0.89466 | ElmTr3
2026 | 2026_DzMN_GzMX_Dp00_Gp00 | A1-Pensilvania 33 kV | All generators | 0.92 | cap | Manzanares 115/33/13.8 kV | m:cosphi:bushv | -0.90205 | ElmTr3
2026 | 2026_DzMN_GzMX_Dp00_Gp00 | A1-Pensilvania 33 kV | All generators | 0.93 | cap | Manzanares 115/33/13.8 kV | m:cosphi:bushv | -0.90919 | ElmTr3
2026 | 2026_DzMN_GzMX_Dp00_Gp00 | A1-Pensilvania 33 kV | All generators | 0.94 | cap | Manzanares 115/33/13.8 kV | m:cosphi:bushv | -0.91614 | ElmTr3
2026 | 2026_DzMN_GzMX_Dp00_Gp00 | A1-Pensilvania 33 kV | All generators | 0.95 | cap | Manzanares 115/33/13.8 kV | m:cosphi:bushv | -0.92299 | ElmTr3
2026 | 2026_DzMN_GzMX_Dp00_Gp00 | A1-Pensilvania 33 kV | All generators | 0.96 | cap | Manzanares 115/33/13.8 kV | m:cosphi:bushv | -0.92985 | ElmTr3
2026 | 2026_DzMN_GzMX_Dp00_Gp00 | A1-Pensilvania 33 kV | All generators | 0.97 | cap | Manzanares 115/33/13.8 kV | m:cosphi:bushv | -0.93685 | ElmTr3
2026 | 2026_DzMN_GzMX_Dp00_Gp00 | A1-Pensilvania 33 kV | All generators | 0.98 | cap | Manzanares 115/33/13.8 kV | m:cosphi:bushv | -0.94425 | ElmTr3
2026 | 2026_DzMN_GzMX_Dp00_Gp00 | A1-Pensilvania 33 kV | All generators | 0.99 | cap | Manzanares 115/33/13.8 kV | m:cosphi:bushv | -0.9527 | ElmTr3
2026 | 2026_DzMN_GzMX_Dp00_Gp00 | A1-Pensilvania 33 kV | All generators | 1 | cap | Manzanares 115/33/13.8 kV | m:cosphi:bushv | -0.96895 | ElmTr3
2026 | 2026_DzMN_GzMX_Dp00_Gp00 | A1-Pensilvania 33 kV | All generators | 0.9 | cap | Purnio 230/115 | m:P:bushv in MW | -7.6132 | ElmTr3
2026 | 2026_DzMN_GzMX_Dp00_Gp00 | A1-Pensilvania 33 kV | All generators | 0.91 | cap | Purnio 230/115 | m:P:bushv in MW | -7.6356 | ElmTr3
2026 | 2026_DzMN_GzMX_Dp00_Gp00 | A1-Pensilvania 33 kV | All generators | 0.92 | cap | Purnio 230/115 | m:P:bushv in MW | -7.6563 | ElmTr3
2026 | 2026_DzMN_GzMX_Dp00_Gp00 | A1-Pensilvania 33 kV | All generators | 0.93 | cap | Purnio 230/115 | m:P:bushv in MW | -7.6756 | ElmTr3
2026 | 2026_DzMN_GzMX_Dp00_Gp00 | A1-Pensilvania 33 kV | All generators | 0.94 | cap | Purnio 230/115 | m:P:bushv in MW | -7.6936 | ElmTr3
2026 | 2026_DzMN_GzMX_Dp00_Gp00 | A1-Pensilvania 33 kV | All generators | 0.95 | cap | Purnio 230/115 | m:P:bushv in MW | -7.7106 | ElmTr3
2026 | 2026_DzMN_GzMX_Dp00_Gp00 | A1-Pensilvania 33 kV | All generators | 0.96 | cap | Purnio 230/115 | m:P:bushv in MW | -7.7267 | ElmTr3
2026 | 2026_DzMN_GzMX_Dp00_Gp00 | A1-Pensilvania 33 kV | All generators | 0.97 | cap | Purnio 230/115 | m:P:bushv in MW | -7.7423 | ElmTr3
2026 | 2026_DzMN_GzMX_Dp00_Gp00 | A1-Pensilvania 33 kV | All generators | 0.98 | cap | Purnio 230/115 | m:P:bushv in MW | -7.7576 | ElmTr3
2026 | 2026_DzMN_GzMX_Dp00_Gp00 | A1-Pensilvania 33 kV | All generators | 0.99 | cap | Purnio 230/115 | m:P:bushv in MW | -7.7735 | ElmTr3
2026 | 2026_DzMN_GzMX_Dp00_Gp00 | A1-Pensilvania 33 kV | All generators | 1 | cap | Purnio 230/115 | m:P:bushv in MW | -7.7975 | ElmTr3
2026 | 2026_DzMN_GzMX_Dp00_Gp00 | A1-Pensilvania 33 kV | All generators | 0.9 | cap | Purnio 230/115 | m:Q:bushv in Mvar | -4.1074 | ElmTr3
2026 | 2026_DzMN_GzMX_Dp00_Gp00 | A1-Pensilvania 33 kV | All generators | 0.91 | cap | Purnio 230/115 | m:Q:bushv in Mvar | -4.2492 | ElmTr3
2026 | 2026_DzMN_GzMX_Dp00_Gp00 | A1-Pensilvania 33 kV | All generators | 0.92 | cap | Purnio 230/115 | m:Q:bushv in Mvar | -4.3889 | ElmTr3
2026 | 2026_DzMN_GzMX_Dp00_Gp00 | A1-Pensilvania 33 kV | All generators | 0.93 | cap | Purnio 230/115 | m:Q:bushv in Mvar | -4.5278 | ElmTr3
2026 | 2026_DzMN_GzMX_Dp00_Gp00 | A1-Pensilvania 33 kV | All generators | 0.94 | cap | Purnio 230/115 | m:Q:bushv in Mvar | -4.6677 | ElmTr3
2026 | 2026_DzMN_GzMX_Dp00_Gp00 | A1-Pensilvania 33 kV | All generators | 0.95 | cap | Purnio 230/115 | m:Q:bushv in Mvar | -4.8103 | ElmTr3
2026 | 2026_DzMN_GzMX_Dp00_Gp00 | A1-Pensilvania 33 kV | All generators | 0.96 | cap | Purnio 230/115 | m:Q:bushv in Mvar | -4.9584 | ElmTr3
2026 | 2026_DzMN_GzMX_Dp00_Gp00 | A1-Pensilvania 33 kV | All generators | 0.97 | cap | Purnio 230/115 | m:Q:bushv in Mvar | -5.1163 | ElmTr3
2026 | 2026_DzMN_GzMX_Dp00_Gp00 | A1-Pensilvania 33 kV | All generators | 0.98 | cap | Purnio 230/115 | m:Q:bushv in Mvar | -5.2919 | ElmTr3
2026 | 2026_DzMN_GzMX_Dp00_Gp00 | A1-Pensilvania 33 kV | All generators | 0.99 | cap | Purnio 230/115 | m:Q:bushv in Mvar | -5.5056 | ElmTr3
2026 | 2026_DzMN_GzMX_Dp00_Gp00 | A1-Pensilvania 33 kV | All generators | 1 | cap | Purnio 230/115 | m:Q:bushv in Mvar | -5.9725 | ElmTr3
2026 | 2026_DzMN_GzMX_Dp00_Gp00 | A1-Pensilvania 33 kV | All generators | 0.9 | cap | Purnio 230/115 | m:cosphi:bushv | -0.88008 | ElmTr3
2026 | 2026_DzMN_GzMX_Dp00_Gp00 | A1-Pensilvania 33 kV | All generators | 0.91 | cap | Purnio 230/115 | m:cosphi:bushv | -0.87381 | ElmTr3
2026 | 2026_DzMN_GzMX_Dp00_Gp00 | A1-Pensilvania 33 kV | All generators | 0.92 | cap | Purnio 230/115 | m:cosphi:bushv | -0.86757 | ElmTr3
2026 | 2026_DzMN_GzMX_Dp00_Gp00 | A1-Pensilvania 33 kV | All generators | 0.93 | cap | Purnio 230/115 | m:cosphi:bushv | -0.86131 | ElmTr3
2026 | 2026_DzMN_GzMX_Dp00_Gp00 | A1-Pensilvania 33 kV | All generators | 0.94 | cap | Purnio 230/115 | m:cosphi:bushv | -0.85496 | ElmTr3
2026 | 2026_DzMN_GzMX_Dp00_Gp00 | A1-Pensilvania 33 kV | All generators | 0.95 | cap | Purnio 230/115 | m:cosphi:bushv | -0.84843 | ElmTr3
2026 | 2026_DzMN_GzMX_Dp00_Gp00 | A1-Pensilvania 33 kV | All generators | 0.96 | cap | Purnio 230/115 | m:cosphi:bushv | -0.84161 | ElmTr3
2026 | 2026_DzMN_GzMX_Dp00_Gp00 | A1-Pensilvania 33 kV | All generators | 0.97 | cap | Purnio 230/115 | m:cosphi:bushv | -0.83429 | ElmTr3
2026 | 2026_DzMN_GzMX_Dp00_Gp00 | A1-Pensilvania 33 kV | All generators | 0.98 | cap | Purnio 230/115 | m:cosphi:bushv | -0.8261 | ElmTr3
2026 | 2026_DzMN_GzMX_Dp00_Gp00 | A1-Pensilvania 33 kV | All generators | 0.99 | cap | Purnio 230/115 | m:cosphi:bushv | -0.81605 | ElmTr3
2026 | 2026_DzMN_GzMX_Dp00_Gp00 | A1-Pensilvania 33 kV | All generators | 1 | cap | Purnio 230/115 | m:cosphi:bushv | -0.79388 | ElmTr3
2026 | 2026_DzMN_GzMX_Dp00_Gp00 | A1-Pensilvania 33 kV | All generators | 0.9 | cap | Victoria 115/33/13.8 kV | m:P:bushv in MW | -18.2534 | ElmTr3
2026 | 2026_DzMN_GzMX_Dp00_Gp00 | A1-Pensilvania 33 kV | All generators | 0.91 | cap | Victoria 115/33/13.8 kV | m:P:bushv in MW | -18.2767 | ElmTr3
2026 | 2026_DzMN_GzMX_Dp00_Gp00 | A1-Pensilvania 33 kV | All generators | 0.92 | cap | Victoria 115/33/13.8 kV | m:P:bushv in MW | -18.2973 | ElmTr3
2026 | 2026_DzMN_GzMX_Dp00_Gp00 | A1-Pensilvania 33 kV | All generators | 0.93 | cap | Victoria 115/33/13.8 kV | m:P:bushv in MW | -18.3156 | ElmTr3
2026 | 2026_DzMN_GzMX_Dp00_Gp00 | A1-Pensilvania 33 kV | All generators | 0.94 | cap | Victoria 115/33/13.8 kV | m:P:bushv in MW | -18.3317 | ElmTr3
2026 | 2026_DzMN_GzMX_Dp00_Gp00 | A1-Pensilvania 33 kV | All generators | 0.95 | cap | Victoria 115/33/13.8 kV | m:P:bushv in MW | -18.3458 | ElmTr3
2026 | 2026_DzMN_GzMX_Dp00_Gp00 | A1-Pensilvania 33 kV | All generators | 0.96 | cap | Victoria 115/33/13.8 kV | m:P:bushv in MW | -18.358 | ElmTr3
2026 | 2026_DzMN_GzMX_Dp00_Gp00 | A1-Pensilvania 33 kV | All generators | 0.97 | cap | Victoria 115/33/13.8 kV | m:P:bushv in MW | -18.3682 | ElmTr3
2026 | 2026_DzMN_GzMX_Dp00_Gp00 | A1-Pensilvania 33 kV | All generators | 0.98 | cap | Victoria 115/33/13.8 kV | m:P:bushv in MW | -18.3763 | ElmTr3
2026 | 2026_DzMN_GzMX_Dp00_Gp00 | A1-Pensilvania 33 kV | All generators | 0.99 | cap | Victoria 115/33/13.8 kV | m:P:bushv in MW | -18.3814 | ElmTr3
2026 | 2026_DzMN_GzMX_Dp00_Gp00 | A1-Pensilvania 33 kV | All generators | 1 | cap | Victoria 115/33/13.8 kV | m:P:bushv in MW | -18.375 | ElmTr3
2026 | 2026_DzMN_GzMX_Dp00_Gp00 | A1-Pensilvania 33 kV | All generators | 0.9 | cap | Victoria 115/33/13.8 kV | m:Q:bushv in Mvar | 12.3847 | ElmTr3
2026 | 2026_DzMN_GzMX_Dp00_Gp00 | A1-Pensilvania 33 kV | All generators | 0.91 | cap | Victoria 115/33/13.8 kV | m:Q:bushv in Mvar | 12.1168 | ElmTr3
2026 | 2026_DzMN_GzMX_Dp00_Gp00 | A1-Pensilvania 33 kV | All generators | 0.92 | cap | Victoria 115/33/13.8 kV | m:Q:bushv in Mvar | 11.8532 | ElmTr3
2026 | 2026_DzMN_GzMX_Dp00_Gp00 | A1-Pensilvania 33 kV | All generators | 0.93 | cap | Victoria 115/33/13.8 kV | m:Q:bushv in Mvar | 11.5911 | ElmTr3
2026 | 2026_DzMN_GzMX_Dp00_Gp00 | A1-Pensilvania 33 kV | All generators | 0.94 | cap | Victoria 115/33/13.8 kV | m:Q:bushv in Mvar | 11.3276 | ElmTr3
2026 | 2026_DzMN_GzMX_Dp00_Gp00 | A1-Pensilvania 33 kV | All generators | 0.95 | cap | Victoria 115/33/13.8 kV | m:Q:bushv in Mvar | 11.0589 | ElmTr3
2026 | 2026_DzMN_GzMX_Dp00_Gp00 | A1-Pensilvania 33 kV | All generators | 0.96 | cap | Victoria 115/33/13.8 kV | m:Q:bushv in Mvar | 10.78 | ElmTr3
2026 | 2026_DzMN_GzMX_Dp00_Gp00 | A1-Pensilvania 33 kV | All generators | 0.97 | cap | Victoria 115/33/13.8 kV | m:Q:bushv in Mvar | 10.4829 | ElmTr3
2026 | 2026_DzMN_GzMX_Dp00_Gp00 | A1-Pensilvania 33 kV | All generators | 0.98 | cap | Victoria 115/33/13.8 kV | m:Q:bushv in Mvar | 10.1527 | ElmTr3
2026 | 2026_DzMN_GzMX_Dp00_Gp00 | A1-Pensilvania 33 kV | All generators | 0.99 | cap | Victoria 115/33/13.8 kV | m:Q:bushv in Mvar | 9.7513 | ElmTr3
2026 | 2026_DzMN_GzMX_Dp00_Gp00 | A1-Pensilvania 33 kV | All generators | 1 | cap | Victoria 115/33/13.8 kV | m:Q:bushv in Mvar | 8.8755 | ElmTr3
2026 | 2026_DzMN_GzMX_Dp00_Gp00 | A1-Pensilvania 33 kV | All generators | 0.9 | cap | Victoria 115/33/13.8 kV | m:cosphi:bushv | -0.82751 | ElmTr3
2026 | 2026_DzMN_GzMX_Dp00_Gp00 | A1-Pensilvania 33 kV | All generators | 0.91 | cap | Victoria 115/33/13.8 kV | m:cosphi:bushv | -0.83347 | ElmTr3
2026 | 2026_DzMN_GzMX_Dp00_Gp00 | A1-Pensilvania 33 kV | All generators | 0.92 | cap | Victoria 115/33/13.8 kV | m:cosphi:bushv | -0.83928 | ElmTr3
2026 | 2026_DzMN_GzMX_Dp00_Gp00 | A1-Pensilvania 33 kV | All generators | 0.93 | cap | Victoria 115/33/13.8 kV | m:cosphi:bushv | -0.845 | ElmTr3
2026 | 2026_DzMN_GzMX_Dp00_Gp00 | A1-Pensilvania 33 kV | All generators | 0.94 | cap | Victoria 115/33/13.8 kV | m:cosphi:bushv | -0.85069 | ElmTr3
2026 | 2026_DzMN_GzMX_Dp00_Gp00 | A1-Pensilvania 33 kV | All generators | 0.95 | cap | Victoria 115/33/13.8 kV | m:cosphi:bushv | -0.85643 | ElmTr3
2026 | 2026_DzMN_GzMX_Dp00_Gp00 | A1-Pensilvania 33 kV | All generators | 0.96 | cap | Victoria 115/33/13.8 kV | m:cosphi:bushv | -0.86232 | ElmTr3
2026 | 2026_DzMN_GzMX_Dp00_Gp00 | A1-Pensilvania 33 kV | All generators | 0.97 | cap | Victoria 115/33/13.8 kV | m:cosphi:bushv | -0.86851 | ElmTr3
2026 | 2026_DzMN_GzMX_Dp00_Gp00 | A1-Pensilvania 33 kV | All generators | 0.98 | cap | Victoria 115/33/13.8 kV | m:cosphi:bushv | -0.87529 | ElmTr3
2026 | 2026_DzMN_GzMX_Dp00_Gp00 | A1-Pensilvania 33 kV | All generators | 0.99 | cap | Victoria 115/33/13.8 kV | m:cosphi:bushv | -0.88339 | ElmTr3
2026 | 2026_DzMN_GzMX_Dp00_Gp00 | A1-Pensilvania 33 kV | All generators | 1 | cap | Victoria 115/33/13.8 kV | m:cosphi:bushv | -0.90046 | ElmTr3
2026 | 2026_DzMN_GzMX_Dp00_Gp00 | A1-Pensilvania 33 kV | All generators | 0.9 | ind | Dorada - Magdalena 115 kV | m:P:bus1 in MW | 49.4958 | ElmLne
2026 | 2026_DzMN_GzMX_Dp00_Gp00 | A1-Pensilvania 33 kV | All generators | 0.91 | ind | Dorada - Magdalena 115 kV | m:P:bus1 in MW | 49.4902 | ElmLne
2026 | 2026_DzMN_GzMX_Dp00_Gp00 | A1-Pensilvania 33 kV | All generators | 0.92 | ind | Dorada - Magdalena 115 kV | m:P:bus1 in MW | 49.4843 | ElmLne
2026 | 2026_DzMN_GzMX_Dp00_Gp00 | A1-Pensilvania 33 kV | All generators | 0.93 | ind | Dorada - Magdalena 115 kV | m:P:bus1 in MW | 49.478 | ElmLne
2026 | 2026_DzMN_GzMX_Dp00_Gp00 | A1-Pensilvania 33 kV | All generators | 0.94 | ind | Dorada - Magdalena 115 kV | m:P:bus1 in MW | 49.4712 | ElmLne
2026 | 2026_DzMN_GzMX_Dp00_Gp00 | A1-Pensilvania 33 kV | All generators | 0.95 | ind | Dorada - Magdalena 115 kV | m:P:bus1 in MW | 49.4638 | ElmLne
2026 | 2026_DzMN_GzMX_Dp00_Gp00 | A1-Pensilvania 33 kV | All generators | 0.96 | ind | Dorada - Magdalena 115 kV | m:P:bus1 in MW | 49.4555 | ElmLne
2026 | 2026_DzMN_GzMX_Dp00_Gp00 | A1-Pensilvania 33 kV | All generators | 0.97 | ind | Dorada - Magdalena 115 kV | m:P:bus1 in MW | 49.446 | ElmLne
2026 | 2026_DzMN_GzMX_Dp00_Gp00 | A1-Pensilvania 33 kV | All generators | 0.98 | ind | Dorada - Magdalena 115 kV | m:P:bus1 in MW | 49.4346 | ElmLne
2026 | 2026_DzMN_GzMX_Dp00_Gp00 | A1-Pensilvania 33 kV | All generators | 0.99 | ind | Dorada - Magdalena 115 kV | m:P:bus1 in MW | 49.4192 | ElmLne
2026 | 2026_DzMN_GzMX_Dp00_Gp00 | A1-Pensilvania 33 kV | All generators | 1 | ind | Dorada - Magdalena 115 kV | m:P:bus1 in MW | 49.3793 | ElmLne
2026 | 2026_DzMN_GzMX_Dp00_Gp00 | A1-Pensilvania 33 kV | All generators | 0.9 | ind | Dorada - Magdalena 115 kV | m:P:bus2 in MW | -49.3691 | ElmLne
2026 | 2026_DzMN_GzMX_Dp00_Gp00 | A1-Pensilvania 33 kV | All generators | 0.91 | ind | Dorada - Magdalena 115 kV | m:P:bus2 in MW | -49.3635 | ElmLne
2026 | 2026_DzMN_GzMX_Dp00_Gp00 | A1-Pensilvania 33 kV | All generators | 0.92 | ind | Dorada - Magdalena 115 kV | m:P:bus2 in MW | -49.3576 | ElmLne
2026 | 2026_DzMN_GzMX_Dp00_Gp00 | A1-Pensilvania 33 kV | All generators | 0.93 | ind | Dorada - Magdalena 115 kV | m:P:bus2 in MW | -49.3513 | ElmLne
2026 | 2026_DzMN_GzMX_Dp00_Gp00 | A1-Pensilvania 33 kV | All generators | 0.94 | ind | Dorada - Magdalena 115 kV | m:P:bus2 in MW | -49.3445 | ElmLne
2026 | 2026_DzMN_GzMX_Dp00_Gp00 | A1-Pensilvania 33 kV | All generators | 0.95 | ind | Dorada - Magdalena 115 kV | m:P:bus2 in MW | -49.3371 | ElmLne
2026 | 2026_DzMN_GzMX_Dp00_Gp00 | A1-Pensilvania 33 kV | All generators | 0.96 | ind | Dorada - Magdalena 115 kV | m:P:bus2 in MW | -49.3288 | ElmLne
2026 | 2026_DzMN_GzMX_Dp00_Gp00 | A1-Pensilvania 33 kV | All generators | 0.97 | ind | Dorada - Magdalena 115 kV | m:P:bus2 in MW | -49.3193 | ElmLne
2026 | 2026_DzMN_GzMX_Dp00_Gp00 | A1-Pensilvania 33 kV | All generators | 0.98 | ind | Dorada - Magdalena 115 kV | m:P:bus2 in MW | -49.3079 | ElmLne
2026 | 2026_DzMN_GzMX_Dp00_Gp00 | A1-Pensilvania 33 kV | All generators | 0.99 | ind | Dorada - Magdalena 115 kV | m:P:bus2 in MW | -49.2925 | ElmLne
2026 | 2026_DzMN_GzMX_Dp00_Gp00 | A1-Pensilvania 33 kV | All generators | 1 | ind | Dorada - Magdalena 115 kV | m:P:bus2 in MW | -49.2526 | ElmLne
2026 | 2026_DzMN_GzMX_Dp00_Gp00 | A1-Pensilvania 33 kV | All generators | 0.9 | ind | Dorada - Magdalena 115 kV | m:Q:bus1 in Mvar | -0.80786 | ElmLne
2026 | 2026_DzMN_GzMX_Dp00_Gp00 | A1-Pensilvania 33 kV | All generators | 0.91 | ind | Dorada - Magdalena 115 kV | m:Q:bus1 in Mvar | -0.82804 | ElmLne
2026 | 2026_DzMN_GzMX_Dp00_Gp00 | A1-Pensilvania 33 kV | All generators | 0.92 | ind | Dorada - Magdalena 115 kV | m:Q:bus1 in Mvar | -0.84909 | ElmLne
2026 | 2026_DzMN_GzMX_Dp00_Gp00 | A1-Pensilvania 33 kV | All generators | 0.93 | ind | Dorada - Magdalena 115 kV | m:Q:bus1 in Mvar | -0.87122 | ElmLne
2026 | 2026_DzMN_GzMX_Dp00_Gp00 | A1-Pensilvania 33 kV | All generators | 0.94 | ind | Dorada - Magdalena 115 kV | m:Q:bus1 in Mvar | -0.89474 | ElmLne
2026 | 2026_DzMN_GzMX_Dp00_Gp00 | A1-Pensilvania 33 kV | All generators | 0.95 | ind | Dorada - Magdalena 115 kV | m:Q:bus1 in Mvar | -0.92007 | ElmLne
2026 | 2026_DzMN_GzMX_Dp00_Gp00 | A1-Pensilvania 33 kV | All generators | 0.96 | ind | Dorada - Magdalena 115 kV | m:Q:bus1 in Mvar | -0.94785 | ElmLne
2026 | 2026_DzMN_GzMX_Dp00_Gp00 | A1-Pensilvania 33 kV | All generators | 0.97 | ind | Dorada - Magdalena 115 kV | m:Q:bus1 in Mvar | -0.97921 | ElmLne
2026 | 2026_DzMN_GzMX_Dp00_Gp00 | A1-Pensilvania 33 kV | All generators | 0.98 | ind | Dorada - Magdalena 115 kV | m:Q:bus1 in Mvar | -1.0163 | ElmLne
2026 | 2026_DzMN_GzMX_Dp00_Gp00 | A1-Pensilvania 33 kV | All generators | 0.99 | ind | Dorada - Magdalena 115 kV | m:Q:bus1 in Mvar | -1.0648 | ElmLne
2026 | 2026_DzMN_GzMX_Dp00_Gp00 | A1-Pensilvania 33 kV | All generators | 1 | ind | Dorada - Magdalena 115 kV | m:Q:bus1 in Mvar | -1.1855 | ElmLne
2026 | 2026_DzMN_GzMX_Dp00_Gp00 | A1-Pensilvania 33 kV | All generators | 0.9 | ind | Dorada - Magdalena 115 kV | m:Q:bus2 in Mvar | 1.0701 | ElmLne
2026 | 2026_DzMN_GzMX_Dp00_Gp00 | A1-Pensilvania 33 kV | All generators | 0.91 | ind | Dorada - Magdalena 115 kV | m:Q:bus2 in Mvar | 1.0904 | ElmLne
2026 | 2026_DzMN_GzMX_Dp00_Gp00 | A1-Pensilvania 33 kV | All generators | 0.92 | ind | Dorada - Magdalena 115 kV | m:Q:bus2 in Mvar | 1.1115 | ElmLne
2026 | 2026_DzMN_GzMX_Dp00_Gp00 | A1-Pensilvania 33 kV | All generators | 0.93 | ind | Dorada - Magdalena 115 kV | m:Q:bus2 in Mvar | 1.1337 | ElmLne
2026 | 2026_DzMN_GzMX_Dp00_Gp00 | A1-Pensilvania 33 kV | All generators | 0.94 | ind | Dorada - Magdalena 115 kV | m:Q:bus2 in Mvar | 1.1573 | ElmLne
2026 | 2026_DzMN_GzMX_Dp00_Gp00 | A1-Pensilvania 33 kV | All generators | 0.95 | ind | Dorada - Magdalena 115 kV | m:Q:bus2 in Mvar | 1.1827 | ElmLne
2026 | 2026_DzMN_GzMX_Dp00_Gp00 | A1-Pensilvania 33 kV | All generators | 0.96 | ind | Dorada - Magdalena 115 kV | m:Q:bus2 in Mvar | 1.2106 | ElmLne
2026 | 2026_DzMN_GzMX_Dp00_Gp00 | A1-Pensilvania 33 kV | All generators | 0.97 | ind | Dorada - Magdalena 115 kV | m:Q:bus2 in Mvar | 1.2421 | ElmLne
2026 | 2026_DzMN_GzMX_Dp00_Gp00 | A1-Pensilvania 33 kV | All generators | 0.98 | ind | Dorada - Magdalena 115 kV | m:Q:bus2 in Mvar | 1.2793 | ElmLne
2026 | 2026_DzMN_GzMX_Dp00_Gp00 | A1-Pensilvania 33 kV | All generators | 0.99 | ind | Dorada - Magdalena 115 kV | m:Q:bus2 in Mvar | 1.328 | ElmLne
2026 | 2026_DzMN_GzMX_Dp00_Gp00 | A1-Pensilvania 33 kV | All generators | 1 | ind | Dorada - Magdalena 115 kV | m:Q:bus2 in Mvar | 1.4489 | ElmLne
2026 | 2026_DzMN_GzMX_Dp00_Gp00 | A1-Pensilvania 33 kV | All generators | 0.9 | ind | Dorada - Magdalena 115 kV | m:cosphi:bus1 | 0.99987 | ElmLne
2026 | 2026_DzMN_GzMX_Dp00_Gp00 | A1-Pensilvania 33 kV | All generators | 0.91 | ind | Dorada - Magdalena 115 kV | m:cosphi:bus1 | 0.99986 | ElmLne
2026 | 2026_DzMN_GzMX_Dp00_Gp00 | A1-Pensilvania 33 kV | All generators | 0.92 | ind | Dorada - Magdalena 115 kV | m:cosphi:bus1 | 0.99985 | ElmLne
2026 | 2026_DzMN_GzMX_Dp00_Gp00 | A1-Pensilvania 33 kV | All generators | 0.93 | ind | Dorada - Magdalena 115 kV | m:cosphi:bus1 | 0.99985 | ElmLne
2026 | 2026_DzMN_GzMX_Dp00_Gp00 | A1-Pensilvania 33 kV | All generators | 0.94 | ind | Dorada - Magdalena 115 kV | m:cosphi:bus1 | 0.99984 | ElmLne
2026 | 2026_DzMN_GzMX_Dp00_Gp00 | A1-Pensilvania 33 kV | All generators | 0.95 | ind | Dorada - Magdalena 115 kV | m:cosphi:bus1 | 0.99983 | ElmLne
2026 | 2026_DzMN_GzMX_Dp00_Gp00 | A1-Pensilvania 33 kV | All generators | 0.96 | ind | Dorada - Magdalena 115 kV | m:cosphi:bus1 | 0.99982 | ElmLne
2026 | 2026_DzMN_GzMX_Dp00_Gp00 | A1-Pensilvania 33 kV | All generators | 0.97 | ind | Dorada - Magdalena 115 kV | m:cosphi:bus1 | 0.9998 | ElmLne
2026 | 2026_DzMN_GzMX_Dp00_Gp00 | A1-Pensilvania 33 kV | All generators | 0.98 | ind | Dorada - Magdalena 115 kV | m:cosphi:bus1 | 0.99979 | ElmLne
2026 | 2026_DzMN_GzMX_Dp00_Gp00 | A1-Pensilvania 33 kV | All generators | 0.99 | ind | Dorada - Magdalena 115 kV | m:cosphi:bus1 | 0.99977 | ElmLne
2026 | 2026_DzMN_GzMX_Dp00_Gp00 | A1-Pensilvania 33 kV | All generators | 1 | ind | Dorada - Magdalena 115 kV | m:cosphi:bus1 | 0.99971 | ElmLne
2026 | 2026_DzMN_GzMX_Dp00_Gp00 | A1-Pensilvania 33 kV | All generators | 0.9 | ind | Dorada - Magdalena 115 kV | m:cosphi:bus2 | -0.99977 | ElmLne
2026 | 2026_DzMN_GzMX_Dp00_Gp00 | A1-Pensilvania 33 kV | All generators | 0.91 | ind | Dorada - Magdalena 115 kV | m:cosphi:bus2 | -0.99976 | ElmLne
2026 | 2026_DzMN_GzMX_Dp00_Gp00 | A1-Pensilvania 33 kV | All generators | 0.92 | ind | Dorada - Magdalena 115 kV | m:cosphi:bus2 | -0.99975 | ElmLne
2026 | 2026_DzMN_GzMX_Dp00_Gp00 | A1-Pensilvania 33 kV | All generators | 0.93 | ind | Dorada - Magdalena 115 kV | m:cosphi:bus2 | -0.99974 | ElmLne
2026 | 2026_DzMN_GzMX_Dp00_Gp00 | A1-Pensilvania 33 kV | All generators | 0.94 | ind | Dorada - Magdalena 115 kV | m:cosphi:bus2 | -0.99972 | ElmLne
2026 | 2026_DzMN_GzMX_Dp00_Gp00 | A1-Pensilvania 33 kV | All generators | 0.95 | ind | Dorada - Magdalena 115 kV | m:cosphi:bus2 | -0.99971 | ElmLne
2026 | 2026_DzMN_GzMX_Dp00_Gp00 | A1-Pensilvania 33 kV | All generators | 0.96 | ind | Dorada - Magdalena 115 kV | m:cosphi:bus2 | -0.9997 | ElmLne
2026 | 2026_DzMN_GzMX_Dp00_Gp00 | A1-Pensilvania 33 kV | All generators | 0.97 | ind | Dorada - Magdalena 115 kV | m:cosphi:bus2 | -0.99968 | ElmLne
2026 | 2026_DzMN_GzMX_Dp00_Gp00 | A1-Pensilvania 33 kV | All generators | 0.98 | ind | Dorada - Magdalena 115 kV | m:cosphi:bus2 | -0.99966 | ElmLne
2026 | 2026_DzMN_GzMX_Dp00_Gp00 | A1-Pensilvania 33 kV | All generators | 0.99 | ind | Dorada - Magdalena 115 kV | m:cosphi:bus2 | -0.99964 | ElmLne
2026 | 2026_DzMN_GzMX_Dp00_Gp00 | A1-Pensilvania 33 kV | All generators | 1 | ind | Dorada - Magdalena 115 kV | m:cosphi:bus2 | -0.99957 | ElmLne
2026 | 2026_DzMN_GzMX_Dp00_Gp00 | A1-Pensilvania 33 kV | All generators | 0.9 | ind | Mariquita - Victoria 2 115 | m:P:bus1 in MW | 5.5548 | ElmLne
2026 | 2026_DzMN_GzMX_Dp00_Gp00 | A1-Pensilvania 33 kV | All generators | 0.91 | ind | Mariquita - Victoria 2 115 | m:P:bus1 in MW | 5.5568 | ElmLne
2026 | 2026_DzMN_GzMX_Dp00_Gp00 | A1-Pensilvania 33 kV | All generators | 0.92 | ind | Mariquita - Victoria 2 115 | m:P:bus1 in MW | 5.5588 | ElmLne
2026 | 2026_DzMN_GzMX_Dp00_Gp00 | A1-Pensilvania 33 kV | All generators | 0.93 | ind | Mariquita - Victoria 2 115 | m:P:bus1 in MW | 5.5609 | ElmLne
2026 | 2026_DzMN_GzMX_Dp00_Gp00 | A1-Pensilvania 33 kV | All generators | 0.94 | ind | Mariquita - Victoria 2 115 | m:P:bus1 in MW | 5.5632 | ElmLne
2026 | 2026_DzMN_GzMX_Dp00_Gp00 | A1-Pensilvania 33 kV | All generators | 0.95 | ind | Mariquita - Victoria 2 115 | m:P:bus1 in MW | 5.5656 | ElmLne
2026 | 2026_DzMN_GzMX_Dp00_Gp00 | A1-Pensilvania 33 kV | All generators | 0.96 | ind | Mariquita - Victoria 2 115 | m:P:bus1 in MW | 5.5682 | ElmLne
2026 | 2026_DzMN_GzMX_Dp00_Gp00 | A1-Pensilvania 33 kV | All generators | 0.97 | ind | Mariquita - Victoria 2 115 | m:P:bus1 in MW | 5.5712 | ElmLne
2026 | 2026_DzMN_GzMX_Dp00_Gp00 | A1-Pensilvania 33 kV | All generators | 0.98 | ind | Mariquita - Victoria 2 115 | m:P:bus1 in MW | 5.5747 | ElmLne
2026 | 2026_DzMN_GzMX_Dp00_Gp00 | A1-Pensilvania 33 kV | All generators | 0.99 | ind | Mariquita - Victoria 2 115 | m:P:bus1 in MW | 5.5793 | ElmLne
2026 | 2026_DzMN_GzMX_Dp00_Gp00 | A1-Pensilvania 33 kV | All generators | 1 | ind | Mariquita - Victoria 2 115 | m:P:bus1 in MW | 5.5906 | ElmLne
2026 | 2026_DzMN_GzMX_Dp00_Gp00 | A1-Pensilvania 33 kV | All generators | 0.9 | ind | Mariquita - Victoria 2 115 | m:P:bus2 in MW | -5.5406 | ElmLne
2026 | 2026_DzMN_GzMX_Dp00_Gp00 | A1-Pensilvania 33 kV | All generators | 0.91 | ind | Mariquita - Victoria 2 115 | m:P:bus2 in MW | -5.5425 | ElmLne
2026 | 2026_DzMN_GzMX_Dp00_Gp00 | A1-Pensilvania 33 kV | All generators | 0.92 | ind | Mariquita - Victoria 2 115 | m:P:bus2 in MW | -5.5446 | ElmLne
2026 | 2026_DzMN_GzMX_Dp00_Gp00 | A1-Pensilvania 33 kV | All generators | 0.93 | ind | Mariquita - Victoria 2 115 | m:P:bus2 in MW | -5.5467 | ElmLne
2026 | 2026_DzMN_GzMX_Dp00_Gp00 | A1-Pensilvania 33 kV | All generators | 0.94 | ind | Mariquita - Victoria 2 115 | m:P:bus2 in MW | -5.549 | ElmLne
2026 | 2026_DzMN_GzMX_Dp00_Gp00 | A1-Pensilvania 33 kV | All generators | 0.95 | ind | Mariquita - Victoria 2 115 | m:P:bus2 in MW | -5.5514 | ElmLne
2026 | 2026_DzMN_GzMX_Dp00_Gp00 | A1-Pensilvania 33 kV | All generators | 0.96 | ind | Mariquita - Victoria 2 115 | m:P:bus2 in MW | -5.5541 | ElmLne
2026 | 2026_DzMN_GzMX_Dp00_Gp00 | A1-Pensilvania 33 kV | All generators | 0.97 | ind | Mariquita - Victoria 2 115 | m:P:bus2 in MW | -5.5571 | ElmLne
2026 | 2026_DzMN_GzMX_Dp00_Gp00 | A1-Pensilvania 33 kV | All generators | 0.98 | ind | Mariquita - Victoria 2 115 | m:P:bus2 in MW | -5.5606 | ElmLne
2026 | 2026_DzMN_GzMX_Dp00_Gp00 | A1-Pensilvania 33 kV | All generators | 0.99 | ind | Mariquita - Victoria 2 115 | m:P:bus2 in MW | -5.5652 | ElmLne
2026 | 2026_DzMN_GzMX_Dp00_Gp00 | A1-Pensilvania 33 kV | All generators | 1 | ind | Mariquita - Victoria 2 115 | m:P:bus2 in MW | -5.5765 | ElmLne
2026 | 2026_DzMN_GzMX_Dp00_Gp00 | A1-Pensilvania 33 kV | All generators | 0.9 | ind | Mariquita - Victoria 2 115 | m:Q:bus1 in Mvar | -6.4608 | ElmLne
2026 | 2026_DzMN_GzMX_Dp00_Gp00 | A1-Pensilvania 33 kV | All generators | 0.91 | ind | Mariquita - Victoria 2 115 | m:Q:bus1 in Mvar | -6.4523 | ElmLne
2026 | 2026_DzMN_GzMX_Dp00_Gp00 | A1-Pensilvania 33 kV | All generators | 0.92 | ind | Mariquita - Victoria 2 115 | m:Q:bus1 in Mvar | -6.4435 | ElmLne
2026 | 2026_DzMN_GzMX_Dp00_Gp00 | A1-Pensilvania 33 kV | All generators | 0.93 | ind | Mariquita - Victoria 2 115 | m:Q:bus1 in Mvar | -6.4342 | ElmLne
2026 | 2026_DzMN_GzMX_Dp00_Gp00 | A1-Pensilvania 33 kV | All generators | 0.94 | ind | Mariquita - Victoria 2 115 | m:Q:bus1 in Mvar | -6.4244 | ElmLne
2026 | 2026_DzMN_GzMX_Dp00_Gp00 | A1-Pensilvania 33 kV | All generators | 0.95 | ind | Mariquita - Victoria 2 115 | m:Q:bus1 in Mvar | -6.4137 | ElmLne
2026 | 2026_DzMN_GzMX_Dp00_Gp00 | A1-Pensilvania 33 kV | All generators | 0.96 | ind | Mariquita - Victoria 2 115 | m:Q:bus1 in Mvar | -6.4021 | ElmLne
2026 | 2026_DzMN_GzMX_Dp00_Gp00 | A1-Pensilvania 33 kV | All generators | 0.97 | ind | Mariquita - Victoria 2 115 | m:Q:bus1 in Mvar | -6.3889 | ElmLne
2026 | 2026_DzMN_GzMX_Dp00_Gp00 | A1-Pensilvania 33 kV | All generators | 0.98 | ind | Mariquita - Victoria 2 115 | m:Q:bus1 in Mvar | -6.3733 | ElmLne
2026 | 2026_DzMN_GzMX_Dp00_Gp00 | A1-Pensilvania 33 kV | All generators | 0.99 | ind | Mariquita - Victoria 2 115 | m:Q:bus1 in Mvar | -6.3529 | ElmLne
2026 | 2026_DzMN_GzMX_Dp00_Gp00 | A1-Pensilvania 33 kV | All generators | 1 | ind | Mariquita - Victoria 2 115 | m:Q:bus1 in Mvar | -6.3021 | ElmLne
2026 | 2026_DzMN_GzMX_Dp00_Gp00 | A1-Pensilvania 33 kV | All generators | 0.9 | ind | Mariquita - Victoria 2 115 | m:Q:bus2 in Mvar | 5.8308 | ElmLne
2026 | 2026_DzMN_GzMX_Dp00_Gp00 | A1-Pensilvania 33 kV | All generators | 0.91 | ind | Mariquita - Victoria 2 115 | m:Q:bus2 in Mvar | 5.8226 | ElmLne
2026 | 2026_DzMN_GzMX_Dp00_Gp00 | A1-Pensilvania 33 kV | All generators | 0.92 | ind | Mariquita - Victoria 2 115 | m:Q:bus2 in Mvar | 5.8139 | ElmLne
2026 | 2026_DzMN_GzMX_Dp00_Gp00 | A1-Pensilvania 33 kV | All generators | 0.93 | ind | Mariquita - Victoria 2 115 | m:Q:bus2 in Mvar | 5.8049 | ElmLne
2026 | 2026_DzMN_GzMX_Dp00_Gp00 | A1-Pensilvania 33 kV | All generators | 0.94 | ind | Mariquita - Victoria 2 115 | m:Q:bus2 in Mvar | 5.7952 | ElmLne
2026 | 2026_DzMN_GzMX_Dp00_Gp00 | A1-Pensilvania 33 kV | All generators | 0.95 | ind | Mariquita - Victoria 2 115 | m:Q:bus2 in Mvar | 5.7848 | ElmLne
2026 | 2026_DzMN_GzMX_Dp00_Gp00 | A1-Pensilvania 33 kV | All generators | 0.96 | ind | Mariquita - Victoria 2 115 | m:Q:bus2 in Mvar | 5.7734 | ElmLne
2026 | 2026_DzMN_GzMX_Dp00_Gp00 | A1-Pensilvania 33 kV | All generators | 0.97 | ind | Mariquita - Victoria 2 115 | m:Q:bus2 in Mvar | 5.7605 | ElmLne
2026 | 2026_DzMN_GzMX_Dp00_Gp00 | A1-Pensilvania 33 kV | All generators | 0.98 | ind | Mariquita - Victoria 2 115 | m:Q:bus2 in Mvar | 5.7452 | ElmLne
2026 | 2026_DzMN_GzMX_Dp00_Gp00 | A1-Pensilvania 33 kV | All generators | 0.99 | ind | Mariquita - Victoria 2 115 | m:Q:bus2 in Mvar | 5.7253 | ElmLne
2026 | 2026_DzMN_GzMX_Dp00_Gp00 | A1-Pensilvania 33 kV | All generators | 1 | ind | Mariquita - Victoria 2 115 | m:Q:bus2 in Mvar | 5.6755 | ElmLne
2026 | 2026_DzMN_GzMX_Dp00_Gp00 | A1-Pensilvania 33 kV | All generators | 0.9 | ind | Mariquita - Victoria 2 115 | m:cosphi:bus1 | 0.65194 | ElmLne
2026 | 2026_DzMN_GzMX_Dp00_Gp00 | A1-Pensilvania 33 kV | All generators | 0.91 | ind | Mariquita - Victoria 2 115 | m:cosphi:bus1 | 0.65256 | ElmLne
2026 | 2026_DzMN_GzMX_Dp00_Gp00 | A1-Pensilvania 33 kV | All generators | 0.92 | ind | Mariquita - Victoria 2 115 | m:cosphi:bus1 | 0.65321 | ElmLne
2026 | 2026_DzMN_GzMX_Dp00_Gp00 | A1-Pensilvania 33 kV | All generators | 0.93 | ind | Mariquita - Victoria 2 115 | m:cosphi:bus1 | 0.6539 | ElmLne
2026 | 2026_DzMN_GzMX_Dp00_Gp00 | A1-Pensilvania 33 kV | All generators | 0.94 | ind | Mariquita - Victoria 2 115 | m:cosphi:bus1 | 0.65462 | ElmLne
2026 | 2026_DzMN_GzMX_Dp00_Gp00 | A1-Pensilvania 33 kV | All generators | 0.95 | ind | Mariquita - Victoria 2 115 | m:cosphi:bus1 | 0.6554 | ElmLne
2026 | 2026_DzMN_GzMX_Dp00_Gp00 | A1-Pensilvania 33 kV | All generators | 0.96 | ind | Mariquita - Victoria 2 115 | m:cosphi:bus1 | 0.65626 | ElmLne
2026 | 2026_DzMN_GzMX_Dp00_Gp00 | A1-Pensilvania 33 kV | All generators | 0.97 | ind | Mariquita - Victoria 2 115 | m:cosphi:bus1 | 0.65723 | ElmLne
2026 | 2026_DzMN_GzMX_Dp00_Gp00 | A1-Pensilvania 33 kV | All generators | 0.98 | ind | Mariquita - Victoria 2 115 | m:cosphi:bus1 | 0.65838 | ElmLne
2026 | 2026_DzMN_GzMX_Dp00_Gp00 | A1-Pensilvania 33 kV | All generators | 0.99 | ind | Mariquita - Victoria 2 115 | m:cosphi:bus1 | 0.65988 | ElmLne
2026 | 2026_DzMN_GzMX_Dp00_Gp00 | A1-Pensilvania 33 kV | All generators | 1 | ind | Mariquita - Victoria 2 115 | m:cosphi:bus1 | 0.66362 | ElmLne
2026 | 2026_DzMN_GzMX_Dp00_Gp00 | A1-Pensilvania 33 kV | All generators | 0.9 | ind | Mariquita - Victoria 2 115 | m:cosphi:bus2 | -0.68883 | ElmLne
2026 | 2026_DzMN_GzMX_Dp00_Gp00 | A1-Pensilvania 33 kV | All generators | 0.91 | ind | Mariquita - Victoria 2 115 | m:cosphi:bus2 | -0.68947 | ElmLne
2026 | 2026_DzMN_GzMX_Dp00_Gp00 | A1-Pensilvania 33 kV | All generators | 0.92 | ind | Mariquita - Victoria 2 115 | m:cosphi:bus2 | -0.69014 | ElmLne
2026 | 2026_DzMN_GzMX_Dp00_Gp00 | A1-Pensilvania 33 kV | All generators | 0.93 | ind | Mariquita - Victoria 2 115 | m:cosphi:bus2 | -0.69085 | ElmLne
2026 | 2026_DzMN_GzMX_Dp00_Gp00 | A1-Pensilvania 33 kV | All generators | 0.94 | ind | Mariquita - Victoria 2 115 | m:cosphi:bus2 | -0.6916 | ElmLne
2026 | 2026_DzMN_GzMX_Dp00_Gp00 | A1-Pensilvania 33 kV | All generators | 0.95 | ind | Mariquita - Victoria 2 115 | m:cosphi:bus2 | -0.6924 | ElmLne
2026 | 2026_DzMN_GzMX_Dp00_Gp00 | A1-Pensilvania 33 kV | All generators | 0.96 | ind | Mariquita - Victoria 2 115 | m:cosphi:bus2 | -0.69329 | ElmLne
2026 | 2026_DzMN_GzMX_Dp00_Gp00 | A1-Pensilvania 33 kV | All generators | 0.97 | ind | Mariquita - Victoria 2 115 | m:cosphi:bus2 | -0.69428 | ElmLne
2026 | 2026_DzMN_GzMX_Dp00_Gp00 | A1-Pensilvania 33 kV | All generators | 0.98 | ind | Mariquita - Victoria 2 115 | m:cosphi:bus2 | -0.69546 | ElmLne
2026 | 2026_DzMN_GzMX_Dp00_Gp00 | A1-Pensilvania 33 kV | All generators | 0.99 | ind | Mariquita - Victoria 2 115 | m:cosphi:bus2 | -0.69701 | ElmLne
2026 | 2026_DzMN_GzMX_Dp00_Gp00 | A1-Pensilvania 33 kV | All generators | 1 | ind | Mariquita - Victoria 2 115 | m:cosphi:bus2 | -0.70086 | ElmLne
2026 | 2026_DzMN_GzMX_Dp00_Gp00 | A1-Pensilvania 33 kV | All generators | 0.9 | ind | Dorada 115/33/13.8 kV | m:P:bushv in MW | -8.9246 | ElmTr3
2026 | 2026_DzMN_GzMX_Dp00_Gp00 | A1-Pensilvania 33 kV | All generators | 0.91 | ind | Dorada 115/33/13.8 kV | m:P:bushv in MW | -8.9268 | ElmTr3
2026 | 2026_DzMN_GzMX_Dp00_Gp00 | A1-Pensilvania 33 kV | All generators | 0.92 | ind | Dorada 115/33/13.8 kV | m:P:bushv in MW | -8.9289 | ElmTr3
2026 | 2026_DzMN_GzMX_Dp00_Gp00 | A1-Pensilvania 33 kV | All generators | 0.93 | ind | Dorada 115/33/13.8 kV | m:P:bushv in MW | -8.9311 | ElmTr3
2026 | 2026_DzMN_GzMX_Dp00_Gp00 | A1-Pensilvania 33 kV | All generators | 0.94 | ind | Dorada 115/33/13.8 kV | m:P:bushv in MW | -8.9331 | ElmTr3
2026 | 2026_DzMN_GzMX_Dp00_Gp00 | A1-Pensilvania 33 kV | All generators | 0.95 | ind | Dorada 115/33/13.8 kV | m:P:bushv in MW | -8.9352 | ElmTr3
2026 | 2026_DzMN_GzMX_Dp00_Gp00 | A1-Pensilvania 33 kV | All generators | 0.96 | ind | Dorada 115/33/13.8 kV | m:P:bushv in MW | -8.9371 | ElmTr3
2026 | 2026_DzMN_GzMX_Dp00_Gp00 | A1-Pensilvania 33 kV | All generators | 0.97 | ind | Dorada 115/33/13.8 kV | m:P:bushv in MW | -8.9391 | ElmTr3
2026 | 2026_DzMN_GzMX_Dp00_Gp00 | A1-Pensilvania 33 kV | All generators | 0.98 | ind | Dorada 115/33/13.8 kV | m:P:bushv in MW | -8.9409 | ElmTr3
2026 | 2026_DzMN_GzMX_Dp00_Gp00 | A1-Pensilvania 33 kV | All generators | 0.99 | ind | Dorada 115/33/13.8 kV | m:P:bushv in MW | -8.9427 | ElmTr3
2026 | 2026_DzMN_GzMX_Dp00_Gp00 | A1-Pensilvania 33 kV | All generators | 1 | ind | Dorada 115/33/13.8 kV | m:P:bushv in MW | -8.9437 | ElmTr3
2026 | 2026_DzMN_GzMX_Dp00_Gp00 | A1-Pensilvania 33 kV | All generators | 0.9 | ind | Dorada 115/33/13.8 kV | m:Q:bushv in Mvar | 2.5072 | ElmTr3
2026 | 2026_DzMN_GzMX_Dp00_Gp00 | A1-Pensilvania 33 kV | All generators | 0.91 | ind | Dorada 115/33/13.8 kV | m:Q:bushv in Mvar | 2.5463 | ElmTr3
2026 | 2026_DzMN_GzMX_Dp00_Gp00 | A1-Pensilvania 33 kV | All generators | 0.92 | ind | Dorada 115/33/13.8 kV | m:Q:bushv in Mvar | 2.5871 | ElmTr3
2026 | 2026_DzMN_GzMX_Dp00_Gp00 | A1-Pensilvania 33 kV | All generators | 0.93 | ind | Dorada 115/33/13.8 kV | m:Q:bushv in Mvar | 2.63 | ElmTr3
2026 | 2026_DzMN_GzMX_Dp00_Gp00 | A1-Pensilvania 33 kV | All generators | 0.94 | ind | Dorada 115/33/13.8 kV | m:Q:bushv in Mvar | 2.6757 | ElmTr3
2026 | 2026_DzMN_GzMX_Dp00_Gp00 | A1-Pensilvania 33 kV | All generators | 0.95 | ind | Dorada 115/33/13.8 kV | m:Q:bushv in Mvar | 2.7248 | ElmTr3
2026 | 2026_DzMN_GzMX_Dp00_Gp00 | A1-Pensilvania 33 kV | All generators | 0.96 | ind | Dorada 115/33/13.8 kV | m:Q:bushv in Mvar | 2.7787 | ElmTr3
2026 | 2026_DzMN_GzMX_Dp00_Gp00 | A1-Pensilvania 33 kV | All generators | 0.97 | ind | Dorada 115/33/13.8 kV | m:Q:bushv in Mvar | 2.8396 | ElmTr3
2026 | 2026_DzMN_GzMX_Dp00_Gp00 | A1-Pensilvania 33 kV | All generators | 0.98 | ind | Dorada 115/33/13.8 kV | m:Q:bushv in Mvar | 2.9117 | ElmTr3
2026 | 2026_DzMN_GzMX_Dp00_Gp00 | A1-Pensilvania 33 kV | All generators | 0.99 | ind | Dorada 115/33/13.8 kV | m:Q:bushv in Mvar | 3.0059 | ElmTr3
2026 | 2026_DzMN_GzMX_Dp00_Gp00 | A1-Pensilvania 33 kV | All generators | 1 | ind | Dorada 115/33/13.8 kV | m:Q:bushv in Mvar | 3.2407 | ElmTr3
2026 | 2026_DzMN_GzMX_Dp00_Gp00 | A1-Pensilvania 33 kV | All generators | 0.9 | ind | Dorada 115/33/13.8 kV | m:cosphi:bushv | -0.96273 | ElmTr3
2026 | 2026_DzMN_GzMX_Dp00_Gp00 | A1-Pensilvania 33 kV | All generators | 0.91 | ind | Dorada 115/33/13.8 kV | m:cosphi:bushv | -0.96164 | ElmTr3
2026 | 2026_DzMN_GzMX_Dp00_Gp00 | A1-Pensilvania 33 kV | All generators | 0.92 | ind | Dorada 115/33/13.8 kV | m:cosphi:bushv | -0.9605 | ElmTr3
2026 | 2026_DzMN_GzMX_Dp00_Gp00 | A1-Pensilvania 33 kV | All generators | 0.93 | ind | Dorada 115/33/13.8 kV | m:cosphi:bushv | -0.95927 | ElmTr3
2026 | 2026_DzMN_GzMX_Dp00_Gp00 | A1-Pensilvania 33 kV | All generators | 0.94 | ind | Dorada 115/33/13.8 kV | m:cosphi:bushv | -0.95795 | ElmTr3
2026 | 2026_DzMN_GzMX_Dp00_Gp00 | A1-Pensilvania 33 kV | All generators | 0.95 | ind | Dorada 115/33/13.8 kV | m:cosphi:bushv | -0.95651 | ElmTr3
2026 | 2026_DzMN_GzMX_Dp00_Gp00 | A1-Pensilvania 33 kV | All generators | 0.96 | ind | Dorada 115/33/13.8 kV | m:cosphi:bushv | -0.95491 | ElmTr3
2026 | 2026_DzMN_GzMX_Dp00_Gp00 | A1-Pensilvania 33 kV | All generators | 0.97 | ind | Dorada 115/33/13.8 kV | m:cosphi:bushv | -0.95307 | ElmTr3
2026 | 2026_DzMN_GzMX_Dp00_Gp00 | A1-Pensilvania 33 kV | All generators | 0.98 | ind | Dorada 115/33/13.8 kV | m:cosphi:bushv | -0.95085 | ElmTr3
2026 | 2026_DzMN_GzMX_Dp00_Gp00 | A1-Pensilvania 33 kV | All generators | 0.99 | ind | Dorada 115/33/13.8 kV | m:cosphi:bushv | -0.94788 | ElmTr3
2026 | 2026_DzMN_GzMX_Dp00_Gp00 | A1-Pensilvania 33 kV | All generators | 1 | ind | Dorada 115/33/13.8 kV | m:cosphi:bushv | -0.94019 | ElmTr3
2026 | 2026_DzMN_GzMX_Dp00_Gp00 | A1-Pensilvania 33 kV | All generators | 0.9 | ind | Manzanares 115/33/13.8 kV | m:P:bushv in MW | -24.384 | ElmTr3
2026 | 2026_DzMN_GzMX_Dp00_Gp00 | A1-Pensilvania 33 kV | All generators | 0.91 | ind | Manzanares 115/33/13.8 kV | m:P:bushv in MW | -24.3779 | ElmTr3
2026 | 2026_DzMN_GzMX_Dp00_Gp00 | A1-Pensilvania 33 kV | All generators | 0.92 | ind | Manzanares 115/33/13.8 kV | m:P:bushv in MW | -24.3705 | ElmTr3
2026 | 2026_DzMN_GzMX_Dp00_Gp00 | A1-Pensilvania 33 kV | All generators | 0.93 | ind | Manzanares 115/33/13.8 kV | m:P:bushv in MW | -24.3616 | ElmTr3
2026 | 2026_DzMN_GzMX_Dp00_Gp00 | A1-Pensilvania 33 kV | All generators | 0.94 | ind | Manzanares 115/33/13.8 kV | m:P:bushv in MW | -24.351 | ElmTr3
2026 | 2026_DzMN_GzMX_Dp00_Gp00 | A1-Pensilvania 33 kV | All generators | 0.95 | ind | Manzanares 115/33/13.8 kV | m:P:bushv in MW | -24.3381 | ElmTr3
2026 | 2026_DzMN_GzMX_Dp00_Gp00 | A1-Pensilvania 33 kV | All generators | 0.96 | ind | Manzanares 115/33/13.8 kV | m:P:bushv in MW | -24.3224 | ElmTr3
2026 | 2026_DzMN_GzMX_Dp00_Gp00 | A1-Pensilvania 33 kV | All generators | 0.97 | ind | Manzanares 115/33/13.8 kV | m:P:bushv in MW | -24.3024 | ElmTr3
2026 | 2026_DzMN_GzMX_Dp00_Gp00 | A1-Pensilvania 33 kV | All generators | 0.98 | ind | Manzanares 115/33/13.8 kV | m:P:bushv in MW | -24.2759 | ElmTr3
2026 | 2026_DzMN_GzMX_Dp00_Gp00 | A1-Pensilvania 33 kV | All generators | 0.99 | ind | Manzanares 115/33/13.8 kV | m:P:bushv in MW | -24.2365 | ElmTr3
2026 | 2026_DzMN_GzMX_Dp00_Gp00 | A1-Pensilvania 33 kV | All generators | 1 | ind | Manzanares 115/33/13.8 kV | m:P:bushv in MW | -24.1148 | ElmTr3
2026 | 2026_DzMN_GzMX_Dp00_Gp00 | A1-Pensilvania 33 kV | All generators | 0.9 | ind | Manzanares 115/33/13.8 kV | m:Q:bushv in Mvar | 1.8921 | ElmTr3
2026 | 2026_DzMN_GzMX_Dp00_Gp00 | A1-Pensilvania 33 kV | All generators | 0.91 | ind | Manzanares 115/33/13.8 kV | m:Q:bushv in Mvar | 2.1204 | ElmTr3
2026 | 2026_DzMN_GzMX_Dp00_Gp00 | A1-Pensilvania 33 kV | All generators | 0.92 | ind | Manzanares 115/33/13.8 kV | m:Q:bushv in Mvar | 2.3586 | ElmTr3
2026 | 2026_DzMN_GzMX_Dp00_Gp00 | A1-Pensilvania 33 kV | All generators | 0.93 | ind | Manzanares 115/33/13.8 kV | m:Q:bushv in Mvar | 2.609 | ElmTr3
2026 | 2026_DzMN_GzMX_Dp00_Gp00 | A1-Pensilvania 33 kV | All generators | 0.94 | ind | Manzanares 115/33/13.8 kV | m:Q:bushv in Mvar | 2.8749 | ElmTr3
2026 | 2026_DzMN_GzMX_Dp00_Gp00 | A1-Pensilvania 33 kV | All generators | 0.95 | ind | Manzanares 115/33/13.8 kV | m:Q:bushv in Mvar | 3.1612 | ElmTr3
2026 | 2026_DzMN_GzMX_Dp00_Gp00 | A1-Pensilvania 33 kV | All generators | 0.96 | ind | Manzanares 115/33/13.8 kV | m:Q:bushv in Mvar | 3.4751 | ElmTr3
2026 | 2026_DzMN_GzMX_Dp00_Gp00 | A1-Pensilvania 33 kV | All generators | 0.97 | ind | Manzanares 115/33/13.8 kV | m:Q:bushv in Mvar | 3.8292 | ElmTr3
2026 | 2026_DzMN_GzMX_Dp00_Gp00 | A1-Pensilvania 33 kV | All generators | 0.98 | ind | Manzanares 115/33/13.8 kV | m:Q:bushv in Mvar | 4.2479 | ElmTr3
2026 | 2026_DzMN_GzMX_Dp00_Gp00 | A1-Pensilvania 33 kV | All generators | 0.99 | ind | Manzanares 115/33/13.8 kV | m:Q:bushv in Mvar | 4.7952 | ElmTr3
2026 | 2026_DzMN_GzMX_Dp00_Gp00 | A1-Pensilvania 33 kV | All generators | 1 | ind | Manzanares 115/33/13.8 kV | m:Q:bushv in Mvar | 6.1542 | ElmTr3
2026 | 2026_DzMN_GzMX_Dp00_Gp00 | A1-Pensilvania 33 kV | All generators | 0.9 | ind | Manzanares 115/33/13.8 kV | m:cosphi:bushv | -0.997 | ElmTr3
2026 | 2026_DzMN_GzMX_Dp00_Gp00 | A1-Pensilvania 33 kV | All generators | 0.91 | ind | Manzanares 115/33/13.8 kV | m:cosphi:bushv | -0.99624 | ElmTr3
2026 | 2026_DzMN_GzMX_Dp00_Gp00 | A1-Pensilvania 33 kV | All generators | 0.92 | ind | Manzanares 115/33/13.8 kV | m:cosphi:bushv | -0.99535 | ElmTr3
2026 | 2026_DzMN_GzMX_Dp00_Gp00 | A1-Pensilvania 33 kV | All generators | 0.93 | ind | Manzanares 115/33/13.8 kV | m:cosphi:bushv | -0.99431 | ElmTr3
2026 | 2026_DzMN_GzMX_Dp00_Gp00 | A1-Pensilvania 33 kV | All generators | 0.94 | ind | Manzanares 115/33/13.8 kV | m:cosphi:bushv | -0.9931 | ElmTr3
2026 | 2026_DzMN_GzMX_Dp00_Gp00 | A1-Pensilvania 33 kV | All generators | 0.95 | ind | Manzanares 115/33/13.8 kV | m:cosphi:bushv | -0.99167 | ElmTr3
2026 | 2026_DzMN_GzMX_Dp00_Gp00 | A1-Pensilvania 33 kV | All generators | 0.96 | ind | Manzanares 115/33/13.8 kV | m:cosphi:bushv | -0.98995 | ElmTr3
2026 | 2026_DzMN_GzMX_Dp00_Gp00 | A1-Pensilvania 33 kV | All generators | 0.97 | ind | Manzanares 115/33/13.8 kV | m:cosphi:bushv | -0.98781 | ElmTr3
2026 | 2026_DzMN_GzMX_Dp00_Gp00 | A1-Pensilvania 33 kV | All generators | 0.98 | ind | Manzanares 115/33/13.8 kV | m:cosphi:bushv | -0.98503 | ElmTr3
2026 | 2026_DzMN_GzMX_Dp00_Gp00 | A1-Pensilvania 33 kV | All generators | 0.99 | ind | Manzanares 115/33/13.8 kV | m:cosphi:bushv | -0.98098 | ElmTr3
2026 | 2026_DzMN_GzMX_Dp00_Gp00 | A1-Pensilvania 33 kV | All generators | 1 | ind | Manzanares 115/33/13.8 kV | m:cosphi:bushv | -0.96895 | ElmTr3
2026 | 2026_DzMN_GzMX_Dp00_Gp00 | A1-Pensilvania 33 kV | All generators | 0.9 | ind | Purnio 230/115 | m:P:bushv in MW | -7.788 | ElmTr3
2026 | 2026_DzMN_GzMX_Dp00_Gp00 | A1-Pensilvania 33 kV | All generators | 0.91 | ind | Purnio 230/115 | m:P:bushv in MW | -7.7914 | ElmTr3
2026 | 2026_DzMN_GzMX_Dp00_Gp00 | A1-Pensilvania 33 kV | All generators | 0.92 | ind | Purnio 230/115 | m:P:bushv in MW | -7.7946 | ElmTr3
2026 | 2026_DzMN_GzMX_Dp00_Gp00 | A1-Pensilvania 33 kV | All generators | 0.93 | ind | Purnio 230/115 | m:P:bushv in MW | -7.7976 | ElmTr3
2026 | 2026_DzMN_GzMX_Dp00_Gp00 | A1-Pensilvania 33 kV | All generators | 0.94 | ind | Purnio 230/115 | m:P:bushv in MW | -7.8004 | ElmTr3
2026 | 2026_DzMN_GzMX_Dp00_Gp00 | A1-Pensilvania 33 kV | All generators | 0.95 | ind | Purnio 230/115 | m:P:bushv in MW | -7.8028 | ElmTr3
2026 | 2026_DzMN_GzMX_Dp00_Gp00 | A1-Pensilvania 33 kV | All generators | 0.96 | ind | Purnio 230/115 | m:P:bushv in MW | -7.805 | ElmTr3
2026 | 2026_DzMN_GzMX_Dp00_Gp00 | A1-Pensilvania 33 kV | All generators | 0.97 | ind | Purnio 230/115 | m:P:bushv in MW | -7.8066 | ElmTr3
2026 | 2026_DzMN_GzMX_Dp00_Gp00 | A1-Pensilvania 33 kV | All generators | 0.98 | ind | Purnio 230/115 | m:P:bushv in MW | -7.8075 | ElmTr3
2026 | 2026_DzMN_GzMX_Dp00_Gp00 | A1-Pensilvania 33 kV | All generators | 0.99 | ind | Purnio 230/115 | m:P:bushv in MW | -7.807 | ElmTr3
2026 | 2026_DzMN_GzMX_Dp00_Gp00 | A1-Pensilvania 33 kV | All generators | 1 | ind | Purnio 230/115 | m:P:bushv in MW | -7.7975 | ElmTr3
2026 | 2026_DzMN_GzMX_Dp00_Gp00 | A1-Pensilvania 33 kV | All generators | 0.9 | ind | Purnio 230/115 | m:Q:bushv in Mvar | -7.3113 | ElmTr3
2026 | 2026_DzMN_GzMX_Dp00_Gp00 | A1-Pensilvania 33 kV | All generators | 0.91 | ind | Purnio 230/115 | m:Q:bushv in Mvar | -7.2396 | ElmTr3
2026 | 2026_DzMN_GzMX_Dp00_Gp00 | A1-Pensilvania 33 kV | All generators | 0.92 | ind | Purnio 230/115 | m:Q:bushv in Mvar | -7.1649 | ElmTr3
2026 | 2026_DzMN_GzMX_Dp00_Gp00 | A1-Pensilvania 33 kV | All generators | 0.93 | ind | Purnio 230/115 | m:Q:bushv in Mvar | -7.0864 | ElmTr3
2026 | 2026_DzMN_GzMX_Dp00_Gp00 | A1-Pensilvania 33 kV | All generators | 0.94 | ind | Purnio 230/115 | m:Q:bushv in Mvar | -7.0029 | ElmTr3
2026 | 2026_DzMN_GzMX_Dp00_Gp00 | A1-Pensilvania 33 kV | All generators | 0.95 | ind | Purnio 230/115 | m:Q:bushv in Mvar | -6.913 | ElmTr3
2026 | 2026_DzMN_GzMX_Dp00_Gp00 | A1-Pensilvania 33 kV | All generators | 0.96 | ind | Purnio 230/115 | m:Q:bushv in Mvar | -6.8145 | ElmTr3
2026 | 2026_DzMN_GzMX_Dp00_Gp00 | A1-Pensilvania 33 kV | All generators | 0.97 | ind | Purnio 230/115 | m:Q:bushv in Mvar | -6.7033 | ElmTr3
2026 | 2026_DzMN_GzMX_Dp00_Gp00 | A1-Pensilvania 33 kV | All generators | 0.98 | ind | Purnio 230/115 | m:Q:bushv in Mvar | -6.5717 | ElmTr3
2026 | 2026_DzMN_GzMX_Dp00_Gp00 | A1-Pensilvania 33 kV | All generators | 0.99 | ind | Purnio 230/115 | m:Q:bushv in Mvar | -6.3998 | ElmTr3
2026 | 2026_DzMN_GzMX_Dp00_Gp00 | A1-Pensilvania 33 kV | All generators | 1 | ind | Purnio 230/115 | m:Q:bushv in Mvar | -5.9725 | ElmTr3
2026 | 2026_DzMN_GzMX_Dp00_Gp00 | A1-Pensilvania 33 kV | All generators | 0.9 | ind | Purnio 230/115 | m:cosphi:bushv | -0.72907 | ElmTr3
2026 | 2026_DzMN_GzMX_Dp00_Gp00 | A1-Pensilvania 33 kV | All generators | 0.91 | ind | Purnio 230/115 | m:cosphi:bushv | -0.73257 | ElmTr3
2026 | 2026_DzMN_GzMX_Dp00_Gp00 | A1-Pensilvania 33 kV | All generators | 0.92 | ind | Purnio 230/115 | m:cosphi:bushv | -0.73622 | ElmTr3
2026 | 2026_DzMN_GzMX_Dp00_Gp00 | A1-Pensilvania 33 kV | All generators | 0.93 | ind | Purnio 230/115 | m:cosphi:bushv | -0.74005 | ElmTr3
2026 | 2026_DzMN_GzMX_Dp00_Gp00 | A1-Pensilvania 33 kV | All generators | 0.94 | ind | Purnio 230/115 | m:cosphi:bushv | -0.74412 | ElmTr3
2026 | 2026_DzMN_GzMX_Dp00_Gp00 | A1-Pensilvania 33 kV | All generators | 0.95 | ind | Purnio 230/115 | m:cosphi:bushv | -0.7485 | ElmTr3
2026 | 2026_DzMN_GzMX_Dp00_Gp00 | A1-Pensilvania 33 kV | All generators | 0.96 | ind | Purnio 230/115 | m:cosphi:bushv | -0.75329 | ElmTr3
2026 | 2026_DzMN_GzMX_Dp00_Gp00 | A1-Pensilvania 33 kV | All generators | 0.97 | ind | Purnio 230/115 | m:cosphi:bushv | -0.75869 | ElmTr3
2026 | 2026_DzMN_GzMX_Dp00_Gp00 | A1-Pensilvania 33 kV | All generators | 0.98 | ind | Purnio 230/115 | m:cosphi:bushv | -0.76506 | ElmTr3
2026 | 2026_DzMN_GzMX_Dp00_Gp00 | A1-Pensilvania 33 kV | All generators | 0.99 | ind | Purnio 230/115 | m:cosphi:bushv | -0.77336 | ElmTr3
2026 | 2026_DzMN_GzMX_Dp00_Gp00 | A1-Pensilvania 33 kV | All generators | 1 | ind | Purnio 230/115 | m:cosphi:bushv | -0.79388 | ElmTr3
2026 | 2026_DzMN_GzMX_Dp00_Gp00 | A1-Pensilvania 33 kV | All generators | 0.9 | ind | Victoria 115/33/13.8 kV | m:P:bushv in MW | -18.2254 | ElmTr3
2026 | 2026_DzMN_GzMX_Dp00_Gp00 | A1-Pensilvania 33 kV | All generators | 0.91 | ind | Victoria 115/33/13.8 kV | m:P:bushv in MW | -18.2383 | ElmTr3
2026 | 2026_DzMN_GzMX_Dp00_Gp00 | A1-Pensilvania 33 kV | All generators | 0.92 | ind | Victoria 115/33/13.8 kV | m:P:bushv in MW | -18.2511 | ElmTr3
2026 | 2026_DzMN_GzMX_Dp00_Gp00 | A1-Pensilvania 33 kV | All generators | 0.93 | ind | Victoria 115/33/13.8 kV | m:P:bushv in MW | -18.264 | ElmTr3
2026 | 2026_DzMN_GzMX_Dp00_Gp00 | A1-Pensilvania 33 kV | All generators | 0.94 | ind | Victoria 115/33/13.8 kV | m:P:bushv in MW | -18.2769 | ElmTr3
2026 | 2026_DzMN_GzMX_Dp00_Gp00 | A1-Pensilvania 33 kV | All generators | 0.95 | ind | Victoria 115/33/13.8 kV | m:P:bushv in MW | -18.29 | ElmTr3
2026 | 2026_DzMN_GzMX_Dp00_Gp00 | A1-Pensilvania 33 kV | All generators | 0.96 | ind | Victoria 115/33/13.8 kV | m:P:bushv in MW | -18.3034 | ElmTr3
2026 | 2026_DzMN_GzMX_Dp00_Gp00 | A1-Pensilvania 33 kV | All generators | 0.97 | ind | Victoria 115/33/13.8 kV | m:P:bushv in MW | -18.3172 | ElmTr3
2026 | 2026_DzMN_GzMX_Dp00_Gp00 | A1-Pensilvania 33 kV | All generators | 0.98 | ind | Victoria 115/33/13.8 kV | m:P:bushv in MW | -18.3319 | ElmTr3
2026 | 2026_DzMN_GzMX_Dp00_Gp00 | A1-Pensilvania 33 kV | All generators | 0.99 | ind | Victoria 115/33/13.8 kV | m:P:bushv in MW | -18.3483 | ElmTr3
2026 | 2026_DzMN_GzMX_Dp00_Gp00 | A1-Pensilvania 33 kV | All generators | 1 | ind | Victoria 115/33/13.8 kV | m:P:bushv in MW | -18.375 | ElmTr3
2026 | 2026_DzMN_GzMX_Dp00_Gp00 | A1-Pensilvania 33 kV | All generators | 0.9 | ind | Victoria 115/33/13.8 kV | m:Q:bushv in Mvar | 6.3733 | ElmTr3
2026 | 2026_DzMN_GzMX_Dp00_Gp00 | A1-Pensilvania 33 kV | All generators | 0.91 | ind | Victoria 115/33/13.8 kV | m:Q:bushv in Mvar | 6.5068 | ElmTr3
2026 | 2026_DzMN_GzMX_Dp00_Gp00 | A1-Pensilvania 33 kV | All generators | 0.92 | ind | Victoria 115/33/13.8 kV | m:Q:bushv in Mvar | 6.6462 | ElmTr3
2026 | 2026_DzMN_GzMX_Dp00_Gp00 | A1-Pensilvania 33 kV | All generators | 0.93 | ind | Victoria 115/33/13.8 kV | m:Q:bushv in Mvar | 6.7927 | ElmTr3
2026 | 2026_DzMN_GzMX_Dp00_Gp00 | A1-Pensilvania 33 kV | All generators | 0.94 | ind | Victoria 115/33/13.8 kV | m:Q:bushv in Mvar | 6.9485 | ElmTr3
2026 | 2026_DzMN_GzMX_Dp00_Gp00 | A1-Pensilvania 33 kV | All generators | 0.95 | ind | Victoria 115/33/13.8 kV | m:Q:bushv in Mvar | 7.1162 | ElmTr3
2026 | 2026_DzMN_GzMX_Dp00_Gp00 | A1-Pensilvania 33 kV | All generators | 0.96 | ind | Victoria 115/33/13.8 kV | m:Q:bushv in Mvar | 7.3003 | ElmTr3
2026 | 2026_DzMN_GzMX_Dp00_Gp00 | A1-Pensilvania 33 kV | All generators | 0.97 | ind | Victoria 115/33/13.8 kV | m:Q:bushv in Mvar | 7.508 | ElmTr3
2026 | 2026_DzMN_GzMX_Dp00_Gp00 | A1-Pensilvania 33 kV | All generators | 0.98 | ind | Victoria 115/33/13.8 kV | m:Q:bushv in Mvar | 7.7538 | ElmTr3
2026 | 2026_DzMN_GzMX_Dp00_Gp00 | A1-Pensilvania 33 kV | All generators | 0.99 | ind | Victoria 115/33/13.8 kV | m:Q:bushv in Mvar | 8.0754 | ElmTr3
2026 | 2026_DzMN_GzMX_Dp00_Gp00 | A1-Pensilvania 33 kV | All generators | 1 | ind | Victoria 115/33/13.8 kV | m:Q:bushv in Mvar | 8.8755 | ElmTr3
2026 | 2026_DzMN_GzMX_Dp00_Gp00 | A1-Pensilvania 33 kV | All generators | 0.9 | ind | Victoria 115/33/13.8 kV | m:cosphi:bushv | -0.94395 | ElmTr3
2026 | 2026_DzMN_GzMX_Dp00_Gp00 | A1-Pensilvania 33 kV | All generators | 0.91 | ind | Victoria 115/33/13.8 kV | m:cosphi:bushv | -0.94185 | ElmTr3
2026 | 2026_DzMN_GzMX_Dp00_Gp00 | A1-Pensilvania 33 kV | All generators | 0.92 | ind | Victoria 115/33/13.8 kV | m:cosphi:bushv | -0.93964 | ElmTr3
2026 | 2026_DzMN_GzMX_Dp00_Gp00 | A1-Pensilvania 33 kV | All generators | 0.93 | ind | Victoria 115/33/13.8 kV | m:cosphi:bushv | -0.93727 | ElmTr3
2026 | 2026_DzMN_GzMX_Dp00_Gp00 | A1-Pensilvania 33 kV | All generators | 0.94 | ind | Victoria 115/33/13.8 kV | m:cosphi:bushv | -0.93473 | ElmTr3
2026 | 2026_DzMN_GzMX_Dp00_Gp00 | A1-Pensilvania 33 kV | All generators | 0.95 | ind | Victoria 115/33/13.8 kV | m:cosphi:bushv | -0.93195 | ElmTr3
2026 | 2026_DzMN_GzMX_Dp00_Gp00 | A1-Pensilvania 33 kV | All generators | 0.96 | ind | Victoria 115/33/13.8 kV | m:cosphi:bushv | -0.92885 | ElmTr3
2026 | 2026_DzMN_GzMX_Dp00_Gp00 | A1-Pensilvania 33 kV | All generators | 0.97 | ind | Victoria 115/33/13.8 kV | m:cosphi:bushv | -0.92529 | ElmTr3
2026 | 2026_DzMN_GzMX_Dp00_Gp00 | A1-Pensilvania 33 kV | All generators | 0.98 | ind | Victoria 115/33/13.8 kV | m:cosphi:bushv | -0.921 | ElmTr3
2026 | 2026_DzMN_GzMX_Dp00_Gp00 | A1-Pensilvania 33 kV | All generators | 0.99 | ind | Victoria 115/33/13.8 kV | m:cosphi:bushv | -0.91527 | ElmTr3
2026 | 2026_DzMN_GzMX_Dp00_Gp00 | A1-Pensilvania 33 kV | All generators | 1 | ind | Victoria 115/33/13.8 kV | m:cosphi:bushv | -0.90046 | ElmTr3
2026 | 2026_DzMN_GzMX_Dp00_Gp00 | A2- Bolivia 33 kV | All generators | 0.9 | cap | Dorada - Magdalena 115 kV | m:P:bus1 in MW | 49.1683 | ElmLne
2026 | 2026_DzMN_GzMX_Dp00_Gp00 | A2- Bolivia 33 kV | All generators | 0.91 | cap | Dorada - Magdalena 115 kV | m:P:bus1 in MW | 49.1861 | ElmLne
2026 | 2026_DzMN_GzMX_Dp00_Gp00 | A2- Bolivia 33 kV | All generators | 0.92 | cap | Dorada - Magdalena 115 kV | m:P:bus1 in MW | 49.2028 | ElmLne
2026 | 2026_DzMN_GzMX_Dp00_Gp00 | A2- Bolivia 33 kV | All generators | 0.93 | cap | Dorada - Magdalena 115 kV | m:P:bus1 in MW | 49.2189 | ElmLne
2026 | 2026_DzMN_GzMX_Dp00_Gp00 | A2- Bolivia 33 kV | All generators | 0.94 | cap | Dorada - Magdalena 115 kV | m:P:bus1 in MW | 49.2344 | ElmLne
2026 | 2026_DzMN_GzMX_Dp00_Gp00 | A2- Bolivia 33 kV | All generators | 0.95 | cap | Dorada - Magdalena 115 kV | m:P:bus1 in MW | 49.2498 | ElmLne
2026 | 2026_DzMN_GzMX_Dp00_Gp00 | A2- Bolivia 33 kV | All generators | 0.96 | cap | Dorada - Magdalena 115 kV | m:P:bus1 in MW | 49.2652 | ElmLne
2026 | 2026_DzMN_GzMX_Dp00_Gp00 | A2- Bolivia 33 kV | All generators | 0.97 | cap | Dorada - Magdalena 115 kV | m:P:bus1 in MW | 49.2811 | ElmLne
2026 | 2026_DzMN_GzMX_Dp00_Gp00 | A2- Bolivia 33 kV | All generators | 0.98 | cap | Dorada - Magdalena 115 kV | m:P:bus1 in MW | 49.2982 | ElmLne
2026 | 2026_DzMN_GzMX_Dp00_Gp00 | A2- Bolivia 33 kV | All generators | 0.99 | cap | Dorada - Magdalena 115 kV | m:P:bus1 in MW | 49.3182 | ElmLne
2026 | 2026_DzMN_GzMX_Dp00_Gp00 | A2- Bolivia 33 kV | All generators | 1 | cap | Dorada - Magdalena 115 kV | m:P:bus1 in MW | 49.3593 | ElmLne
2026 | 2026_DzMN_GzMX_Dp00_Gp00 | A2- Bolivia 33 kV | All generators | 0.9 | cap | Dorada - Magdalena 115 kV | m:P:bus2 in MW | -49.042 | ElmLne
2026 | 2026_DzMN_GzMX_Dp00_Gp00 | A2- Bolivia 33 kV | All generators | 0.91 | cap | Dorada - Magdalena 115 kV | m:P:bus2 in MW | -49.0597 | ElmLne
2026 | 2026_DzMN_GzMX_Dp00_Gp00 | A2- Bolivia 33 kV | All generators | 0.92 | cap | Dorada - Magdalena 115 kV | m:P:bus2 in MW | -49.0765 | ElmLne
2026 | 2026_DzMN_GzMX_Dp00_Gp00 | A2- Bolivia 33 kV | All generators | 0.93 | cap | Dorada - Magdalena 115 kV | m:P:bus2 in MW | -49.0925 | ElmLne
2026 | 2026_DzMN_GzMX_Dp00_Gp00 | A2- Bolivia 33 kV | All generators | 0.94 | cap | Dorada - Magdalena 115 kV | m:P:bus2 in MW | -49.108 | ElmLne
2026 | 2026_DzMN_GzMX_Dp00_Gp00 | A2- Bolivia 33 kV | All generators | 0.95 | cap | Dorada - Magdalena 115 kV | m:P:bus2 in MW | -49.1233 | ElmLne
2026 | 2026_DzMN_GzMX_Dp00_Gp00 | A2- Bolivia 33 kV | All generators | 0.96 | cap | Dorada - Magdalena 115 kV | m:P:bus2 in MW | -49.1387 | ElmLne
2026 | 2026_DzMN_GzMX_Dp00_Gp00 | A2- Bolivia 33 kV | All generators | 0.97 | cap | Dorada - Magdalena 115 kV | m:P:bus2 in MW | -49.1546 | ElmLne
2026 | 2026_DzMN_GzMX_Dp00_Gp00 | A2- Bolivia 33 kV | All generators | 0.98 | cap | Dorada - Magdalena 115 kV | m:P:bus2 in MW | -49.1717 | ElmLne
2026 | 2026_DzMN_GzMX_Dp00_Gp00 | A2- Bolivia 33 kV | All generators | 0.99 | cap | Dorada - Magdalena 115 kV | m:P:bus2 in MW | -49.1917 | ElmLne
2026 | 2026_DzMN_GzMX_Dp00_Gp00 | A2- Bolivia 33 kV | All generators | 1 | cap | Dorada - Magdalena 115 kV | m:P:bus2 in MW | -49.2327 | ElmLne
2026 | 2026_DzMN_GzMX_Dp00_Gp00 | A2- Bolivia 33 kV | All generators | 0.9 | cap | Dorada - Magdalena 115 kV | m:Q:bus1 in Mvar | -1.6612 | ElmLne
2026 | 2026_DzMN_GzMX_Dp00_Gp00 | A2- Bolivia 33 kV | All generators | 0.91 | cap | Dorada - Magdalena 115 kV | m:Q:bus1 in Mvar | -1.6225 | ElmLne
2026 | 2026_DzMN_GzMX_Dp00_Gp00 | A2- Bolivia 33 kV | All generators | 0.92 | cap | Dorada - Magdalena 115 kV | m:Q:bus1 in Mvar | -1.5853 | ElmLne
2026 | 2026_DzMN_GzMX_Dp00_Gp00 | A2- Bolivia 33 kV | All generators | 0.93 | cap | Dorada - Magdalena 115 kV | m:Q:bus1 in Mvar | -1.5489 | ElmLne
2026 | 2026_DzMN_GzMX_Dp00_Gp00 | A2- Bolivia 33 kV | All generators | 0.94 | cap | Dorada - Magdalena 115 kV | m:Q:bus1 in Mvar | -1.5129 | ElmLne
2026 | 2026_DzMN_GzMX_Dp00_Gp00 | A2- Bolivia 33 kV | All generators | 0.95 | cap | Dorada - Magdalena 115 kV | m:Q:bus1 in Mvar | -1.4767 | ElmLne
2026 | 2026_DzMN_GzMX_Dp00_Gp00 | A2- Bolivia 33 kV | All generators | 0.96 | cap | Dorada - Magdalena 115 kV | m:Q:bus1 in Mvar | -1.4395 | ElmLne
2026 | 2026_DzMN_GzMX_Dp00_Gp00 | A2- Bolivia 33 kV | All generators | 0.97 | cap | Dorada - Magdalena 115 kV | m:Q:bus1 in Mvar | -1.4003 | ElmLne
2026 | 2026_DzMN_GzMX_Dp00_Gp00 | A2- Bolivia 33 kV | All generators | 0.98 | cap | Dorada - Magdalena 115 kV | m:Q:bus1 in Mvar | -1.3572 | ElmLne
2026 | 2026_DzMN_GzMX_Dp00_Gp00 | A2- Bolivia 33 kV | All generators | 0.99 | cap | Dorada - Magdalena 115 kV | m:Q:bus1 in Mvar | -1.3052 | ElmLne
2026 | 2026_DzMN_GzMX_Dp00_Gp00 | A2- Bolivia 33 kV | All generators | 1 | cap | Dorada - Magdalena 115 kV | m:Q:bus1 in Mvar | -1.1931 | ElmLne
2026 | 2026_DzMN_GzMX_Dp00_Gp00 | A2- Bolivia 33 kV | All generators | 0.9 | cap | Dorada - Magdalena 115 kV | m:Q:bus2 in Mvar | 1.9247 | ElmLne
2026 | 2026_DzMN_GzMX_Dp00_Gp00 | A2- Bolivia 33 kV | All generators | 0.91 | cap | Dorada - Magdalena 115 kV | m:Q:bus2 in Mvar | 1.886 | ElmLne
2026 | 2026_DzMN_GzMX_Dp00_Gp00 | A2- Bolivia 33 kV | All generators | 0.92 | cap | Dorada - Magdalena 115 kV | m:Q:bus2 in Mvar | 1.8488 | ElmLne
2026 | 2026_DzMN_GzMX_Dp00_Gp00 | A2- Bolivia 33 kV | All generators | 0.93 | cap | Dorada - Magdalena 115 kV | m:Q:bus2 in Mvar | 1.8124 | ElmLne
2026 | 2026_DzMN_GzMX_Dp00_Gp00 | A2- Bolivia 33 kV | All generators | 0.94 | cap | Dorada - Magdalena 115 kV | m:Q:bus2 in Mvar | 1.7764 | ElmLne
2026 | 2026_DzMN_GzMX_Dp00_Gp00 | A2- Bolivia 33 kV | All generators | 0.95 | cap | Dorada - Magdalena 115 kV | m:Q:bus2 in Mvar | 1.7402 | ElmLne
2026 | 2026_DzMN_GzMX_Dp00_Gp00 | A2- Bolivia 33 kV | All generators | 0.96 | cap | Dorada - Magdalena 115 kV | m:Q:bus2 in Mvar | 1.703 | ElmLne
2026 | 2026_DzMN_GzMX_Dp00_Gp00 | A2- Bolivia 33 kV | All generators | 0.97 | cap | Dorada - Magdalena 115 kV | m:Q:bus2 in Mvar | 1.6637 | ElmLne
2026 | 2026_DzMN_GzMX_Dp00_Gp00 | A2- Bolivia 33 kV | All generators | 0.98 | cap | Dorada - Magdalena 115 kV | m:Q:bus2 in Mvar | 1.6205 | ElmLne
2026 | 2026_DzMN_GzMX_Dp00_Gp00 | A2- Bolivia 33 kV | All generators | 0.99 | cap | Dorada - Magdalena 115 kV | m:Q:bus2 in Mvar | 1.5684 | ElmLne
2026 | 2026_DzMN_GzMX_Dp00_Gp00 | A2- Bolivia 33 kV | All generators | 1 | cap | Dorada - Magdalena 115 kV | m:Q:bus2 in Mvar | 1.4562 | ElmLne
2026 | 2026_DzMN_GzMX_Dp00_Gp00 | A2- Bolivia 33 kV | All generators | 0.9 | cap | Dorada - Magdalena 115 kV | m:cosphi:bus1 | 0.99943 | ElmLne
2026 | 2026_DzMN_GzMX_Dp00_Gp00 | A2- Bolivia 33 kV | All generators | 0.91 | cap | Dorada - Magdalena 115 kV | m:cosphi:bus1 | 0.99946 | ElmLne
2026 | 2026_DzMN_GzMX_Dp00_Gp00 | A2- Bolivia 33 kV | All generators | 0.92 | cap | Dorada - Magdalena 115 kV | m:cosphi:bus1 | 0.99948 | ElmLne
2026 | 2026_DzMN_GzMX_Dp00_Gp00 | A2- Bolivia 33 kV | All generators | 0.93 | cap | Dorada - Magdalena 115 kV | m:cosphi:bus1 | 0.9995 | ElmLne
2026 | 2026_DzMN_GzMX_Dp00_Gp00 | A2- Bolivia 33 kV | All generators | 0.94 | cap | Dorada - Magdalena 115 kV | m:cosphi:bus1 | 0.99953 | ElmLne
2026 | 2026_DzMN_GzMX_Dp00_Gp00 | A2- Bolivia 33 kV | All generators | 0.95 | cap | Dorada - Magdalena 115 kV | m:cosphi:bus1 | 0.99955 | ElmLne
2026 | 2026_DzMN_GzMX_Dp00_Gp00 | A2- Bolivia 33 kV | All generators | 0.96 | cap | Dorada - Magdalena 115 kV | m:cosphi:bus1 | 0.99957 | ElmLne
2026 | 2026_DzMN_GzMX_Dp00_Gp00 | A2- Bolivia 33 kV | All generators | 0.97 | cap | Dorada - Magdalena 115 kV | m:cosphi:bus1 | 0.9996 | ElmLne
2026 | 2026_DzMN_GzMX_Dp00_Gp00 | A2- Bolivia 33 kV | All generators | 0.98 | cap | Dorada - Magdalena 115 kV | m:cosphi:bus1 | 0.99962 | ElmLne
2026 | 2026_DzMN_GzMX_Dp00_Gp00 | A2- Bolivia 33 kV | All generators | 0.99 | cap | Dorada - Magdalena 115 kV | m:cosphi:bus1 | 0.99965 | ElmLne
2026 | 2026_DzMN_GzMX_Dp00_Gp00 | A2- Bolivia 33 kV | All generators | 1 | cap | Dorada - Magdalena 115 kV | m:cosphi:bus1 | 0.99971 | ElmLne
2026 | 2026_DzMN_GzMX_Dp00_Gp00 | A2- Bolivia 33 kV | All generators | 0.9 | cap | Dorada - Magdalena 115 kV | m:cosphi:bus2 | -0.99923 | ElmLne
2026 | 2026_DzMN_GzMX_Dp00_Gp00 | A2- Bolivia 33 kV | All generators | 0.91 | cap | Dorada - Magdalena 115 kV | m:cosphi:bus2 | -0.99926 | ElmLne
2026 | 2026_DzMN_GzMX_Dp00_Gp00 | A2- Bolivia 33 kV | All generators | 0.92 | cap | Dorada - Magdalena 115 kV | m:cosphi:bus2 | -0.99929 | ElmLne
2026 | 2026_DzMN_GzMX_Dp00_Gp00 | A2- Bolivia 33 kV | All generators | 0.93 | cap | Dorada - Magdalena 115 kV | m:cosphi:bus2 | -0.99932 | ElmLne
2026 | 2026_DzMN_GzMX_Dp00_Gp00 | A2- Bolivia 33 kV | All generators | 0.94 | cap | Dorada - Magdalena 115 kV | m:cosphi:bus2 | -0.99935 | ElmLne
2026 | 2026_DzMN_GzMX_Dp00_Gp00 | A2- Bolivia 33 kV | All generators | 0.95 | cap | Dorada - Magdalena 115 kV | m:cosphi:bus2 | -0.99937 | ElmLne
2026 | 2026_DzMN_GzMX_Dp00_Gp00 | A2- Bolivia 33 kV | All generators | 0.96 | cap | Dorada - Magdalena 115 kV | m:cosphi:bus2 | -0.9994 | ElmLne
2026 | 2026_DzMN_GzMX_Dp00_Gp00 | A2- Bolivia 33 kV | All generators | 0.97 | cap | Dorada - Magdalena 115 kV | m:cosphi:bus2 | -0.99943 | ElmLne
2026 | 2026_DzMN_GzMX_Dp00_Gp00 | A2- Bolivia 33 kV | All generators | 0.98 | cap | Dorada - Magdalena 115 kV | m:cosphi:bus2 | -0.99946 | ElmLne
2026 | 2026_DzMN_GzMX_Dp00_Gp00 | A2- Bolivia 33 kV | All generators | 0.99 | cap | Dorada - Magdalena 115 kV | m:cosphi:bus2 | -0.99949 | ElmLne
2026 | 2026_DzMN_GzMX_Dp00_Gp00 | A2- Bolivia 33 kV | All generators | 1 | cap | Dorada - Magdalena 115 kV | m:cosphi:bus2 | -0.99956 | ElmLne
2026 | 2026_DzMN_GzMX_Dp00_Gp00 | A2- Bolivia 33 kV | All generators | 0.9 | cap | Mariquita - Victoria 2 115 | m:P:bus1 in MW | 6.0238 | ElmLne
2026 | 2026_DzMN_GzMX_Dp00_Gp00 | A2- Bolivia 33 kV | All generators | 0.91 | cap | Mariquita - Victoria 2 115 | m:P:bus1 in MW | 6.02 | ElmLne
2026 | 2026_DzMN_GzMX_Dp00_Gp00 | A2- Bolivia 33 kV | All generators | 0.92 | cap | Mariquita - Victoria 2 115 | m:P:bus1 in MW | 6.0158 | ElmLne
2026 | 2026_DzMN_GzMX_Dp00_Gp00 | A2- Bolivia 33 kV | All generators | 0.93 | cap | Mariquita - Victoria 2 115 | m:P:bus1 in MW | 6.0112 | ElmLne
2026 | 2026_DzMN_GzMX_Dp00_Gp00 | A2- Bolivia 33 kV | All generators | 0.94 | cap | Mariquita - Victoria 2 115 | m:P:bus1 in MW | 6.0061 | ElmLne
2026 | 2026_DzMN_GzMX_Dp00_Gp00 | A2- Bolivia 33 kV | All generators | 0.95 | cap | Mariquita - Victoria 2 115 | m:P:bus1 in MW | 6.0004 | ElmLne
2026 | 2026_DzMN_GzMX_Dp00_Gp00 | A2- Bolivia 33 kV | All generators | 0.96 | cap | Mariquita - Victoria 2 115 | m:P:bus1 in MW | 5.994 | ElmLne
2026 | 2026_DzMN_GzMX_Dp00_Gp00 | A2- Bolivia 33 kV | All generators | 0.97 | cap | Mariquita - Victoria 2 115 | m:P:bus1 in MW | 5.9866 | ElmLne
2026 | 2026_DzMN_GzMX_Dp00_Gp00 | A2- Bolivia 33 kV | All generators | 0.98 | cap | Mariquita - Victoria 2 115 | m:P:bus1 in MW | 5.9779 | ElmLne
2026 | 2026_DzMN_GzMX_Dp00_Gp00 | A2- Bolivia 33 kV | All generators | 0.99 | cap | Mariquita - Victoria 2 115 | m:P:bus1 in MW | 5.9663 | ElmLne
2026 | 2026_DzMN_GzMX_Dp00_Gp00 | A2- Bolivia 33 kV | All generators | 1 | cap | Mariquita - Victoria 2 115 | m:P:bus1 in MW | 5.9379 | ElmLne
2026 | 2026_DzMN_GzMX_Dp00_Gp00 | A2- Bolivia 33 kV | All generators | 0.9 | cap | Mariquita - Victoria 2 115 | m:P:bus2 in MW | -6.0074 | ElmLne
2026 | 2026_DzMN_GzMX_Dp00_Gp00 | A2- Bolivia 33 kV | All generators | 0.91 | cap | Mariquita - Victoria 2 115 | m:P:bus2 in MW | -6.0038 | ElmLne
2026 | 2026_DzMN_GzMX_Dp00_Gp00 | A2- Bolivia 33 kV | All generators | 0.92 | cap | Mariquita - Victoria 2 115 | m:P:bus2 in MW | -5.9997 | ElmLne
2026 | 2026_DzMN_GzMX_Dp00_Gp00 | A2- Bolivia 33 kV | All generators | 0.93 | cap | Mariquita - Victoria 2 115 | m:P:bus2 in MW | -5.9952 | ElmLne
2026 | 2026_DzMN_GzMX_Dp00_Gp00 | A2- Bolivia 33 kV | All generators | 0.94 | cap | Mariquita - Victoria 2 115 | m:P:bus2 in MW | -5.9901 | ElmLne
2026 | 2026_DzMN_GzMX_Dp00_Gp00 | A2- Bolivia 33 kV | All generators | 0.95 | cap | Mariquita - Victoria 2 115 | m:P:bus2 in MW | -5.9845 | ElmLne
2026 | 2026_DzMN_GzMX_Dp00_Gp00 | A2- Bolivia 33 kV | All generators | 0.96 | cap | Mariquita - Victoria 2 115 | m:P:bus2 in MW | -5.9783 | ElmLne
2026 | 2026_DzMN_GzMX_Dp00_Gp00 | A2- Bolivia 33 kV | All generators | 0.97 | cap | Mariquita - Victoria 2 115 | m:P:bus2 in MW | -5.9711 | ElmLne
2026 | 2026_DzMN_GzMX_Dp00_Gp00 | A2- Bolivia 33 kV | All generators | 0.98 | cap | Mariquita - Victoria 2 115 | m:P:bus2 in MW | -5.9624 | ElmLne
2026 | 2026_DzMN_GzMX_Dp00_Gp00 | A2- Bolivia 33 kV | All generators | 0.99 | cap | Mariquita - Victoria 2 115 | m:P:bus2 in MW | -5.951 | ElmLne
2026 | 2026_DzMN_GzMX_Dp00_Gp00 | A2- Bolivia 33 kV | All generators | 1 | cap | Mariquita - Victoria 2 115 | m:P:bus2 in MW | -5.923 | ElmLne
2026 | 2026_DzMN_GzMX_Dp00_Gp00 | A2- Bolivia 33 kV | All generators | 0.9 | cap | Mariquita - Victoria 2 115 | m:Q:bus1 in Mvar | -6.742 | ElmLne
2026 | 2026_DzMN_GzMX_Dp00_Gp00 | A2- Bolivia 33 kV | All generators | 0.91 | cap | Mariquita - Victoria 2 115 | m:Q:bus1 in Mvar | -6.7072 | ElmLne
2026 | 2026_DzMN_GzMX_Dp00_Gp00 | A2- Bolivia 33 kV | All generators | 0.92 | cap | Mariquita - Victoria 2 115 | m:Q:bus1 in Mvar | -6.6738 | ElmLne
2026 | 2026_DzMN_GzMX_Dp00_Gp00 | A2- Bolivia 33 kV | All generators | 0.93 | cap | Mariquita - Victoria 2 115 | m:Q:bus1 in Mvar | -6.6413 | ElmLne
2026 | 2026_DzMN_GzMX_Dp00_Gp00 | A2- Bolivia 33 kV | All generators | 0.94 | cap | Mariquita - Victoria 2 115 | m:Q:bus1 in Mvar | -6.6092 | ElmLne
2026 | 2026_DzMN_GzMX_Dp00_Gp00 | A2- Bolivia 33 kV | All generators | 0.95 | cap | Mariquita - Victoria 2 115 | m:Q:bus1 in Mvar | -6.577 | ElmLne
2026 | 2026_DzMN_GzMX_Dp00_Gp00 | A2- Bolivia 33 kV | All generators | 0.96 | cap | Mariquita - Victoria 2 115 | m:Q:bus1 in Mvar | -6.5441 | ElmLne
2026 | 2026_DzMN_GzMX_Dp00_Gp00 | A2- Bolivia 33 kV | All generators | 0.97 | cap | Mariquita - Victoria 2 115 | m:Q:bus1 in Mvar | -6.5094 | ElmLne
2026 | 2026_DzMN_GzMX_Dp00_Gp00 | A2- Bolivia 33 kV | All generators | 0.98 | cap | Mariquita - Victoria 2 115 | m:Q:bus1 in Mvar | -6.4713 | ElmLne
2026 | 2026_DzMN_GzMX_Dp00_Gp00 | A2- Bolivia 33 kV | All generators | 0.99 | cap | Mariquita - Victoria 2 115 | m:Q:bus1 in Mvar | -6.4256 | ElmLne
2026 | 2026_DzMN_GzMX_Dp00_Gp00 | A2- Bolivia 33 kV | All generators | 1 | cap | Mariquita - Victoria 2 115 | m:Q:bus1 in Mvar | -6.3276 | ElmLne
2026 | 2026_DzMN_GzMX_Dp00_Gp00 | A2- Bolivia 33 kV | All generators | 0.9 | cap | Mariquita - Victoria 2 115 | m:Q:bus2 in Mvar | 6.1265 | ElmLne
2026 | 2026_DzMN_GzMX_Dp00_Gp00 | A2- Bolivia 33 kV | All generators | 0.91 | cap | Mariquita - Victoria 2 115 | m:Q:bus2 in Mvar | 6.091 | ElmLne
2026 | 2026_DzMN_GzMX_Dp00_Gp00 | A2- Bolivia 33 kV | All generators | 0.92 | cap | Mariquita - Victoria 2 115 | m:Q:bus2 in Mvar | 6.057 | ElmLne
2026 | 2026_DzMN_GzMX_Dp00_Gp00 | A2- Bolivia 33 kV | All generators | 0.93 | cap | Mariquita - Victoria 2 115 | m:Q:bus2 in Mvar | 6.0238 | ElmLne
2026 | 2026_DzMN_GzMX_Dp00_Gp00 | A2- Bolivia 33 kV | All generators | 0.94 | cap | Mariquita - Victoria 2 115 | m:Q:bus2 in Mvar | 5.991 | ElmLne
2026 | 2026_DzMN_GzMX_Dp00_Gp00 | A2- Bolivia 33 kV | All generators | 0.95 | cap | Mariquita - Victoria 2 115 | m:Q:bus2 in Mvar | 5.9581 | ElmLne
2026 | 2026_DzMN_GzMX_Dp00_Gp00 | A2- Bolivia 33 kV | All generators | 0.96 | cap | Mariquita - Victoria 2 115 | m:Q:bus2 in Mvar | 5.9244 | ElmLne
2026 | 2026_DzMN_GzMX_Dp00_Gp00 | A2- Bolivia 33 kV | All generators | 0.97 | cap | Mariquita - Victoria 2 115 | m:Q:bus2 in Mvar | 5.889 | ElmLne
2026 | 2026_DzMN_GzMX_Dp00_Gp00 | A2- Bolivia 33 kV | All generators | 0.98 | cap | Mariquita - Victoria 2 115 | m:Q:bus2 in Mvar | 5.8501 | ElmLne
2026 | 2026_DzMN_GzMX_Dp00_Gp00 | A2- Bolivia 33 kV | All generators | 0.99 | cap | Mariquita - Victoria 2 115 | m:Q:bus2 in Mvar | 5.8034 | ElmLne
2026 | 2026_DzMN_GzMX_Dp00_Gp00 | A2- Bolivia 33 kV | All generators | 1 | cap | Mariquita - Victoria 2 115 | m:Q:bus2 in Mvar | 5.7033 | ElmLne
2026 | 2026_DzMN_GzMX_Dp00_Gp00 | A2- Bolivia 33 kV | All generators | 0.9 | cap | Mariquita - Victoria 2 115 | m:cosphi:bus1 | 0.66627 | ElmLne
2026 | 2026_DzMN_GzMX_Dp00_Gp00 | A2- Bolivia 33 kV | All generators | 0.91 | cap | Mariquita - Victoria 2 115 | m:cosphi:bus1 | 0.66796 | ElmLne
2026 | 2026_DzMN_GzMX_Dp00_Gp00 | A2- Bolivia 33 kV | All generators | 0.92 | cap | Mariquita - Victoria 2 115 | m:cosphi:bus1 | 0.66954 | ElmLne
2026 | 2026_DzMN_GzMX_Dp00_Gp00 | A2- Bolivia 33 kV | All generators | 0.93 | cap | Mariquita - Victoria 2 115 | m:cosphi:bus1 | 0.67106 | ElmLne
2026 | 2026_DzMN_GzMX_Dp00_Gp00 | A2- Bolivia 33 kV | All generators | 0.94 | cap | Mariquita - Victoria 2 115 | m:cosphi:bus1 | 0.67253 | ElmLne
2026 | 2026_DzMN_GzMX_Dp00_Gp00 | A2- Bolivia 33 kV | All generators | 0.95 | cap | Mariquita - Victoria 2 115 | m:cosphi:bus1 | 0.67398 | ElmLne
2026 | 2026_DzMN_GzMX_Dp00_Gp00 | A2- Bolivia 33 kV | All generators | 0.96 | cap | Mariquita - Victoria 2 115 | m:cosphi:bus1 | 0.67543 | ElmLne
2026 | 2026_DzMN_GzMX_Dp00_Gp00 | A2- Bolivia 33 kV | All generators | 0.97 | cap | Mariquita - Victoria 2 115 | m:cosphi:bus1 | 0.67694 | ElmLne
2026 | 2026_DzMN_GzMX_Dp00_Gp00 | A2- Bolivia 33 kV | All generators | 0.98 | cap | Mariquita - Victoria 2 115 | m:cosphi:bus1 | 0.67855 | ElmLne
2026 | 2026_DzMN_GzMX_Dp00_Gp00 | A2- Bolivia 33 kV | All generators | 0.99 | cap | Mariquita - Victoria 2 115 | m:cosphi:bus1 | 0.68043 | ElmLne
2026 | 2026_DzMN_GzMX_Dp00_Gp00 | A2- Bolivia 33 kV | All generators | 1 | cap | Mariquita - Victoria 2 115 | m:cosphi:bus1 | 0.68429 | ElmLne
2026 | 2026_DzMN_GzMX_Dp00_Gp00 | A2- Bolivia 33 kV | All generators | 0.9 | cap | Mariquita - Victoria 2 115 | m:cosphi:bus2 | -0.70013 | ElmLne
2026 | 2026_DzMN_GzMX_Dp00_Gp00 | A2- Bolivia 33 kV | All generators | 0.91 | cap | Mariquita - Victoria 2 115 | m:cosphi:bus2 | -0.70199 | ElmLne
2026 | 2026_DzMN_GzMX_Dp00_Gp00 | A2- Bolivia 33 kV | All generators | 0.92 | cap | Mariquita - Victoria 2 115 | m:cosphi:bus2 | -0.70374 | ElmLne
2026 | 2026_DzMN_GzMX_Dp00_Gp00 | A2- Bolivia 33 kV | All generators | 0.93 | cap | Mariquita - Victoria 2 115 | m:cosphi:bus2 | -0.70542 | ElmLne
2026 | 2026_DzMN_GzMX_Dp00_Gp00 | A2- Bolivia 33 kV | All generators | 0.94 | cap | Mariquita - Victoria 2 115 | m:cosphi:bus2 | -0.70705 | ElmLne
2026 | 2026_DzMN_GzMX_Dp00_Gp00 | A2- Bolivia 33 kV | All generators | 0.95 | cap | Mariquita - Victoria 2 115 | m:cosphi:bus2 | -0.70867 | ElmLne
2026 | 2026_DzMN_GzMX_Dp00_Gp00 | A2- Bolivia 33 kV | All generators | 0.96 | cap | Mariquita - Victoria 2 115 | m:cosphi:bus2 | -0.7103 | ElmLne
2026 | 2026_DzMN_GzMX_Dp00_Gp00 | A2- Bolivia 33 kV | All generators | 0.97 | cap | Mariquita - Victoria 2 115 | m:cosphi:bus2 | -0.71198 | ElmLne
2026 | 2026_DzMN_GzMX_Dp00_Gp00 | A2- Bolivia 33 kV | All generators | 0.98 | cap | Mariquita - Victoria 2 115 | m:cosphi:bus2 | -0.7138 | ElmLne
2026 | 2026_DzMN_GzMX_Dp00_Gp00 | A2- Bolivia 33 kV | All generators | 0.99 | cap | Mariquita - Victoria 2 115 | m:cosphi:bus2 | -0.71593 | ElmLne
2026 | 2026_DzMN_GzMX_Dp00_Gp00 | A2- Bolivia 33 kV | All generators | 1 | cap | Mariquita - Victoria 2 115 | m:cosphi:bus2 | -0.72034 | ElmLne
2026 | 2026_DzMN_GzMX_Dp00_Gp00 | A2- Bolivia 33 kV | All generators | 0.9 | cap | Dorada 115/33/13.8 kV | m:P:bushv in MW | -8.5063 | ElmTr3
2026 | 2026_DzMN_GzMX_Dp00_Gp00 | A2- Bolivia 33 kV | All generators | 0.91 | cap | Dorada 115/33/13.8 kV | m:P:bushv in MW | -8.5165 | ElmTr3
2026 | 2026_DzMN_GzMX_Dp00_Gp00 | A2- Bolivia 33 kV | All generators | 0.92 | cap | Dorada 115/33/13.8 kV | m:P:bushv in MW | -8.5261 | ElmTr3
2026 | 2026_DzMN_GzMX_Dp00_Gp00 | A2- Bolivia 33 kV | All generators | 0.93 | cap | Dorada 115/33/13.8 kV | m:P:bushv in MW | -8.5353 | ElmTr3
2026 | 2026_DzMN_GzMX_Dp00_Gp00 | A2- Bolivia 33 kV | All generators | 0.94 | cap | Dorada 115/33/13.8 kV | m:P:bushv in MW | -8.5443 | ElmTr3
2026 | 2026_DzMN_GzMX_Dp00_Gp00 | A2- Bolivia 33 kV | All generators | 0.95 | cap | Dorada 115/33/13.8 kV | m:P:bushv in MW | -8.5532 | ElmTr3
2026 | 2026_DzMN_GzMX_Dp00_Gp00 | A2- Bolivia 33 kV | All generators | 0.96 | cap | Dorada 115/33/13.8 kV | m:P:bushv in MW | -8.5622 | ElmTr3
2026 | 2026_DzMN_GzMX_Dp00_Gp00 | A2- Bolivia 33 kV | All generators | 0.97 | cap | Dorada 115/33/13.8 kV | m:P:bushv in MW | -8.5714 | ElmTr3
2026 | 2026_DzMN_GzMX_Dp00_Gp00 | A2- Bolivia 33 kV | All generators | 0.98 | cap | Dorada 115/33/13.8 kV | m:P:bushv in MW | -8.5814 | ElmTr3
2026 | 2026_DzMN_GzMX_Dp00_Gp00 | A2- Bolivia 33 kV | All generators | 0.99 | cap | Dorada 115/33/13.8 kV | m:P:bushv in MW | -8.5932 | ElmTr3
2026 | 2026_DzMN_GzMX_Dp00_Gp00 | A2- Bolivia 33 kV | All generators | 1 | cap | Dorada 115/33/13.8 kV | m:P:bushv in MW | -8.6176 | ElmTr3
2026 | 2026_DzMN_GzMX_Dp00_Gp00 | A2- Bolivia 33 kV | All generators | 0.9 | cap | Dorada 115/33/13.8 kV | m:Q:bushv in Mvar | 3.4551 | ElmTr3
2026 | 2026_DzMN_GzMX_Dp00_Gp00 | A2- Bolivia 33 kV | All generators | 0.91 | cap | Dorada 115/33/13.8 kV | m:Q:bushv in Mvar | 3.4347 | ElmTr3
2026 | 2026_DzMN_GzMX_Dp00_Gp00 | A2- Bolivia 33 kV | All generators | 0.92 | cap | Dorada 115/33/13.8 kV | m:Q:bushv in Mvar | 3.4151 | ElmTr3
2026 | 2026_DzMN_GzMX_Dp00_Gp00 | A2- Bolivia 33 kV | All generators | 0.93 | cap | Dorada 115/33/13.8 kV | m:Q:bushv in Mvar | 3.3958 | ElmTr3
2026 | 2026_DzMN_GzMX_Dp00_Gp00 | A2- Bolivia 33 kV | All generators | 0.94 | cap | Dorada 115/33/13.8 kV | m:Q:bushv in Mvar | 3.3766 | ElmTr3
2026 | 2026_DzMN_GzMX_Dp00_Gp00 | A2- Bolivia 33 kV | All generators | 0.95 | cap | Dorada 115/33/13.8 kV | m:Q:bushv in Mvar | 3.3571 | ElmTr3
2026 | 2026_DzMN_GzMX_Dp00_Gp00 | A2- Bolivia 33 kV | All generators | 0.96 | cap | Dorada 115/33/13.8 kV | m:Q:bushv in Mvar | 3.3371 | ElmTr3
2026 | 2026_DzMN_GzMX_Dp00_Gp00 | A2- Bolivia 33 kV | All generators | 0.97 | cap | Dorada 115/33/13.8 kV | m:Q:bushv in Mvar | 3.3159 | ElmTr3
2026 | 2026_DzMN_GzMX_Dp00_Gp00 | A2- Bolivia 33 kV | All generators | 0.98 | cap | Dorada 115/33/13.8 kV | m:Q:bushv in Mvar | 3.2925 | ElmTr3
2026 | 2026_DzMN_GzMX_Dp00_Gp00 | A2- Bolivia 33 kV | All generators | 0.99 | cap | Dorada 115/33/13.8 kV | m:Q:bushv in Mvar | 3.2641 | ElmTr3
2026 | 2026_DzMN_GzMX_Dp00_Gp00 | A2- Bolivia 33 kV | All generators | 1 | cap | Dorada 115/33/13.8 kV | m:Q:bushv in Mvar | 3.2022 | ElmTr3
2026 | 2026_DzMN_GzMX_Dp00_Gp00 | A2- Bolivia 33 kV | All generators | 0.9 | cap | Dorada 115/33/13.8 kV | m:cosphi:bushv | -0.92649 | ElmTr3
2026 | 2026_DzMN_GzMX_Dp00_Gp00 | A2- Bolivia 33 kV | All generators | 0.91 | cap | Dorada 115/33/13.8 kV | m:cosphi:bushv | -0.92742 | ElmTr3
2026 | 2026_DzMN_GzMX_Dp00_Gp00 | A2- Bolivia 33 kV | All generators | 0.92 | cap | Dorada 115/33/13.8 kV | m:cosphi:bushv | -0.9283 | ElmTr3
2026 | 2026_DzMN_GzMX_Dp00_Gp00 | A2- Bolivia 33 kV | All generators | 0.93 | cap | Dorada 115/33/13.8 kV | m:cosphi:bushv | -0.92917 | ElmTr3
2026 | 2026_DzMN_GzMX_Dp00_Gp00 | A2- Bolivia 33 kV | All generators | 0.94 | cap | Dorada 115/33/13.8 kV | m:cosphi:bushv | -0.93001 | ElmTr3
2026 | 2026_DzMN_GzMX_Dp00_Gp00 | A2- Bolivia 33 kV | All generators | 0.95 | cap | Dorada 115/33/13.8 kV | m:cosphi:bushv | -0.93086 | ElmTr3
2026 | 2026_DzMN_GzMX_Dp00_Gp00 | A2- Bolivia 33 kV | All generators | 0.96 | cap | Dorada 115/33/13.8 kV | m:cosphi:bushv | -0.93173 | ElmTr3
2026 | 2026_DzMN_GzMX_Dp00_Gp00 | A2- Bolivia 33 kV | All generators | 0.97 | cap | Dorada 115/33/13.8 kV | m:cosphi:bushv | -0.93264 | ElmTr3
2026 | 2026_DzMN_GzMX_Dp00_Gp00 | A2- Bolivia 33 kV | All generators | 0.98 | cap | Dorada 115/33/13.8 kV | m:cosphi:bushv | -0.93364 | ElmTr3
2026 | 2026_DzMN_GzMX_Dp00_Gp00 | A2- Bolivia 33 kV | All generators | 0.99 | cap | Dorada 115/33/13.8 kV | m:cosphi:bushv | -0.93483 | ElmTr3
2026 | 2026_DzMN_GzMX_Dp00_Gp00 | A2- Bolivia 33 kV | All generators | 1 | cap | Dorada 115/33/13.8 kV | m:cosphi:bushv | -0.93737 | ElmTr3
2026 | 2026_DzMN_GzMX_Dp00_Gp00 | A2- Bolivia 33 kV | All generators | 0.9 | cap | Manzanares 115/33/13.8 kV | m:P:bushv in MW | -25.1259 | ElmTr3
2026 | 2026_DzMN_GzMX_Dp00_Gp00 | A2- Bolivia 33 kV | All generators | 0.91 | cap | Manzanares 115/33/13.8 kV | m:P:bushv in MW | -25.2237 | ElmTr3
2026 | 2026_DzMN_GzMX_Dp00_Gp00 | A2- Bolivia 33 kV | All generators | 0.92 | cap | Manzanares 115/33/13.8 kV | m:P:bushv in MW | -25.3102 | ElmTr3
2026 | 2026_DzMN_GzMX_Dp00_Gp00 | A2- Bolivia 33 kV | All generators | 0.93 | cap | Manzanares 115/33/13.8 kV | m:P:bushv in MW | -25.3876 | ElmTr3
2026 | 2026_DzMN_GzMX_Dp00_Gp00 | A2- Bolivia 33 kV | All generators | 0.94 | cap | Manzanares 115/33/13.8 kV | m:P:bushv in MW | -25.4573 | ElmTr3
2026 | 2026_DzMN_GzMX_Dp00_Gp00 | A2- Bolivia 33 kV | All generators | 0.95 | cap | Manzanares 115/33/13.8 kV | m:P:bushv in MW | -25.5206 | ElmTr3
2026 | 2026_DzMN_GzMX_Dp00_Gp00 | A2- Bolivia 33 kV | All generators | 0.96 | cap | Manzanares 115/33/13.8 kV | m:P:bushv in MW | -25.5785 | ElmTr3
2026 | 2026_DzMN_GzMX_Dp00_Gp00 | A2- Bolivia 33 kV | All generators | 0.97 | cap | Manzanares 115/33/13.8 kV | m:P:bushv in MW | -25.6318 | ElmTr3
2026 | 2026_DzMN_GzMX_Dp00_Gp00 | A2- Bolivia 33 kV | All generators | 0.98 | cap | Manzanares 115/33/13.8 kV | m:P:bushv in MW | -25.6815 | ElmTr3
2026 | 2026_DzMN_GzMX_Dp00_Gp00 | A2- Bolivia 33 kV | All generators | 0.99 | cap | Manzanares 115/33/13.8 kV | m:P:bushv in MW | -25.7289 | ElmTr3
2026 | 2026_DzMN_GzMX_Dp00_Gp00 | A2- Bolivia 33 kV | All generators | 1 | cap | Manzanares 115/33/13.8 kV | m:P:bushv in MW | -25.7852 | ElmTr3
2026 | 2026_DzMN_GzMX_Dp00_Gp00 | A2- Bolivia 33 kV | All generators | 0.9 | cap | Manzanares 115/33/13.8 kV | m:Q:bushv in Mvar | 15.5357 | ElmTr3
2026 | 2026_DzMN_GzMX_Dp00_Gp00 | A2- Bolivia 33 kV | All generators | 0.91 | cap | Manzanares 115/33/13.8 kV | m:Q:bushv in Mvar | 14.7631 | ElmTr3
2026 | 2026_DzMN_GzMX_Dp00_Gp00 | A2- Bolivia 33 kV | All generators | 0.92 | cap | Manzanares 115/33/13.8 kV | m:Q:bushv in Mvar | 14.0201 | ElmTr3
2026 | 2026_DzMN_GzMX_Dp00_Gp00 | A2- Bolivia 33 kV | All generators | 0.93 | cap | Manzanares 115/33/13.8 kV | m:Q:bushv in Mvar | 13.2953 | ElmTr3
2026 | 2026_DzMN_GzMX_Dp00_Gp00 | A2- Bolivia 33 kV | All generators | 0.94 | cap | Manzanares 115/33/13.8 kV | m:Q:bushv in Mvar | 12.5779 | ElmTr3
2026 | 2026_DzMN_GzMX_Dp00_Gp00 | A2- Bolivia 33 kV | All generators | 0.95 | cap | Manzanares 115/33/13.8 kV | m:Q:bushv in Mvar | 11.8564 | ElmTr3
2026 | 2026_DzMN_GzMX_Dp00_Gp00 | A2- Bolivia 33 kV | All generators | 0.96 | cap | Manzanares 115/33/13.8 kV | m:Q:bushv in Mvar | 11.1164 | ElmTr3
2026 | 2026_DzMN_GzMX_Dp00_Gp00 | A2- Bolivia 33 kV | All generators | 0.97 | cap | Manzanares 115/33/13.8 kV | m:Q:bushv in Mvar | 10.3367 | ElmTr3
2026 | 2026_DzMN_GzMX_Dp00_Gp00 | A2- Bolivia 33 kV | All generators | 0.98 | cap | Manzanares 115/33/13.8 kV | m:Q:bushv in Mvar | 9.4787 | ElmTr3
2026 | 2026_DzMN_GzMX_Dp00_Gp00 | A2- Bolivia 33 kV | All generators | 0.99 | cap | Manzanares 115/33/13.8 kV | m:Q:bushv in Mvar | 8.446 | ElmTr3
2026 | 2026_DzMN_GzMX_Dp00_Gp00 | A2- Bolivia 33 kV | All generators | 1 | cap | Manzanares 115/33/13.8 kV | m:Q:bushv in Mvar | 6.2236 | ElmTr3
2026 | 2026_DzMN_GzMX_Dp00_Gp00 | A2- Bolivia 33 kV | All generators | 0.9 | cap | Manzanares 115/33/13.8 kV | m:cosphi:bushv | -0.85055 | ElmTr3
2026 | 2026_DzMN_GzMX_Dp00_Gp00 | A2- Bolivia 33 kV | All generators | 0.91 | cap | Manzanares 115/33/13.8 kV | m:cosphi:bushv | -0.86304 | ElmTr3
2026 | 2026_DzMN_GzMX_Dp00_Gp00 | A2- Bolivia 33 kV | All generators | 0.92 | cap | Manzanares 115/33/13.8 kV | m:cosphi:bushv | -0.87476 | ElmTr3
2026 | 2026_DzMN_GzMX_Dp00_Gp00 | A2- Bolivia 33 kV | All generators | 0.93 | cap | Manzanares 115/33/13.8 kV | m:cosphi:bushv | -0.88587 | ElmTr3
2026 | 2026_DzMN_GzMX_Dp00_Gp00 | A2- Bolivia 33 kV | All generators | 0.94 | cap | Manzanares 115/33/13.8 kV | m:cosphi:bushv | -0.89654 | ElmTr3
2026 | 2026_DzMN_GzMX_Dp00_Gp00 | A2- Bolivia 33 kV | All generators | 0.95 | cap | Manzanares 115/33/13.8 kV | m:cosphi:bushv | -0.90691 | ElmTr3
2026 | 2026_DzMN_GzMX_Dp00_Gp00 | A2- Bolivia 33 kV | All generators | 0.96 | cap | Manzanares 115/33/13.8 kV | m:cosphi:bushv | -0.91713 | ElmTr3
2026 | 2026_DzMN_GzMX_Dp00_Gp00 | A2- Bolivia 33 kV | All generators | 0.97 | cap | Manzanares 115/33/13.8 kV | m:cosphi:bushv | -0.92743 | ElmTr3
2026 | 2026_DzMN_GzMX_Dp00_Gp00 | A2- Bolivia 33 kV | All generators | 0.98 | cap | Manzanares 115/33/13.8 kV | m:cosphi:bushv | -0.93814 | ElmTr3
2026 | 2026_DzMN_GzMX_Dp00_Gp00 | A2- Bolivia 33 kV | All generators | 0.99 | cap | Manzanares 115/33/13.8 kV | m:cosphi:bushv | -0.95012 | ElmTr3
2026 | 2026_DzMN_GzMX_Dp00_Gp00 | A2- Bolivia 33 kV | All generators | 1 | cap | Manzanares 115/33/13.8 kV | m:cosphi:bushv | -0.97209 | ElmTr3
2026 | 2026_DzMN_GzMX_Dp00_Gp00 | A2- Bolivia 33 kV | All generators | 0.9 | cap | Purnio 230/115 | m:P:bushv in MW | -7.5733 | ElmTr3
2026 | 2026_DzMN_GzMX_Dp00_Gp00 | A2- Bolivia 33 kV | All generators | 0.91 | cap | Purnio 230/115 | m:P:bushv in MW | -7.599 | ElmTr3
2026 | 2026_DzMN_GzMX_Dp00_Gp00 | A2- Bolivia 33 kV | All generators | 0.92 | cap | Purnio 230/115 | m:P:bushv in MW | -7.622 | ElmTr3
2026 | 2026_DzMN_GzMX_Dp00_Gp00 | A2- Bolivia 33 kV | All generators | 0.93 | cap | Purnio 230/115 | m:P:bushv in MW | -7.6429 | ElmTr3
2026 | 2026_DzMN_GzMX_Dp00_Gp00 | A2- Bolivia 33 kV | All generators | 0.94 | cap | Purnio 230/115 | m:P:bushv in MW | -7.662 | ElmTr3
2026 | 2026_DzMN_GzMX_Dp00_Gp00 | A2- Bolivia 33 kV | All generators | 0.95 | cap | Purnio 230/115 | m:P:bushv in MW | -7.6798 | ElmTr3
2026 | 2026_DzMN_GzMX_Dp00_Gp00 | A2- Bolivia 33 kV | All generators | 0.96 | cap | Purnio 230/115 | m:P:bushv in MW | -7.6964 | ElmTr3
2026 | 2026_DzMN_GzMX_Dp00_Gp00 | A2- Bolivia 33 kV | All generators | 0.97 | cap | Purnio 230/115 | m:P:bushv in MW | -7.7122 | ElmTr3
2026 | 2026_DzMN_GzMX_Dp00_Gp00 | A2- Bolivia 33 kV | All generators | 0.98 | cap | Purnio 230/115 | m:P:bushv in MW | -7.7276 | ElmTr3
2026 | 2026_DzMN_GzMX_Dp00_Gp00 | A2- Bolivia 33 kV | All generators | 0.99 | cap | Purnio 230/115 | m:P:bushv in MW | -7.7434 | ElmTr3
2026 | 2026_DzMN_GzMX_Dp00_Gp00 | A2- Bolivia 33 kV | All generators | 1 | cap | Purnio 230/115 | m:P:bushv in MW | -7.7672 | ElmTr3
2026 | 2026_DzMN_GzMX_Dp00_Gp00 | A2- Bolivia 33 kV | All generators | 0.9 | cap | Purnio 230/115 | m:Q:bushv in Mvar | -4.282 | ElmTr3
2026 | 2026_DzMN_GzMX_Dp00_Gp00 | A2- Bolivia 33 kV | All generators | 0.91 | cap | Purnio 230/115 | m:Q:bushv in Mvar | -4.4197 | ElmTr3
2026 | 2026_DzMN_GzMX_Dp00_Gp00 | A2- Bolivia 33 kV | All generators | 0.92 | cap | Purnio 230/115 | m:Q:bushv in Mvar | -4.5523 | ElmTr3
2026 | 2026_DzMN_GzMX_Dp00_Gp00 | A2- Bolivia 33 kV | All generators | 0.93 | cap | Purnio 230/115 | m:Q:bushv in Mvar | -4.6818 | ElmTr3
2026 | 2026_DzMN_GzMX_Dp00_Gp00 | A2- Bolivia 33 kV | All generators | 0.94 | cap | Purnio 230/115 | m:Q:bushv in Mvar | -4.8101 | ElmTr3
2026 | 2026_DzMN_GzMX_Dp00_Gp00 | A2- Bolivia 33 kV | All generators | 0.95 | cap | Purnio 230/115 | m:Q:bushv in Mvar | -4.9392 | ElmTr3
2026 | 2026_DzMN_GzMX_Dp00_Gp00 | A2- Bolivia 33 kV | All generators | 0.96 | cap | Purnio 230/115 | m:Q:bushv in Mvar | -5.0719 | ElmTr3
2026 | 2026_DzMN_GzMX_Dp00_Gp00 | A2- Bolivia 33 kV | All generators | 0.97 | cap | Purnio 230/115 | m:Q:bushv in Mvar | -5.2118 | ElmTr3
2026 | 2026_DzMN_GzMX_Dp00_Gp00 | A2- Bolivia 33 kV | All generators | 0.98 | cap | Purnio 230/115 | m:Q:bushv in Mvar | -5.3659 | ElmTr3
2026 | 2026_DzMN_GzMX_Dp00_Gp00 | A2- Bolivia 33 kV | All generators | 0.99 | cap | Purnio 230/115 | m:Q:bushv in Mvar | -5.5516 | ElmTr3
2026 | 2026_DzMN_GzMX_Dp00_Gp00 | A2- Bolivia 33 kV | All generators | 1 | cap | Purnio 230/115 | m:Q:bushv in Mvar | -5.9523 | ElmTr3
2026 | 2026_DzMN_GzMX_Dp00_Gp00 | A2- Bolivia 33 kV | All generators | 0.9 | cap | Purnio 230/115 | m:cosphi:bushv | -0.87049 | ElmTr3
2026 | 2026_DzMN_GzMX_Dp00_Gp00 | A2- Bolivia 33 kV | All generators | 0.91 | cap | Purnio 230/115 | m:cosphi:bushv | -0.86442 | ElmTr3
2026 | 2026_DzMN_GzMX_Dp00_Gp00 | A2- Bolivia 33 kV | All generators | 0.92 | cap | Purnio 230/115 | m:cosphi:bushv | -0.85853 | ElmTr3
2026 | 2026_DzMN_GzMX_Dp00_Gp00 | A2- Bolivia 33 kV | All generators | 0.93 | cap | Purnio 230/115 | m:cosphi:bushv | -0.85273 | ElmTr3
2026 | 2026_DzMN_GzMX_Dp00_Gp00 | A2- Bolivia 33 kV | All generators | 0.94 | cap | Purnio 230/115 | m:cosphi:bushv | -0.84694 | ElmTr3
2026 | 2026_DzMN_GzMX_Dp00_Gp00 | A2- Bolivia 33 kV | All generators | 0.95 | cap | Purnio 230/115 | m:cosphi:bushv | -0.84107 | ElmTr3
2026 | 2026_DzMN_GzMX_Dp00_Gp00 | A2- Bolivia 33 kV | All generators | 0.96 | cap | Purnio 230/115 | m:cosphi:bushv | -0.835 | ElmTr3
2026 | 2026_DzMN_GzMX_Dp00_Gp00 | A2- Bolivia 33 kV | All generators | 0.97 | cap | Purnio 230/115 | m:cosphi:bushv | -0.82855 | ElmTr3
2026 | 2026_DzMN_GzMX_Dp00_Gp00 | A2- Bolivia 33 kV | All generators | 0.98 | cap | Purnio 230/115 | m:cosphi:bushv | -0.8214 | ElmTr3
2026 | 2026_DzMN_GzMX_Dp00_Gp00 | A2- Bolivia 33 kV | All generators | 0.99 | cap | Purnio 230/115 | m:cosphi:bushv | -0.81271 | ElmTr3
2026 | 2026_DzMN_GzMX_Dp00_Gp00 | A2- Bolivia 33 kV | All generators | 1 | cap | Purnio 230/115 | m:cosphi:bushv | -0.79373 | ElmTr3
2026 | 2026_DzMN_GzMX_Dp00_Gp00 | A2- Bolivia 33 kV | All generators | 0.9 | cap | Victoria 115/33/13.8 kV | m:P:bushv in MW | -17.0689 | ElmTr3
2026 | 2026_DzMN_GzMX_Dp00_Gp00 | A2- Bolivia 33 kV | All generators | 0.91 | cap | Victoria 115/33/13.8 kV | m:P:bushv in MW | -17.1144 | ElmTr3
2026 | 2026_DzMN_GzMX_Dp00_Gp00 | A2- Bolivia 33 kV | All generators | 0.92 | cap | Victoria 115/33/13.8 kV | m:P:bushv in MW | -17.1567 | ElmTr3
2026 | 2026_DzMN_GzMX_Dp00_Gp00 | A2- Bolivia 33 kV | All generators | 0.93 | cap | Victoria 115/33/13.8 kV | m:P:bushv in MW | -17.1964 | ElmTr3
2026 | 2026_DzMN_GzMX_Dp00_Gp00 | A2- Bolivia 33 kV | All generators | 0.94 | cap | Victoria 115/33/13.8 kV | m:P:bushv in MW | -17.2343 | ElmTr3
2026 | 2026_DzMN_GzMX_Dp00_Gp00 | A2- Bolivia 33 kV | All generators | 0.95 | cap | Victoria 115/33/13.8 kV | m:P:bushv in MW | -17.2711 | ElmTr3
2026 | 2026_DzMN_GzMX_Dp00_Gp00 | A2- Bolivia 33 kV | All generators | 0.96 | cap | Victoria 115/33/13.8 kV | m:P:bushv in MW | -17.3073 | ElmTr3
2026 | 2026_DzMN_GzMX_Dp00_Gp00 | A2- Bolivia 33 kV | All generators | 0.97 | cap | Victoria 115/33/13.8 kV | m:P:bushv in MW | -17.3439 | ElmTr3
2026 | 2026_DzMN_GzMX_Dp00_Gp00 | A2- Bolivia 33 kV | All generators | 0.98 | cap | Victoria 115/33/13.8 kV | m:P:bushv in MW | -17.3823 | ElmTr3
2026 | 2026_DzMN_GzMX_Dp00_Gp00 | A2- Bolivia 33 kV | All generators | 0.99 | cap | Victoria 115/33/13.8 kV | m:P:bushv in MW | -17.426 | ElmTr3
2026 | 2026_DzMN_GzMX_Dp00_Gp00 | A2- Bolivia 33 kV | All generators | 1 | cap | Victoria 115/33/13.8 kV | m:P:bushv in MW | -17.5104 | ElmTr3
2026 | 2026_DzMN_GzMX_Dp00_Gp00 | A2- Bolivia 33 kV | All generators | 0.9 | cap | Victoria 115/33/13.8 kV | m:Q:bushv in Mvar | 10.8534 | ElmTr3
2026 | 2026_DzMN_GzMX_Dp00_Gp00 | A2- Bolivia 33 kV | All generators | 0.91 | cap | Victoria 115/33/13.8 kV | m:Q:bushv in Mvar | 10.7015 | ElmTr3
2026 | 2026_DzMN_GzMX_Dp00_Gp00 | A2- Bolivia 33 kV | All generators | 0.92 | cap | Victoria 115/33/13.8 kV | m:Q:bushv in Mvar | 10.5551 | ElmTr3
2026 | 2026_DzMN_GzMX_Dp00_Gp00 | A2- Bolivia 33 kV | All generators | 0.93 | cap | Victoria 115/33/13.8 kV | m:Q:bushv in Mvar | 10.412 | ElmTr3
2026 | 2026_DzMN_GzMX_Dp00_Gp00 | A2- Bolivia 33 kV | All generators | 0.94 | cap | Victoria 115/33/13.8 kV | m:Q:bushv in Mvar | 10.27 | ElmTr3
2026 | 2026_DzMN_GzMX_Dp00_Gp00 | A2- Bolivia 33 kV | All generators | 0.95 | cap | Victoria 115/33/13.8 kV | m:Q:bushv in Mvar | 10.127 | ElmTr3
2026 | 2026_DzMN_GzMX_Dp00_Gp00 | A2- Bolivia 33 kV | All generators | 0.96 | cap | Victoria 115/33/13.8 kV | m:Q:bushv in Mvar | 9.9801 | ElmTr3
2026 | 2026_DzMN_GzMX_Dp00_Gp00 | A2- Bolivia 33 kV | All generators | 0.97 | cap | Victoria 115/33/13.8 kV | m:Q:bushv in Mvar | 9.825 | ElmTr3
2026 | 2026_DzMN_GzMX_Dp00_Gp00 | A2- Bolivia 33 kV | All generators | 0.98 | cap | Victoria 115/33/13.8 kV | m:Q:bushv in Mvar | 9.6539 | ElmTr3
2026 | 2026_DzMN_GzMX_Dp00_Gp00 | A2- Bolivia 33 kV | All generators | 0.99 | cap | Victoria 115/33/13.8 kV | m:Q:bushv in Mvar | 9.4476 | ElmTr3
2026 | 2026_DzMN_GzMX_Dp00_Gp00 | A2- Bolivia 33 kV | All generators | 1 | cap | Victoria 115/33/13.8 kV | m:Q:bushv in Mvar | 9.0017 | ElmTr3
2026 | 2026_DzMN_GzMX_Dp00_Gp00 | A2- Bolivia 33 kV | All generators | 0.9 | cap | Victoria 115/33/13.8 kV | m:cosphi:bushv | -0.84385 | ElmTr3
2026 | 2026_DzMN_GzMX_Dp00_Gp00 | A2- Bolivia 33 kV | All generators | 0.91 | cap | Victoria 115/33/13.8 kV | m:cosphi:bushv | -0.84789 | ElmTr3
2026 | 2026_DzMN_GzMX_Dp00_Gp00 | A2- Bolivia 33 kV | All generators | 0.92 | cap | Victoria 115/33/13.8 kV | m:cosphi:bushv | -0.85172 | ElmTr3
2026 | 2026_DzMN_GzMX_Dp00_Gp00 | A2- Bolivia 33 kV | All generators | 0.93 | cap | Victoria 115/33/13.8 kV | m:cosphi:bushv | -0.85542 | ElmTr3
2026 | 2026_DzMN_GzMX_Dp00_Gp00 | A2- Bolivia 33 kV | All generators | 0.94 | cap | Victoria 115/33/13.8 kV | m:cosphi:bushv | -0.85904 | ElmTr3
2026 | 2026_DzMN_GzMX_Dp00_Gp00 | A2- Bolivia 33 kV | All generators | 0.95 | cap | Victoria 115/33/13.8 kV | m:cosphi:bushv | -0.86264 | ElmTr3
2026 | 2026_DzMN_GzMX_Dp00_Gp00 | A2- Bolivia 33 kV | All generators | 0.96 | cap | Victoria 115/33/13.8 kV | m:cosphi:bushv | -0.86629 | ElmTr3
2026 | 2026_DzMN_GzMX_Dp00_Gp00 | A2- Bolivia 33 kV | All generators | 0.97 | cap | Victoria 115/33/13.8 kV | m:cosphi:bushv | -0.87009 | ElmTr3
2026 | 2026_DzMN_GzMX_Dp00_Gp00 | A2- Bolivia 33 kV | All generators | 0.98 | cap | Victoria 115/33/13.8 kV | m:cosphi:bushv | -0.87422 | ElmTr3
2026 | 2026_DzMN_GzMX_Dp00_Gp00 | A2- Bolivia 33 kV | All generators | 0.99 | cap | Victoria 115/33/13.8 kV | m:cosphi:bushv | -0.87911 | ElmTr3
2026 | 2026_DzMN_GzMX_Dp00_Gp00 | A2- Bolivia 33 kV | All generators | 1 | cap | Victoria 115/33/13.8 kV | m:cosphi:bushv | -0.88936 | ElmTr3
2026 | 2026_DzMN_GzMX_Dp00_Gp00 | A2- Bolivia 33 kV | All generators | 0.9 | ind | Dorada - Magdalena 115 kV | m:P:bus1 in MW | 49.4593 | ElmLne
2026 | 2026_DzMN_GzMX_Dp00_Gp00 | A2- Bolivia 33 kV | All generators | 0.91 | ind | Dorada - Magdalena 115 kV | m:P:bus1 in MW | 49.4545 | ElmLne
2026 | 2026_DzMN_GzMX_Dp00_Gp00 | A2- Bolivia 33 kV | All generators | 0.92 | ind | Dorada - Magdalena 115 kV | m:P:bus1 in MW | 49.4495 | ElmLne
2026 | 2026_DzMN_GzMX_Dp00_Gp00 | A2- Bolivia 33 kV | All generators | 0.93 | ind | Dorada - Magdalena 115 kV | m:P:bus1 in MW | 49.4442 | ElmLne
2026 | 2026_DzMN_GzMX_Dp00_Gp00 | A2- Bolivia 33 kV | All generators | 0.94 | ind | Dorada - Magdalena 115 kV | m:P:bus1 in MW | 49.4384 | ElmLne
2026 | 2026_DzMN_GzMX_Dp00_Gp00 | A2- Bolivia 33 kV | All generators | 0.95 | ind | Dorada - Magdalena 115 kV | m:P:bus1 in MW | 49.4321 | ElmLne
2026 | 2026_DzMN_GzMX_Dp00_Gp00 | A2- Bolivia 33 kV | All generators | 0.96 | ind | Dorada - Magdalena 115 kV | m:P:bus1 in MW | 49.425 | ElmLne
2026 | 2026_DzMN_GzMX_Dp00_Gp00 | A2- Bolivia 33 kV | All generators | 0.97 | ind | Dorada - Magdalena 115 kV | m:P:bus1 in MW | 49.4169 | ElmLne
2026 | 2026_DzMN_GzMX_Dp00_Gp00 | A2- Bolivia 33 kV | All generators | 0.98 | ind | Dorada - Magdalena 115 kV | m:P:bus1 in MW | 49.4071 | ElmLne
2026 | 2026_DzMN_GzMX_Dp00_Gp00 | A2- Bolivia 33 kV | All generators | 0.99 | ind | Dorada - Magdalena 115 kV | m:P:bus1 in MW | 49.3939 | ElmLne
2026 | 2026_DzMN_GzMX_Dp00_Gp00 | A2- Bolivia 33 kV | All generators | 1 | ind | Dorada - Magdalena 115 kV | m:P:bus1 in MW | 49.3593 | ElmLne
2026 | 2026_DzMN_GzMX_Dp00_Gp00 | A2- Bolivia 33 kV | All generators | 0.9 | ind | Dorada - Magdalena 115 kV | m:P:bus2 in MW | -49.3327 | ElmLne
2026 | 2026_DzMN_GzMX_Dp00_Gp00 | A2- Bolivia 33 kV | All generators | 0.91 | ind | Dorada - Magdalena 115 kV | m:P:bus2 in MW | -49.3279 | ElmLne
2026 | 2026_DzMN_GzMX_Dp00_Gp00 | A2- Bolivia 33 kV | All generators | 0.92 | ind | Dorada - Magdalena 115 kV | m:P:bus2 in MW | -49.3229 | ElmLne
2026 | 2026_DzMN_GzMX_Dp00_Gp00 | A2- Bolivia 33 kV | All generators | 0.93 | ind | Dorada - Magdalena 115 kV | m:P:bus2 in MW | -49.3175 | ElmLne
2026 | 2026_DzMN_GzMX_Dp00_Gp00 | A2- Bolivia 33 kV | All generators | 0.94 | ind | Dorada - Magdalena 115 kV | m:P:bus2 in MW | -49.3118 | ElmLne
2026 | 2026_DzMN_GzMX_Dp00_Gp00 | A2- Bolivia 33 kV | All generators | 0.95 | ind | Dorada - Magdalena 115 kV | m:P:bus2 in MW | -49.3054 | ElmLne
2026 | 2026_DzMN_GzMX_Dp00_Gp00 | A2- Bolivia 33 kV | All generators | 0.96 | ind | Dorada - Magdalena 115 kV | m:P:bus2 in MW | -49.2984 | ElmLne
2026 | 2026_DzMN_GzMX_Dp00_Gp00 | A2- Bolivia 33 kV | All generators | 0.97 | ind | Dorada - Magdalena 115 kV | m:P:bus2 in MW | -49.2903 | ElmLne
2026 | 2026_DzMN_GzMX_Dp00_Gp00 | A2- Bolivia 33 kV | All generators | 0.98 | ind | Dorada - Magdalena 115 kV | m:P:bus2 in MW | -49.2805 | ElmLne
2026 | 2026_DzMN_GzMX_Dp00_Gp00 | A2- Bolivia 33 kV | All generators | 0.99 | ind | Dorada - Magdalena 115 kV | m:P:bus2 in MW | -49.2673 | ElmLne
2026 | 2026_DzMN_GzMX_Dp00_Gp00 | A2- Bolivia 33 kV | All generators | 1 | ind | Dorada - Magdalena 115 kV | m:P:bus2 in MW | -49.2327 | ElmLne
2026 | 2026_DzMN_GzMX_Dp00_Gp00 | A2- Bolivia 33 kV | All generators | 0.9 | ind | Dorada - Magdalena 115 kV | m:Q:bus1 in Mvar | -0.87926 | ElmLne
2026 | 2026_DzMN_GzMX_Dp00_Gp00 | A2- Bolivia 33 kV | All generators | 0.91 | ind | Dorada - Magdalena 115 kV | m:Q:bus1 in Mvar | -0.89586 | ElmLne
2026 | 2026_DzMN_GzMX_Dp00_Gp00 | A2- Bolivia 33 kV | All generators | 0.92 | ind | Dorada - Magdalena 115 kV | m:Q:bus1 in Mvar | -0.9132 | ElmLne
2026 | 2026_DzMN_GzMX_Dp00_Gp00 | A2- Bolivia 33 kV | All generators | 0.93 | ind | Dorada - Magdalena 115 kV | m:Q:bus1 in Mvar | -0.93146 | ElmLne
2026 | 2026_DzMN_GzMX_Dp00_Gp00 | A2- Bolivia 33 kV | All generators | 0.94 | ind | Dorada - Magdalena 115 kV | m:Q:bus1 in Mvar | -0.95087 | ElmLne
2026 | 2026_DzMN_GzMX_Dp00_Gp00 | A2- Bolivia 33 kV | All generators | 0.95 | ind | Dorada - Magdalena 115 kV | m:Q:bus1 in Mvar | -0.9718 | ElmLne
2026 | 2026_DzMN_GzMX_Dp00_Gp00 | A2- Bolivia 33 kV | All generators | 0.96 | ind | Dorada - Magdalena 115 kV | m:Q:bus1 in Mvar | -0.99479 | ElmLne
2026 | 2026_DzMN_GzMX_Dp00_Gp00 | A2- Bolivia 33 kV | All generators | 0.97 | ind | Dorada - Magdalena 115 kV | m:Q:bus1 in Mvar | -1.0208 | ElmLne
2026 | 2026_DzMN_GzMX_Dp00_Gp00 | A2- Bolivia 33 kV | All generators | 0.98 | ind | Dorada - Magdalena 115 kV | m:Q:bus1 in Mvar | -1.0516 | ElmLne
2026 | 2026_DzMN_GzMX_Dp00_Gp00 | A2- Bolivia 33 kV | All generators | 0.99 | ind | Dorada - Magdalena 115 kV | m:Q:bus1 in Mvar | -1.092 | ElmLne
2026 | 2026_DzMN_GzMX_Dp00_Gp00 | A2- Bolivia 33 kV | All generators | 1 | ind | Dorada - Magdalena 115 kV | m:Q:bus1 in Mvar | -1.1931 | ElmLne
2026 | 2026_DzMN_GzMX_Dp00_Gp00 | A2- Bolivia 33 kV | All generators | 0.9 | ind | Dorada - Magdalena 115 kV | m:Q:bus2 in Mvar | 1.1413 | ElmLne
2026 | 2026_DzMN_GzMX_Dp00_Gp00 | A2- Bolivia 33 kV | All generators | 0.91 | ind | Dorada - Magdalena 115 kV | m:Q:bus2 in Mvar | 1.158 | ElmLne
2026 | 2026_DzMN_GzMX_Dp00_Gp00 | A2- Bolivia 33 kV | All generators | 0.92 | ind | Dorada - Magdalena 115 kV | m:Q:bus2 in Mvar | 1.1754 | ElmLne
2026 | 2026_DzMN_GzMX_Dp00_Gp00 | A2- Bolivia 33 kV | All generators | 0.93 | ind | Dorada - Magdalena 115 kV | m:Q:bus2 in Mvar | 1.1937 | ElmLne
2026 | 2026_DzMN_GzMX_Dp00_Gp00 | A2- Bolivia 33 kV | All generators | 0.94 | ind | Dorada - Magdalena 115 kV | m:Q:bus2 in Mvar | 1.2132 | ElmLne
2026 | 2026_DzMN_GzMX_Dp00_Gp00 | A2- Bolivia 33 kV | All generators | 0.95 | ind | Dorada - Magdalena 115 kV | m:Q:bus2 in Mvar | 1.2342 | ElmLne
2026 | 2026_DzMN_GzMX_Dp00_Gp00 | A2- Bolivia 33 kV | All generators | 0.96 | ind | Dorada - Magdalena 115 kV | m:Q:bus2 in Mvar | 1.2573 | ElmLne
2026 | 2026_DzMN_GzMX_Dp00_Gp00 | A2- Bolivia 33 kV | All generators | 0.97 | ind | Dorada - Magdalena 115 kV | m:Q:bus2 in Mvar | 1.2833 | ElmLne
2026 | 2026_DzMN_GzMX_Dp00_Gp00 | A2- Bolivia 33 kV | All generators | 0.98 | ind | Dorada - Magdalena 115 kV | m:Q:bus2 in Mvar | 1.3143 | ElmLne
2026 | 2026_DzMN_GzMX_Dp00_Gp00 | A2- Bolivia 33 kV | All generators | 0.99 | ind | Dorada - Magdalena 115 kV | m:Q:bus2 in Mvar | 1.3548 | ElmLne
2026 | 2026_DzMN_GzMX_Dp00_Gp00 | A2- Bolivia 33 kV | All generators | 1 | ind | Dorada - Magdalena 115 kV | m:Q:bus2 in Mvar | 1.4562 | ElmLne
2026 | 2026_DzMN_GzMX_Dp00_Gp00 | A2- Bolivia 33 kV | All generators | 0.9 | ind | Dorada - Magdalena 115 kV | m:cosphi:bus1 | 0.99984 | ElmLne
2026 | 2026_DzMN_GzMX_Dp00_Gp00 | A2- Bolivia 33 kV | All generators | 0.91 | ind | Dorada - Magdalena 115 kV | m:cosphi:bus1 | 0.99984 | ElmLne
2026 | 2026_DzMN_GzMX_Dp00_Gp00 | A2- Bolivia 33 kV | All generators | 0.92 | ind | Dorada - Magdalena 115 kV | m:cosphi:bus1 | 0.99983 | ElmLne
2026 | 2026_DzMN_GzMX_Dp00_Gp00 | A2- Bolivia 33 kV | All generators | 0.93 | ind | Dorada - Magdalena 115 kV | m:cosphi:bus1 | 0.99982 | ElmLne
2026 | 2026_DzMN_GzMX_Dp00_Gp00 | A2- Bolivia 33 kV | All generators | 0.94 | ind | Dorada - Magdalena 115 kV | m:cosphi:bus1 | 0.99982 | ElmLne
2026 | 2026_DzMN_GzMX_Dp00_Gp00 | A2- Bolivia 33 kV | All generators | 0.95 | ind | Dorada - Magdalena 115 kV | m:cosphi:bus1 | 0.99981 | ElmLne
2026 | 2026_DzMN_GzMX_Dp00_Gp00 | A2- Bolivia 33 kV | All generators | 0.96 | ind | Dorada - Magdalena 115 kV | m:cosphi:bus1 | 0.9998 | ElmLne
2026 | 2026_DzMN_GzMX_Dp00_Gp00 | A2- Bolivia 33 kV | All generators | 0.97 | ind | Dorada - Magdalena 115 kV | m:cosphi:bus1 | 0.99979 | ElmLne
2026 | 2026_DzMN_GzMX_Dp00_Gp00 | A2- Bolivia 33 kV | All generators | 0.98 | ind | Dorada - Magdalena 115 kV | m:cosphi:bus1 | 0.99977 | ElmLne
2026 | 2026_DzMN_GzMX_Dp00_Gp00 | A2- Bolivia 33 kV | All generators | 0.99 | ind | Dorada - Magdalena 115 kV | m:cosphi:bus1 | 0.99976 | ElmLne
2026 | 2026_DzMN_GzMX_Dp00_Gp00 | A2- Bolivia 33 kV | All generators | 1 | ind | Dorada - Magdalena 115 kV | m:cosphi:bus1 | 0.99971 | ElmLne
2026 | 2026_DzMN_GzMX_Dp00_Gp00 | A2- Bolivia 33 kV | All generators | 0.9 | ind | Dorada - Magdalena 115 kV | m:cosphi:bus2 | -0.99973 | ElmLne
2026 | 2026_DzMN_GzMX_Dp00_Gp00 | A2- Bolivia 33 kV | All generators | 0.91 | ind | Dorada - Magdalena 115 kV | m:cosphi:bus2 | -0.99972 | ElmLne
2026 | 2026_DzMN_GzMX_Dp00_Gp00 | A2- Bolivia 33 kV | All generators | 0.92 | ind | Dorada - Magdalena 115 kV | m:cosphi:bus2 | -0.99972 | ElmLne
2026 | 2026_DzMN_GzMX_Dp00_Gp00 | A2- Bolivia 33 kV | All generators | 0.93 | ind | Dorada - Magdalena 115 kV | m:cosphi:bus2 | -0.99971 | ElmLne
2026 | 2026_DzMN_GzMX_Dp00_Gp00 | A2- Bolivia 33 kV | All generators | 0.94 | ind | Dorada - Magdalena 115 kV | m:cosphi:bus2 | -0.9997 | ElmLne
2026 | 2026_DzMN_GzMX_Dp00_Gp00 | A2- Bolivia 33 kV | All generators | 0.95 | ind | Dorada - Magdalena 115 kV | m:cosphi:bus2 | -0.99969 | ElmLne
2026 | 2026_DzMN_GzMX_Dp00_Gp00 | A2- Bolivia 33 kV | All generators | 0.96 | ind | Dorada - Magdalena 115 kV | m:cosphi:bus2 | -0.99967 | ElmLne
2026 | 2026_DzMN_GzMX_Dp00_Gp00 | A2- Bolivia 33 kV | All generators | 0.97 | ind | Dorada - Magdalena 115 kV | m:cosphi:bus2 | -0.99966 | ElmLne
2026 | 2026_DzMN_GzMX_Dp00_Gp00 | A2- Bolivia 33 kV | All generators | 0.98 | ind | Dorada - Magdalena 115 kV | m:cosphi:bus2 | -0.99965 | ElmLne
2026 | 2026_DzMN_GzMX_Dp00_Gp00 | A2- Bolivia 33 kV | All generators | 0.99 | ind | Dorada - Magdalena 115 kV | m:cosphi:bus2 | -0.99962 | ElmLne
2026 | 2026_DzMN_GzMX_Dp00_Gp00 | A2- Bolivia 33 kV | All generators | 1 | ind | Dorada - Magdalena 115 kV | m:cosphi:bus2 | -0.99956 | ElmLne
2026 | 2026_DzMN_GzMX_Dp00_Gp00 | A2- Bolivia 33 kV | All generators | 0.9 | ind | Mariquita - Victoria 2 115 | m:P:bus1 in MW | 5.8331 | ElmLne
2026 | 2026_DzMN_GzMX_Dp00_Gp00 | A2- Bolivia 33 kV | All generators | 0.91 | ind | Mariquita - Victoria 2 115 | m:P:bus1 in MW | 5.8396 | ElmLne
2026 | 2026_DzMN_GzMX_Dp00_Gp00 | A2- Bolivia 33 kV | All generators | 0.92 | ind | Mariquita - Victoria 2 115 | m:P:bus1 in MW | 5.8462 | ElmLne
2026 | 2026_DzMN_GzMX_Dp00_Gp00 | A2- Bolivia 33 kV | All generators | 0.93 | ind | Mariquita - Victoria 2 115 | m:P:bus1 in MW | 5.8531 | ElmLne
2026 | 2026_DzMN_GzMX_Dp00_Gp00 | A2- Bolivia 33 kV | All generators | 0.94 | ind | Mariquita - Victoria 2 115 | m:P:bus1 in MW | 5.8602 | ElmLne
2026 | 2026_DzMN_GzMX_Dp00_Gp00 | A2- Bolivia 33 kV | All generators | 0.95 | ind | Mariquita - Victoria 2 115 | m:P:bus1 in MW | 5.8678 | ElmLne
2026 | 2026_DzMN_GzMX_Dp00_Gp00 | A2- Bolivia 33 kV | All generators | 0.96 | ind | Mariquita - Victoria 2 115 | m:P:bus1 in MW | 5.8759 | ElmLne
2026 | 2026_DzMN_GzMX_Dp00_Gp00 | A2- Bolivia 33 kV | All generators | 0.97 | ind | Mariquita - Victoria 2 115 | m:P:bus1 in MW | 5.8849 | ElmLne
2026 | 2026_DzMN_GzMX_Dp00_Gp00 | A2- Bolivia 33 kV | All generators | 0.98 | ind | Mariquita - Victoria 2 115 | m:P:bus1 in MW | 5.8952 | ElmLne
2026 | 2026_DzMN_GzMX_Dp00_Gp00 | A2- Bolivia 33 kV | All generators | 0.99 | ind | Mariquita - Victoria 2 115 | m:P:bus1 in MW | 5.9081 | ElmLne
2026 | 2026_DzMN_GzMX_Dp00_Gp00 | A2- Bolivia 33 kV | All generators | 1 | ind | Mariquita - Victoria 2 115 | m:P:bus1 in MW | 5.9379 | ElmLne
2026 | 2026_DzMN_GzMX_Dp00_Gp00 | A2- Bolivia 33 kV | All generators | 0.9 | ind | Mariquita - Victoria 2 115 | m:P:bus2 in MW | -5.8192 | ElmLne
2026 | 2026_DzMN_GzMX_Dp00_Gp00 | A2- Bolivia 33 kV | All generators | 0.91 | ind | Mariquita - Victoria 2 115 | m:P:bus2 in MW | -5.8256 | ElmLne
2026 | 2026_DzMN_GzMX_Dp00_Gp00 | A2- Bolivia 33 kV | All generators | 0.92 | ind | Mariquita - Victoria 2 115 | m:P:bus2 in MW | -5.8322 | ElmLne
2026 | 2026_DzMN_GzMX_Dp00_Gp00 | A2- Bolivia 33 kV | All generators | 0.93 | ind | Mariquita - Victoria 2 115 | m:P:bus2 in MW | -5.839 | ElmLne
2026 | 2026_DzMN_GzMX_Dp00_Gp00 | A2- Bolivia 33 kV | All generators | 0.94 | ind | Mariquita - Victoria 2 115 | m:P:bus2 in MW | -5.8461 | ElmLne
2026 | 2026_DzMN_GzMX_Dp00_Gp00 | A2- Bolivia 33 kV | All generators | 0.95 | ind | Mariquita - Victoria 2 115 | m:P:bus2 in MW | -5.8536 | ElmLne
2026 | 2026_DzMN_GzMX_Dp00_Gp00 | A2- Bolivia 33 kV | All generators | 0.96 | ind | Mariquita - Victoria 2 115 | m:P:bus2 in MW | -5.8616 | ElmLne
2026 | 2026_DzMN_GzMX_Dp00_Gp00 | A2- Bolivia 33 kV | All generators | 0.97 | ind | Mariquita - Victoria 2 115 | m:P:bus2 in MW | -5.8705 | ElmLne
2026 | 2026_DzMN_GzMX_Dp00_Gp00 | A2- Bolivia 33 kV | All generators | 0.98 | ind | Mariquita - Victoria 2 115 | m:P:bus2 in MW | -5.8807 | ElmLne
2026 | 2026_DzMN_GzMX_Dp00_Gp00 | A2- Bolivia 33 kV | All generators | 0.99 | ind | Mariquita - Victoria 2 115 | m:P:bus2 in MW | -5.8935 | ElmLne
2026 | 2026_DzMN_GzMX_Dp00_Gp00 | A2- Bolivia 33 kV | All generators | 1 | ind | Mariquita - Victoria 2 115 | m:P:bus2 in MW | -5.923 | ElmLne
2026 | 2026_DzMN_GzMX_Dp00_Gp00 | A2- Bolivia 33 kV | All generators | 0.9 | ind | Mariquita - Victoria 2 115 | m:Q:bus1 in Mvar | -6.0569 | ElmLne
2026 | 2026_DzMN_GzMX_Dp00_Gp00 | A2- Bolivia 33 kV | All generators | 0.91 | ind | Mariquita - Victoria 2 115 | m:Q:bus1 in Mvar | -6.0711 | ElmLne
2026 | 2026_DzMN_GzMX_Dp00_Gp00 | A2- Bolivia 33 kV | All generators | 0.92 | ind | Mariquita - Victoria 2 115 | m:Q:bus1 in Mvar | -6.0859 | ElmLne
2026 | 2026_DzMN_GzMX_Dp00_Gp00 | A2- Bolivia 33 kV | All generators | 0.93 | ind | Mariquita - Victoria 2 115 | m:Q:bus1 in Mvar | -6.1016 | ElmLne
2026 | 2026_DzMN_GzMX_Dp00_Gp00 | A2- Bolivia 33 kV | All generators | 0.94 | ind | Mariquita - Victoria 2 115 | m:Q:bus1 in Mvar | -6.1182 | ElmLne
2026 | 2026_DzMN_GzMX_Dp00_Gp00 | A2- Bolivia 33 kV | All generators | 0.95 | ind | Mariquita - Victoria 2 115 | m:Q:bus1 in Mvar | -6.1362 | ElmLne
2026 | 2026_DzMN_GzMX_Dp00_Gp00 | A2- Bolivia 33 kV | All generators | 0.96 | ind | Mariquita - Victoria 2 115 | m:Q:bus1 in Mvar | -6.1559 | ElmLne
2026 | 2026_DzMN_GzMX_Dp00_Gp00 | A2- Bolivia 33 kV | All generators | 0.97 | ind | Mariquita - Victoria 2 115 | m:Q:bus1 in Mvar | -6.1783 | ElmLne
2026 | 2026_DzMN_GzMX_Dp00_Gp00 | A2- Bolivia 33 kV | All generators | 0.98 | ind | Mariquita - Victoria 2 115 | m:Q:bus1 in Mvar | -6.2049 | ElmLne
2026 | 2026_DzMN_GzMX_Dp00_Gp00 | A2- Bolivia 33 kV | All generators | 0.99 | ind | Mariquita - Victoria 2 115 | m:Q:bus1 in Mvar | -6.2398 | ElmLne
2026 | 2026_DzMN_GzMX_Dp00_Gp00 | A2- Bolivia 33 kV | All generators | 1 | ind | Mariquita - Victoria 2 115 | m:Q:bus1 in Mvar | -6.3276 | ElmLne
2026 | 2026_DzMN_GzMX_Dp00_Gp00 | A2- Bolivia 33 kV | All generators | 0.9 | ind | Mariquita - Victoria 2 115 | m:Q:bus2 in Mvar | 5.4266 | ElmLne
2026 | 2026_DzMN_GzMX_Dp00_Gp00 | A2- Bolivia 33 kV | All generators | 0.91 | ind | Mariquita - Victoria 2 115 | m:Q:bus2 in Mvar | 5.4411 | ElmLne
2026 | 2026_DzMN_GzMX_Dp00_Gp00 | A2- Bolivia 33 kV | All generators | 0.92 | ind | Mariquita - Victoria 2 115 | m:Q:bus2 in Mvar | 5.4563 | ElmLne
2026 | 2026_DzMN_GzMX_Dp00_Gp00 | A2- Bolivia 33 kV | All generators | 0.93 | ind | Mariquita - Victoria 2 115 | m:Q:bus2 in Mvar | 5.4722 | ElmLne
2026 | 2026_DzMN_GzMX_Dp00_Gp00 | A2- Bolivia 33 kV | All generators | 0.94 | ind | Mariquita - Victoria 2 115 | m:Q:bus2 in Mvar | 5.4892 | ElmLne
2026 | 2026_DzMN_GzMX_Dp00_Gp00 | A2- Bolivia 33 kV | All generators | 0.95 | ind | Mariquita - Victoria 2 115 | m:Q:bus2 in Mvar | 5.5076 | ElmLne
2026 | 2026_DzMN_GzMX_Dp00_Gp00 | A2- Bolivia 33 kV | All generators | 0.96 | ind | Mariquita - Victoria 2 115 | m:Q:bus2 in Mvar | 5.5278 | ElmLne
2026 | 2026_DzMN_GzMX_Dp00_Gp00 | A2- Bolivia 33 kV | All generators | 0.97 | ind | Mariquita - Victoria 2 115 | m:Q:bus2 in Mvar | 5.5507 | ElmLne
2026 | 2026_DzMN_GzMX_Dp00_Gp00 | A2- Bolivia 33 kV | All generators | 0.98 | ind | Mariquita - Victoria 2 115 | m:Q:bus2 in Mvar | 5.5778 | ElmLne
2026 | 2026_DzMN_GzMX_Dp00_Gp00 | A2- Bolivia 33 kV | All generators | 0.99 | ind | Mariquita - Victoria 2 115 | m:Q:bus2 in Mvar | 5.6135 | ElmLne
2026 | 2026_DzMN_GzMX_Dp00_Gp00 | A2- Bolivia 33 kV | All generators | 1 | ind | Mariquita - Victoria 2 115 | m:Q:bus2 in Mvar | 5.7033 | ElmLne
2026 | 2026_DzMN_GzMX_Dp00_Gp00 | A2- Bolivia 33 kV | All generators | 0.9 | ind | Mariquita - Victoria 2 115 | m:cosphi:bus1 | 0.69367 | ElmLne
2026 | 2026_DzMN_GzMX_Dp00_Gp00 | A2- Bolivia 33 kV | All generators | 0.91 | ind | Mariquita - Victoria 2 115 | m:cosphi:bus1 | 0.69323 | ElmLne
2026 | 2026_DzMN_GzMX_Dp00_Gp00 | A2- Bolivia 33 kV | All generators | 0.92 | ind | Mariquita - Victoria 2 115 | m:cosphi:bus1 | 0.69276 | ElmLne
2026 | 2026_DzMN_GzMX_Dp00_Gp00 | A2- Bolivia 33 kV | All generators | 0.93 | ind | Mariquita - Victoria 2 115 | m:cosphi:bus1 | 0.69226 | ElmLne
2026 | 2026_DzMN_GzMX_Dp00_Gp00 | A2- Bolivia 33 kV | All generators | 0.94 | ind | Mariquita - Victoria 2 115 | m:cosphi:bus1 | 0.69172 | ElmLne
2026 | 2026_DzMN_GzMX_Dp00_Gp00 | A2- Bolivia 33 kV | All generators | 0.95 | ind | Mariquita - Victoria 2 115 | m:cosphi:bus1 | 0.69113 | ElmLne
2026 | 2026_DzMN_GzMX_Dp00_Gp00 | A2- Bolivia 33 kV | All generators | 0.96 | ind | Mariquita - Victoria 2 115 | m:cosphi:bus1 | 0.69046 | ElmLne
2026 | 2026_DzMN_GzMX_Dp00_Gp00 | A2- Bolivia 33 kV | All generators | 0.97 | ind | Mariquita - Victoria 2 115 | m:cosphi:bus1 | 0.68971 | ElmLne
2026 | 2026_DzMN_GzMX_Dp00_Gp00 | A2- Bolivia 33 kV | All generators | 0.98 | ind | Mariquita - Victoria 2 115 | m:cosphi:bus1 | 0.68878 | ElmLne
2026 | 2026_DzMN_GzMX_Dp00_Gp00 | A2- Bolivia 33 kV | All generators | 0.99 | ind | Mariquita - Victoria 2 115 | m:cosphi:bus1 | 0.68755 | ElmLne
2026 | 2026_DzMN_GzMX_Dp00_Gp00 | A2- Bolivia 33 kV | All generators | 1 | ind | Mariquita - Victoria 2 115 | m:cosphi:bus1 | 0.68429 | ElmLne
2026 | 2026_DzMN_GzMX_Dp00_Gp00 | A2- Bolivia 33 kV | All generators | 0.9 | ind | Mariquita - Victoria 2 115 | m:cosphi:bus2 | -0.73135 | ElmLne
2026 | 2026_DzMN_GzMX_Dp00_Gp00 | A2- Bolivia 33 kV | All generators | 0.91 | ind | Mariquita - Victoria 2 115 | m:cosphi:bus2 | -0.73081 | ElmLne
2026 | 2026_DzMN_GzMX_Dp00_Gp00 | A2- Bolivia 33 kV | All generators | 0.92 | ind | Mariquita - Victoria 2 115 | m:cosphi:bus2 | -0.73025 | ElmLne
2026 | 2026_DzMN_GzMX_Dp00_Gp00 | A2- Bolivia 33 kV | All generators | 0.93 | ind | Mariquita - Victoria 2 115 | m:cosphi:bus2 | -0.72965 | ElmLne
2026 | 2026_DzMN_GzMX_Dp00_Gp00 | A2- Bolivia 33 kV | All generators | 0.94 | ind | Mariquita - Victoria 2 115 | m:cosphi:bus2 | -0.72901 | ElmLne
2026 | 2026_DzMN_GzMX_Dp00_Gp00 | A2- Bolivia 33 kV | All generators | 0.95 | ind | Mariquita - Victoria 2 115 | m:cosphi:bus2 | -0.7283 | ElmLne
2026 | 2026_DzMN_GzMX_Dp00_Gp00 | A2- Bolivia 33 kV | All generators | 0.96 | ind | Mariquita - Victoria 2 115 | m:cosphi:bus2 | -0.72752 | ElmLne
2026 | 2026_DzMN_GzMX_Dp00_Gp00 | A2- Bolivia 33 kV | All generators | 0.97 | ind | Mariquita - Victoria 2 115 | m:cosphi:bus2 | -0.72662 | ElmLne
2026 | 2026_DzMN_GzMX_Dp00_Gp00 | A2- Bolivia 33 kV | All generators | 0.98 | ind | Mariquita - Victoria 2 115 | m:cosphi:bus2 | -0.72554 | ElmLne
2026 | 2026_DzMN_GzMX_Dp00_Gp00 | A2- Bolivia 33 kV | All generators | 0.99 | ind | Mariquita - Victoria 2 115 | m:cosphi:bus2 | -0.7241 | ElmLne
2026 | 2026_DzMN_GzMX_Dp00_Gp00 | A2- Bolivia 33 kV | All generators | 1 | ind | Mariquita - Victoria 2 115 | m:cosphi:bus2 | -0.72034 | ElmLne
2026 | 2026_DzMN_GzMX_Dp00_Gp00 | A2- Bolivia 33 kV | All generators | 0.9 | ind | Dorada 115/33/13.8 kV | m:P:bushv in MW | -8.6786 | ElmTr3
2026 | 2026_DzMN_GzMX_Dp00_Gp00 | A2- Bolivia 33 kV | All generators | 0.91 | ind | Dorada 115/33/13.8 kV | m:P:bushv in MW | -8.6756 | ElmTr3
2026 | 2026_DzMN_GzMX_Dp00_Gp00 | A2- Bolivia 33 kV | All generators | 0.92 | ind | Dorada 115/33/13.8 kV | m:P:bushv in MW | -8.6725 | ElmTr3
2026 | 2026_DzMN_GzMX_Dp00_Gp00 | A2- Bolivia 33 kV | All generators | 0.93 | ind | Dorada 115/33/13.8 kV | m:P:bushv in MW | -8.6692 | ElmTr3
2026 | 2026_DzMN_GzMX_Dp00_Gp00 | A2- Bolivia 33 kV | All generators | 0.94 | ind | Dorada 115/33/13.8 kV | m:P:bushv in MW | -8.6656 | ElmTr3
2026 | 2026_DzMN_GzMX_Dp00_Gp00 | A2- Bolivia 33 kV | All generators | 0.95 | ind | Dorada 115/33/13.8 kV | m:P:bushv in MW | -8.6617 | ElmTr3
2026 | 2026_DzMN_GzMX_Dp00_Gp00 | A2- Bolivia 33 kV | All generators | 0.96 | ind | Dorada 115/33/13.8 kV | m:P:bushv in MW | -8.6574 | ElmTr3
2026 | 2026_DzMN_GzMX_Dp00_Gp00 | A2- Bolivia 33 kV | All generators | 0.97 | ind | Dorada 115/33/13.8 kV | m:P:bushv in MW | -8.6524 | ElmTr3
2026 | 2026_DzMN_GzMX_Dp00_Gp00 | A2- Bolivia 33 kV | All generators | 0.98 | ind | Dorada 115/33/13.8 kV | m:P:bushv in MW | -8.6464 | ElmTr3
2026 | 2026_DzMN_GzMX_Dp00_Gp00 | A2- Bolivia 33 kV | All generators | 0.99 | ind | Dorada 115/33/13.8 kV | m:P:bushv in MW | -8.6384 | ElmTr3
2026 | 2026_DzMN_GzMX_Dp00_Gp00 | A2- Bolivia 33 kV | All generators | 1 | ind | Dorada 115/33/13.8 kV | m:P:bushv in MW | -8.6176 | ElmTr3
2026 | 2026_DzMN_GzMX_Dp00_Gp00 | A2- Bolivia 33 kV | All generators | 0.9 | ind | Dorada 115/33/13.8 kV | m:Q:bushv in Mvar | 3.0249 | ElmTr3
2026 | 2026_DzMN_GzMX_Dp00_Gp00 | A2- Bolivia 33 kV | All generators | 0.91 | ind | Dorada 115/33/13.8 kV | m:Q:bushv in Mvar | 3.0345 | ElmTr3
2026 | 2026_DzMN_GzMX_Dp00_Gp00 | A2- Bolivia 33 kV | All generators | 0.92 | ind | Dorada 115/33/13.8 kV | m:Q:bushv in Mvar | 3.0444 | ElmTr3
2026 | 2026_DzMN_GzMX_Dp00_Gp00 | A2- Bolivia 33 kV | All generators | 0.93 | ind | Dorada 115/33/13.8 kV | m:Q:bushv in Mvar | 3.0548 | ElmTr3
2026 | 2026_DzMN_GzMX_Dp00_Gp00 | A2- Bolivia 33 kV | All generators | 0.94 | ind | Dorada 115/33/13.8 kV | m:Q:bushv in Mvar | 3.0659 | ElmTr3
2026 | 2026_DzMN_GzMX_Dp00_Gp00 | A2- Bolivia 33 kV | All generators | 0.95 | ind | Dorada 115/33/13.8 kV | m:Q:bushv in Mvar | 3.0778 | ElmTr3
2026 | 2026_DzMN_GzMX_Dp00_Gp00 | A2- Bolivia 33 kV | All generators | 0.96 | ind | Dorada 115/33/13.8 kV | m:Q:bushv in Mvar | 3.0909 | ElmTr3
2026 | 2026_DzMN_GzMX_Dp00_Gp00 | A2- Bolivia 33 kV | All generators | 0.97 | ind | Dorada 115/33/13.8 kV | m:Q:bushv in Mvar | 3.1056 | ElmTr3
2026 | 2026_DzMN_GzMX_Dp00_Gp00 | A2- Bolivia 33 kV | All generators | 0.98 | ind | Dorada 115/33/13.8 kV | m:Q:bushv in Mvar | 3.123 | ElmTr3
2026 | 2026_DzMN_GzMX_Dp00_Gp00 | A2- Bolivia 33 kV | All generators | 0.99 | ind | Dorada 115/33/13.8 kV | m:Q:bushv in Mvar | 3.1458 | ElmTr3
2026 | 2026_DzMN_GzMX_Dp00_Gp00 | A2- Bolivia 33 kV | All generators | 1 | ind | Dorada 115/33/13.8 kV | m:Q:bushv in Mvar | 3.2022 | ElmTr3
2026 | 2026_DzMN_GzMX_Dp00_Gp00 | A2- Bolivia 33 kV | All generators | 0.9 | ind | Dorada 115/33/13.8 kV | m:cosphi:bushv | -0.94429 | ElmTr3
2026 | 2026_DzMN_GzMX_Dp00_Gp00 | A2- Bolivia 33 kV | All generators | 0.91 | ind | Dorada 115/33/13.8 kV | m:cosphi:bushv | -0.94393 | ElmTr3
2026 | 2026_DzMN_GzMX_Dp00_Gp00 | A2- Bolivia 33 kV | All generators | 0.92 | ind | Dorada 115/33/13.8 kV | m:cosphi:bushv | -0.94355 | ElmTr3
2026 | 2026_DzMN_GzMX_Dp00_Gp00 | A2- Bolivia 33 kV | All generators | 0.93 | ind | Dorada 115/33/13.8 kV | m:cosphi:bushv | -0.94316 | ElmTr3
2026 | 2026_DzMN_GzMX_Dp00_Gp00 | A2- Bolivia 33 kV | All generators | 0.94 | ind | Dorada 115/33/13.8 kV | m:cosphi:bushv | -0.94274 | ElmTr3
2026 | 2026_DzMN_GzMX_Dp00_Gp00 | A2- Bolivia 33 kV | All generators | 0.95 | ind | Dorada 115/33/13.8 kV | m:cosphi:bushv | -0.94228 | ElmTr3
2026 | 2026_DzMN_GzMX_Dp00_Gp00 | A2- Bolivia 33 kV | All generators | 0.96 | ind | Dorada 115/33/13.8 kV | m:cosphi:bushv | -0.94178 | ElmTr3
2026 | 2026_DzMN_GzMX_Dp00_Gp00 | A2- Bolivia 33 kV | All generators | 0.97 | ind | Dorada 115/33/13.8 kV | m:cosphi:bushv | -0.94121 | ElmTr3
2026 | 2026_DzMN_GzMX_Dp00_Gp00 | A2- Bolivia 33 kV | All generators | 0.98 | ind | Dorada 115/33/13.8 kV | m:cosphi:bushv | -0.94053 | ElmTr3
2026 | 2026_DzMN_GzMX_Dp00_Gp00 | A2- Bolivia 33 kV | All generators | 0.99 | ind | Dorada 115/33/13.8 kV | m:cosphi:bushv | -0.93963 | ElmTr3
2026 | 2026_DzMN_GzMX_Dp00_Gp00 | A2- Bolivia 33 kV | All generators | 1 | ind | Dorada 115/33/13.8 kV | m:cosphi:bushv | -0.93737 | ElmTr3
2026 | 2026_DzMN_GzMX_Dp00_Gp00 | A2- Bolivia 33 kV | All generators | 0.9 | ind | Manzanares 115/33/13.8 kV | m:P:bushv in MW | -25.6181 | ElmTr3
2026 | 2026_DzMN_GzMX_Dp00_Gp00 | A2- Bolivia 33 kV | All generators | 0.91 | ind | Manzanares 115/33/13.8 kV | m:P:bushv in MW | -25.6387 | ElmTr3
2026 | 2026_DzMN_GzMX_Dp00_Gp00 | A2- Bolivia 33 kV | All generators | 0.92 | ind | Manzanares 115/33/13.8 kV | m:P:bushv in MW | -25.6589 | ElmTr3
2026 | 2026_DzMN_GzMX_Dp00_Gp00 | A2- Bolivia 33 kV | All generators | 0.93 | ind | Manzanares 115/33/13.8 kV | m:P:bushv in MW | -25.6785 | ElmTr3
2026 | 2026_DzMN_GzMX_Dp00_Gp00 | A2- Bolivia 33 kV | All generators | 0.94 | ind | Manzanares 115/33/13.8 kV | m:P:bushv in MW | -25.6977 | ElmTr3
2026 | 2026_DzMN_GzMX_Dp00_Gp00 | A2- Bolivia 33 kV | All generators | 0.95 | ind | Manzanares 115/33/13.8 kV | m:P:bushv in MW | -25.7163 | ElmTr3
2026 | 2026_DzMN_GzMX_Dp00_Gp00 | A2- Bolivia 33 kV | All generators | 0.96 | ind | Manzanares 115/33/13.8 kV | m:P:bushv in MW | -25.7344 | ElmTr3
2026 | 2026_DzMN_GzMX_Dp00_Gp00 | A2- Bolivia 33 kV | All generators | 0.97 | ind | Manzanares 115/33/13.8 kV | m:P:bushv in MW | -25.7519 | ElmTr3
2026 | 2026_DzMN_GzMX_Dp00_Gp00 | A2- Bolivia 33 kV | All generators | 0.98 | ind | Manzanares 115/33/13.8 kV | m:P:bushv in MW | -25.7683 | ElmTr3
2026 | 2026_DzMN_GzMX_Dp00_Gp00 | A2- Bolivia 33 kV | All generators | 0.99 | ind | Manzanares 115/33/13.8 kV | m:P:bushv in MW | -25.783 | ElmTr3
2026 | 2026_DzMN_GzMX_Dp00_Gp00 | A2- Bolivia 33 kV | All generators | 1 | ind | Manzanares 115/33/13.8 kV | m:P:bushv in MW | -25.7852 | ElmTr3
2026 | 2026_DzMN_GzMX_Dp00_Gp00 | A2- Bolivia 33 kV | All generators | 0.9 | ind | Manzanares 115/33/13.8 kV | m:Q:bushv in Mvar | 0.01737 | ElmTr3
2026 | 2026_DzMN_GzMX_Dp00_Gp00 | A2- Bolivia 33 kV | All generators | 0.91 | ind | Manzanares 115/33/13.8 kV | m:Q:bushv in Mvar | 0.34497 | ElmTr3
2026 | 2026_DzMN_GzMX_Dp00_Gp00 | A2- Bolivia 33 kV | All generators | 0.92 | ind | Manzanares 115/33/13.8 kV | m:Q:bushv in Mvar | 0.68715 | ElmTr3
2026 | 2026_DzMN_GzMX_Dp00_Gp00 | A2- Bolivia 33 kV | All generators | 0.93 | ind | Manzanares 115/33/13.8 kV | m:Q:bushv in Mvar | 1.0475 | ElmTr3
2026 | 2026_DzMN_GzMX_Dp00_Gp00 | A2- Bolivia 33 kV | All generators | 0.94 | ind | Manzanares 115/33/13.8 kV | m:Q:bushv in Mvar | 1.4308 | ElmTr3
2026 | 2026_DzMN_GzMX_Dp00_Gp00 | A2- Bolivia 33 kV | All generators | 0.95 | ind | Manzanares 115/33/13.8 kV | m:Q:bushv in Mvar | 1.8441 | ElmTr3
2026 | 2026_DzMN_GzMX_Dp00_Gp00 | A2- Bolivia 33 kV | All generators | 0.96 | ind | Manzanares 115/33/13.8 kV | m:Q:bushv in Mvar | 2.2984 | ElmTr3
2026 | 2026_DzMN_GzMX_Dp00_Gp00 | A2- Bolivia 33 kV | All generators | 0.97 | ind | Manzanares 115/33/13.8 kV | m:Q:bushv in Mvar | 2.812 | ElmTr3
2026 | 2026_DzMN_GzMX_Dp00_Gp00 | A2- Bolivia 33 kV | All generators | 0.98 | ind | Manzanares 115/33/13.8 kV | m:Q:bushv in Mvar | 3.4213 | ElmTr3
2026 | 2026_DzMN_GzMX_Dp00_Gp00 | A2- Bolivia 33 kV | All generators | 0.99 | ind | Manzanares 115/33/13.8 kV | m:Q:bushv in Mvar | 4.2207 | ElmTr3
2026 | 2026_DzMN_GzMX_Dp00_Gp00 | A2- Bolivia 33 kV | All generators | 1 | ind | Manzanares 115/33/13.8 kV | m:Q:bushv in Mvar | 6.2236 | ElmTr3
2026 | 2026_DzMN_GzMX_Dp00_Gp00 | A2- Bolivia 33 kV | All generators | 0.9 | ind | Manzanares 115/33/13.8 kV | m:cosphi:bushv | -1 | ElmTr3
2026 | 2026_DzMN_GzMX_Dp00_Gp00 | A2- Bolivia 33 kV | All generators | 0.91 | ind | Manzanares 115/33/13.8 kV | m:cosphi:bushv | -0.99991 | ElmTr3
2026 | 2026_DzMN_GzMX_Dp00_Gp00 | A2- Bolivia 33 kV | All generators | 0.92 | ind | Manzanares 115/33/13.8 kV | m:cosphi:bushv | -0.99964 | ElmTr3
2026 | 2026_DzMN_GzMX_Dp00_Gp00 | A2- Bolivia 33 kV | All generators | 0.93 | ind | Manzanares 115/33/13.8 kV | m:cosphi:bushv | -0.99917 | ElmTr3
2026 | 2026_DzMN_GzMX_Dp00_Gp00 | A2- Bolivia 33 kV | All generators | 0.94 | ind | Manzanares 115/33/13.8 kV | m:cosphi:bushv | -0.99845 | ElmTr3
2026 | 2026_DzMN_GzMX_Dp00_Gp00 | A2- Bolivia 33 kV | All generators | 0.95 | ind | Manzanares 115/33/13.8 kV | m:cosphi:bushv | -0.99744 | ElmTr3
2026 | 2026_DzMN_GzMX_Dp00_Gp00 | A2- Bolivia 33 kV | All generators | 0.96 | ind | Manzanares 115/33/13.8 kV | m:cosphi:bushv | -0.99604 | ElmTr3
2026 | 2026_DzMN_GzMX_Dp00_Gp00 | A2- Bolivia 33 kV | All generators | 0.97 | ind | Manzanares 115/33/13.8 kV | m:cosphi:bushv | -0.99409 | ElmTr3
2026 | 2026_DzMN_GzMX_Dp00_Gp00 | A2- Bolivia 33 kV | All generators | 0.98 | ind | Manzanares 115/33/13.8 kV | m:cosphi:bushv | -0.9913 | ElmTr3
2026 | 2026_DzMN_GzMX_Dp00_Gp00 | A2- Bolivia 33 kV | All generators | 0.99 | ind | Manzanares 115/33/13.8 kV | m:cosphi:bushv | -0.98686 | ElmTr3
2026 | 2026_DzMN_GzMX_Dp00_Gp00 | A2- Bolivia 33 kV | All generators | 1 | ind | Manzanares 115/33/13.8 kV | m:cosphi:bushv | -0.97209 | ElmTr3
2026 | 2026_DzMN_GzMX_Dp00_Gp00 | A2- Bolivia 33 kV | All generators | 0.9 | ind | Purnio 230/115 | m:P:bushv in MW | -7.7612 | ElmTr3
2026 | 2026_DzMN_GzMX_Dp00_Gp00 | A2- Bolivia 33 kV | All generators | 0.91 | ind | Purnio 230/115 | m:P:bushv in MW | -7.7641 | ElmTr3
2026 | 2026_DzMN_GzMX_Dp00_Gp00 | A2- Bolivia 33 kV | All generators | 0.92 | ind | Purnio 230/115 | m:P:bushv in MW | -7.7669 | ElmTr3
2026 | 2026_DzMN_GzMX_Dp00_Gp00 | A2- Bolivia 33 kV | All generators | 0.93 | ind | Purnio 230/115 | m:P:bushv in MW | -7.7695 | ElmTr3
2026 | 2026_DzMN_GzMX_Dp00_Gp00 | A2- Bolivia 33 kV | All generators | 0.94 | ind | Purnio 230/115 | m:P:bushv in MW | -7.7718 | ElmTr3
2026 | 2026_DzMN_GzMX_Dp00_Gp00 | A2- Bolivia 33 kV | All generators | 0.95 | ind | Purnio 230/115 | m:P:bushv in MW | -7.7739 | ElmTr3
2026 | 2026_DzMN_GzMX_Dp00_Gp00 | A2- Bolivia 33 kV | All generators | 0.96 | ind | Purnio 230/115 | m:P:bushv in MW | -7.7757 | ElmTr3
2026 | 2026_DzMN_GzMX_Dp00_Gp00 | A2- Bolivia 33 kV | All generators | 0.97 | ind | Purnio 230/115 | m:P:bushv in MW | -7.777 | ElmTr3
2026 | 2026_DzMN_GzMX_Dp00_Gp00 | A2- Bolivia 33 kV | All generators | 0.98 | ind | Purnio 230/115 | m:P:bushv in MW | -7.7776 | ElmTr3
2026 | 2026_DzMN_GzMX_Dp00_Gp00 | A2- Bolivia 33 kV | All generators | 0.99 | ind | Purnio 230/115 | m:P:bushv in MW | -7.7768 | ElmTr3
2026 | 2026_DzMN_GzMX_Dp00_Gp00 | A2- Bolivia 33 kV | All generators | 1 | ind | Purnio 230/115 | m:P:bushv in MW | -7.7672 | ElmTr3
2026 | 2026_DzMN_GzMX_Dp00_Gp00 | A2- Bolivia 33 kV | All generators | 0.9 | ind | Purnio 230/115 | m:Q:bushv in Mvar | -7.0774 | ElmTr3
2026 | 2026_DzMN_GzMX_Dp00_Gp00 | A2- Bolivia 33 kV | All generators | 0.91 | ind | Purnio 230/115 | m:Q:bushv in Mvar | -7.0178 | ElmTr3
2026 | 2026_DzMN_GzMX_Dp00_Gp00 | A2- Bolivia 33 kV | All generators | 0.92 | ind | Purnio 230/115 | m:Q:bushv in Mvar | -6.9556 | ElmTr3
2026 | 2026_DzMN_GzMX_Dp00_Gp00 | A2- Bolivia 33 kV | All generators | 0.93 | ind | Purnio 230/115 | m:Q:bushv in Mvar | -6.89 | ElmTr3
2026 | 2026_DzMN_GzMX_Dp00_Gp00 | A2- Bolivia 33 kV | All generators | 0.94 | ind | Purnio 230/115 | m:Q:bushv in Mvar | -6.8204 | ElmTr3
2026 | 2026_DzMN_GzMX_Dp00_Gp00 | A2- Bolivia 33 kV | All generators | 0.95 | ind | Purnio 230/115 | m:Q:bushv in Mvar | -6.7453 | ElmTr3
2026 | 2026_DzMN_GzMX_Dp00_Gp00 | A2- Bolivia 33 kV | All generators | 0.96 | ind | Purnio 230/115 | m:Q:bushv in Mvar | -6.6628 | ElmTr3
2026 | 2026_DzMN_GzMX_Dp00_Gp00 | A2- Bolivia 33 kV | All generators | 0.97 | ind | Purnio 230/115 | m:Q:bushv in Mvar | -6.5696 | ElmTr3
2026 | 2026_DzMN_GzMX_Dp00_Gp00 | A2- Bolivia 33 kV | All generators | 0.98 | ind | Purnio 230/115 | m:Q:bushv in Mvar | -6.4592 | ElmTr3
2026 | 2026_DzMN_GzMX_Dp00_Gp00 | A2- Bolivia 33 kV | All generators | 0.99 | ind | Purnio 230/115 | m:Q:bushv in Mvar | -6.3144 | ElmTr3
2026 | 2026_DzMN_GzMX_Dp00_Gp00 | A2- Bolivia 33 kV | All generators | 1 | ind | Purnio 230/115 | m:Q:bushv in Mvar | -5.9523 | ElmTr3
2026 | 2026_DzMN_GzMX_Dp00_Gp00 | A2- Bolivia 33 kV | All generators | 0.9 | ind | Purnio 230/115 | m:cosphi:bushv | -0.73891 | ElmTr3
2026 | 2026_DzMN_GzMX_Dp00_Gp00 | A2- Bolivia 33 kV | All generators | 0.91 | ind | Purnio 230/115 | m:cosphi:bushv | -0.74186 | ElmTr3
2026 | 2026_DzMN_GzMX_Dp00_Gp00 | A2- Bolivia 33 kV | All generators | 0.92 | ind | Purnio 230/115 | m:cosphi:bushv | -0.74494 | ElmTr3
2026 | 2026_DzMN_GzMX_Dp00_Gp00 | A2- Bolivia 33 kV | All generators | 0.93 | ind | Purnio 230/115 | m:cosphi:bushv | -0.74818 | ElmTr3
2026 | 2026_DzMN_GzMX_Dp00_Gp00 | A2- Bolivia 33 kV | All generators | 0.94 | ind | Purnio 230/115 | m:cosphi:bushv | -0.75161 | ElmTr3
2026 | 2026_DzMN_GzMX_Dp00_Gp00 | A2- Bolivia 33 kV | All generators | 0.95 | ind | Purnio 230/115 | m:cosphi:bushv | -0.75531 | ElmTr3
2026 | 2026_DzMN_GzMX_Dp00_Gp00 | A2- Bolivia 33 kV | All generators | 0.96 | ind | Purnio 230/115 | m:cosphi:bushv | -0.75935 | ElmTr3
2026 | 2026_DzMN_GzMX_Dp00_Gp00 | A2- Bolivia 33 kV | All generators | 0.97 | ind | Purnio 230/115 | m:cosphi:bushv | -0.76391 | ElmTr3
2026 | 2026_DzMN_GzMX_Dp00_Gp00 | A2- Bolivia 33 kV | All generators | 0.98 | ind | Purnio 230/115 | m:cosphi:bushv | -0.7693 | ElmTr3
2026 | 2026_DzMN_GzMX_Dp00_Gp00 | A2- Bolivia 33 kV | All generators | 0.99 | ind | Purnio 230/115 | m:cosphi:bushv | -0.77632 | ElmTr3
2026 | 2026_DzMN_GzMX_Dp00_Gp00 | A2- Bolivia 33 kV | All generators | 1 | ind | Purnio 230/115 | m:cosphi:bushv | -0.79373 | ElmTr3
2026 | 2026_DzMN_GzMX_Dp00_Gp00 | A2- Bolivia 33 kV | All generators | 0.9 | ind | Victoria 115/33/13.8 kV | m:P:bushv in MW | -17.679 | ElmTr3
2026 | 2026_DzMN_GzMX_Dp00_Gp00 | A2- Bolivia 33 kV | All generators | 0.91 | ind | Victoria 115/33/13.8 kV | m:P:bushv in MW | -17.6726 | ElmTr3
2026 | 2026_DzMN_GzMX_Dp00_Gp00 | A2- Bolivia 33 kV | All generators | 0.92 | ind | Victoria 115/33/13.8 kV | m:P:bushv in MW | -17.6656 | ElmTr3
2026 | 2026_DzMN_GzMX_Dp00_Gp00 | A2- Bolivia 33 kV | All generators | 0.93 | ind | Victoria 115/33/13.8 kV | m:P:bushv in MW | -17.6579 | ElmTr3
2026 | 2026_DzMN_GzMX_Dp00_Gp00 | A2- Bolivia 33 kV | All generators | 0.94 | ind | Victoria 115/33/13.8 kV | m:P:bushv in MW | -17.6493 | ElmTr3
2026 | 2026_DzMN_GzMX_Dp00_Gp00 | A2- Bolivia 33 kV | All generators | 0.95 | ind | Victoria 115/33/13.8 kV | m:P:bushv in MW | -17.6396 | ElmTr3
2026 | 2026_DzMN_GzMX_Dp00_Gp00 | A2- Bolivia 33 kV | All generators | 0.96 | ind | Victoria 115/33/13.8 kV | m:P:bushv in MW | -17.6285 | ElmTr3
2026 | 2026_DzMN_GzMX_Dp00_Gp00 | A2- Bolivia 33 kV | All generators | 0.97 | ind | Victoria 115/33/13.8 kV | m:P:bushv in MW | -17.6153 | ElmTr3
2026 | 2026_DzMN_GzMX_Dp00_Gp00 | A2- Bolivia 33 kV | All generators | 0.98 | ind | Victoria 115/33/13.8 kV | m:P:bushv in MW | -17.5988 | ElmTr3
2026 | 2026_DzMN_GzMX_Dp00_Gp00 | A2- Bolivia 33 kV | All generators | 0.99 | ind | Victoria 115/33/13.8 kV | m:P:bushv in MW | -17.5756 | ElmTr3
2026 | 2026_DzMN_GzMX_Dp00_Gp00 | A2- Bolivia 33 kV | All generators | 1 | ind | Victoria 115/33/13.8 kV | m:P:bushv in MW | -17.5104 | ElmTr3
2026 | 2026_DzMN_GzMX_Dp00_Gp00 | A2- Bolivia 33 kV | All generators | 0.9 | ind | Victoria 115/33/13.8 kV | m:Q:bushv in Mvar | 7.7439 | ElmTr3
2026 | 2026_DzMN_GzMX_Dp00_Gp00 | A2- Bolivia 33 kV | All generators | 0.91 | ind | Victoria 115/33/13.8 kV | m:Q:bushv in Mvar | 7.8107 | ElmTr3
2026 | 2026_DzMN_GzMX_Dp00_Gp00 | A2- Bolivia 33 kV | All generators | 0.92 | ind | Victoria 115/33/13.8 kV | m:Q:bushv in Mvar | 7.8805 | ElmTr3
2026 | 2026_DzMN_GzMX_Dp00_Gp00 | A2- Bolivia 33 kV | All generators | 0.93 | ind | Victoria 115/33/13.8 kV | m:Q:bushv in Mvar | 7.9539 | ElmTr3
2026 | 2026_DzMN_GzMX_Dp00_Gp00 | A2- Bolivia 33 kV | All generators | 0.94 | ind | Victoria 115/33/13.8 kV | m:Q:bushv in Mvar | 8.0319 | ElmTr3
2026 | 2026_DzMN_GzMX_Dp00_Gp00 | A2- Bolivia 33 kV | All generators | 0.95 | ind | Victoria 115/33/13.8 kV | m:Q:bushv in Mvar | 8.116 | ElmTr3
2026 | 2026_DzMN_GzMX_Dp00_Gp00 | A2- Bolivia 33 kV | All generators | 0.96 | ind | Victoria 115/33/13.8 kV | m:Q:bushv in Mvar | 8.2083 | ElmTr3
2026 | 2026_DzMN_GzMX_Dp00_Gp00 | A2- Bolivia 33 kV | All generators | 0.97 | ind | Victoria 115/33/13.8 kV | m:Q:bushv in Mvar | 8.3125 | ElmTr3
2026 | 2026_DzMN_GzMX_Dp00_Gp00 | A2- Bolivia 33 kV | All generators | 0.98 | ind | Victoria 115/33/13.8 kV | m:Q:bushv in Mvar | 8.436 | ElmTr3
2026 | 2026_DzMN_GzMX_Dp00_Gp00 | A2- Bolivia 33 kV | All generators | 0.99 | ind | Victoria 115/33/13.8 kV | m:Q:bushv in Mvar | 8.5978 | ElmTr3
2026 | 2026_DzMN_GzMX_Dp00_Gp00 | A2- Bolivia 33 kV | All generators | 1 | ind | Victoria 115/33/13.8 kV | m:Q:bushv in Mvar | 9.0017 | ElmTr3
2026 | 2026_DzMN_GzMX_Dp00_Gp00 | A2- Bolivia 33 kV | All generators | 0.9 | ind | Victoria 115/33/13.8 kV | m:cosphi:bushv | -0.91598 | ElmTr3
2026 | 2026_DzMN_GzMX_Dp00_Gp00 | A2- Bolivia 33 kV | All generators | 0.91 | ind | Victoria 115/33/13.8 kV | m:cosphi:bushv | -0.91465 | ElmTr3
2026 | 2026_DzMN_GzMX_Dp00_Gp00 | A2- Bolivia 33 kV | All generators | 0.92 | ind | Victoria 115/33/13.8 kV | m:cosphi:bushv | -0.91325 | ElmTr3
2026 | 2026_DzMN_GzMX_Dp00_Gp00 | A2- Bolivia 33 kV | All generators | 0.93 | ind | Victoria 115/33/13.8 kV | m:cosphi:bushv | -0.91177 | ElmTr3
2026 | 2026_DzMN_GzMX_Dp00_Gp00 | A2- Bolivia 33 kV | All generators | 0.94 | ind | Victoria 115/33/13.8 kV | m:cosphi:bushv | -0.91018 | ElmTr3
2026 | 2026_DzMN_GzMX_Dp00_Gp00 | A2- Bolivia 33 kV | All generators | 0.95 | ind | Victoria 115/33/13.8 kV | m:cosphi:bushv | -0.90846 | ElmTr3
2026 | 2026_DzMN_GzMX_Dp00_Gp00 | A2- Bolivia 33 kV | All generators | 0.96 | ind | Victoria 115/33/13.8 kV | m:cosphi:bushv | -0.90654 | ElmTr3
2026 | 2026_DzMN_GzMX_Dp00_Gp00 | A2- Bolivia 33 kV | All generators | 0.97 | ind | Victoria 115/33/13.8 kV | m:cosphi:bushv | -0.90436 | ElmTr3
2026 | 2026_DzMN_GzMX_Dp00_Gp00 | A2- Bolivia 33 kV | All generators | 0.98 | ind | Victoria 115/33/13.8 kV | m:cosphi:bushv | -0.90175 | ElmTr3
2026 | 2026_DzMN_GzMX_Dp00_Gp00 | A2- Bolivia 33 kV | All generators | 0.99 | ind | Victoria 115/33/13.8 kV | m:cosphi:bushv | -0.89828 | ElmTr3
2026 | 2026_DzMN_GzMX_Dp00_Gp00 | A2- Bolivia 33 kV | All generators | 1 | ind | Victoria 115/33/13.8 kV | m:cosphi:bushv | -0.88936 | ElmTr3
2026 | 2026_DzMN_GzMX_Dp00_Gp00 | A3 -Florencia 33 kV | All generators | 0.9 | cap | Dorada - Magdalena 115 kV | m:P:bus1 in MW | 49.1544 | ElmLne
2026 | 2026_DzMN_GzMX_Dp00_Gp00 | A3 -Florencia 33 kV | All generators | 0.91 | cap | Dorada - Magdalena 115 kV | m:P:bus1 in MW | 49.1739 | ElmLne
2026 | 2026_DzMN_GzMX_Dp00_Gp00 | A3 -Florencia 33 kV | All generators | 0.92 | cap | Dorada - Magdalena 115 kV | m:P:bus1 in MW | 49.1927 | ElmLne
2026 | 2026_DzMN_GzMX_Dp00_Gp00 | A3 -Florencia 33 kV | All generators | 0.93 | cap | Dorada - Magdalena 115 kV | m:P:bus1 in MW | 49.2111 | ElmLne
2026 | 2026_DzMN_GzMX_Dp00_Gp00 | A3 -Florencia 33 kV | All generators | 0.94 | cap | Dorada - Magdalena 115 kV | m:P:bus1 in MW | 49.2292 | ElmLne
2026 | 2026_DzMN_GzMX_Dp00_Gp00 | A3 -Florencia 33 kV | All generators | 0.95 | cap | Dorada - Magdalena 115 kV | m:P:bus1 in MW | 49.2473 | ElmLne
2026 | 2026_DzMN_GzMX_Dp00_Gp00 | A3 -Florencia 33 kV | All generators | 0.96 | cap | Dorada - Magdalena 115 kV | m:P:bus1 in MW | 49.2657 | ElmLne
2026 | 2026_DzMN_GzMX_Dp00_Gp00 | A3 -Florencia 33 kV | All generators | 0.97 | cap | Dorada - Magdalena 115 kV | m:P:bus1 in MW | 49.285 | ElmLne
2026 | 2026_DzMN_GzMX_Dp00_Gp00 | A3 -Florencia 33 kV | All generators | 0.98 | cap | Dorada - Magdalena 115 kV | m:P:bus1 in MW | 49.3059 | ElmLne
2026 | 2026_DzMN_GzMX_Dp00_Gp00 | A3 -Florencia 33 kV | All generators | 0.99 | cap | Dorada - Magdalena 115 kV | m:P:bus1 in MW | 49.3306 | ElmLne
2026 | 2026_DzMN_GzMX_Dp00_Gp00 | A3 -Florencia 33 kV | All generators | 1 | cap | Dorada - Magdalena 115 kV | m:P:bus1 in MW | 49.3821 | ElmLne
2026 | 2026_DzMN_GzMX_Dp00_Gp00 | A3 -Florencia 33 kV | All generators | 0.9 | cap | Dorada - Magdalena 115 kV | m:P:bus2 in MW | -49.028 | ElmLne
2026 | 2026_DzMN_GzMX_Dp00_Gp00 | A3 -Florencia 33 kV | All generators | 0.91 | cap | Dorada - Magdalena 115 kV | m:P:bus2 in MW | -49.0475 | ElmLne
2026 | 2026_DzMN_GzMX_Dp00_Gp00 | A3 -Florencia 33 kV | All generators | 0.92 | cap | Dorada - Magdalena 115 kV | m:P:bus2 in MW | -49.0662 | ElmLne
2026 | 2026_DzMN_GzMX_Dp00_Gp00 | A3 -Florencia 33 kV | All generators | 0.93 | cap | Dorada - Magdalena 115 kV | m:P:bus2 in MW | -49.0846 | ElmLne
2026 | 2026_DzMN_GzMX_Dp00_Gp00 | A3 -Florencia 33 kV | All generators | 0.94 | cap | Dorada - Magdalena 115 kV | m:P:bus2 in MW | -49.1027 | ElmLne
2026 | 2026_DzMN_GzMX_Dp00_Gp00 | A3 -Florencia 33 kV | All generators | 0.95 | cap | Dorada - Magdalena 115 kV | m:P:bus2 in MW | -49.1208 | ElmLne
2026 | 2026_DzMN_GzMX_Dp00_Gp00 | A3 -Florencia 33 kV | All generators | 0.96 | cap | Dorada - Magdalena 115 kV | m:P:bus2 in MW | -49.1392 | ElmLne
2026 | 2026_DzMN_GzMX_Dp00_Gp00 | A3 -Florencia 33 kV | All generators | 0.97 | cap | Dorada - Magdalena 115 kV | m:P:bus2 in MW | -49.1584 | ElmLne
2026 | 2026_DzMN_GzMX_Dp00_Gp00 | A3 -Florencia 33 kV | All generators | 0.98 | cap | Dorada - Magdalena 115 kV | m:P:bus2 in MW | -49.1793 | ElmLne
2026 | 2026_DzMN_GzMX_Dp00_Gp00 | A3 -Florencia 33 kV | All generators | 0.99 | cap | Dorada - Magdalena 115 kV | m:P:bus2 in MW | -49.204 | ElmLne
2026 | 2026_DzMN_GzMX_Dp00_Gp00 | A3 -Florencia 33 kV | All generators | 1 | cap | Dorada - Magdalena 115 kV | m:P:bus2 in MW | -49.2554 | ElmLne
2026 | 2026_DzMN_GzMX_Dp00_Gp00 | A3 -Florencia 33 kV | All generators | 0.9 | cap | Dorada - Magdalena 115 kV | m:Q:bus1 in Mvar | -1.7856 | ElmLne
2026 | 2026_DzMN_GzMX_Dp00_Gp00 | A3 -Florencia 33 kV | All generators | 0.91 | cap | Dorada - Magdalena 115 kV | m:Q:bus1 in Mvar | -1.738 | ElmLne
2026 | 2026_DzMN_GzMX_Dp00_Gp00 | A3 -Florencia 33 kV | All generators | 0.92 | cap | Dorada - Magdalena 115 kV | m:Q:bus1 in Mvar | -1.6912 | ElmLne
2026 | 2026_DzMN_GzMX_Dp00_Gp00 | A3 -Florencia 33 kV | All generators | 0.93 | cap | Dorada - Magdalena 115 kV | m:Q:bus1 in Mvar | -1.6448 | ElmLne
2026 | 2026_DzMN_GzMX_Dp00_Gp00 | A3 -Florencia 33 kV | All generators | 0.94 | cap | Dorada - Magdalena 115 kV | m:Q:bus1 in Mvar | -1.5982 | ElmLne
2026 | 2026_DzMN_GzMX_Dp00_Gp00 | A3 -Florencia 33 kV | All generators | 0.95 | cap | Dorada - Magdalena 115 kV | m:Q:bus1 in Mvar | -1.5508 | ElmLne
2026 | 2026_DzMN_GzMX_Dp00_Gp00 | A3 -Florencia 33 kV | All generators | 0.96 | cap | Dorada - Magdalena 115 kV | m:Q:bus1 in Mvar | -1.5017 | ElmLne
2026 | 2026_DzMN_GzMX_Dp00_Gp00 | A3 -Florencia 33 kV | All generators | 0.97 | cap | Dorada - Magdalena 115 kV | m:Q:bus1 in Mvar | -1.4495 | ElmLne
2026 | 2026_DzMN_GzMX_Dp00_Gp00 | A3 -Florencia 33 kV | All generators | 0.98 | cap | Dorada - Magdalena 115 kV | m:Q:bus1 in Mvar | -1.3915 | ElmLne
2026 | 2026_DzMN_GzMX_Dp00_Gp00 | A3 -Florencia 33 kV | All generators | 0.99 | cap | Dorada - Magdalena 115 kV | m:Q:bus1 in Mvar | -1.3211 | ElmLne
2026 | 2026_DzMN_GzMX_Dp00_Gp00 | A3 -Florencia 33 kV | All generators | 1 | cap | Dorada - Magdalena 115 kV | m:Q:bus1 in Mvar | -1.1681 | ElmLne
2026 | 2026_DzMN_GzMX_Dp00_Gp00 | A3 -Florencia 33 kV | All generators | 0.9 | cap | Dorada - Magdalena 115 kV | m:Q:bus2 in Mvar | 2.0501 | ElmLne
2026 | 2026_DzMN_GzMX_Dp00_Gp00 | A3 -Florencia 33 kV | All generators | 0.91 | cap | Dorada - Magdalena 115 kV | m:Q:bus2 in Mvar | 2.0025 | ElmLne
2026 | 2026_DzMN_GzMX_Dp00_Gp00 | A3 -Florencia 33 kV | All generators | 0.92 | cap | Dorada - Magdalena 115 kV | m:Q:bus2 in Mvar | 1.9556 | ElmLne
2026 | 2026_DzMN_GzMX_Dp00_Gp00 | A3 -Florencia 33 kV | All generators | 0.93 | cap | Dorada - Magdalena 115 kV | m:Q:bus2 in Mvar | 1.9092 | ElmLne
2026 | 2026_DzMN_GzMX_Dp00_Gp00 | A3 -Florencia 33 kV | All generators | 0.94 | cap | Dorada - Magdalena 115 kV | m:Q:bus2 in Mvar | 1.8625 | ElmLne
2026 | 2026_DzMN_GzMX_Dp00_Gp00 | A3 -Florencia 33 kV | All generators | 0.95 | cap | Dorada - Magdalena 115 kV | m:Q:bus2 in Mvar | 1.815 | ElmLne
2026 | 2026_DzMN_GzMX_Dp00_Gp00 | A3 -Florencia 33 kV | All generators | 0.96 | cap | Dorada - Magdalena 115 kV | m:Q:bus2 in Mvar | 1.7658 | ElmLne
2026 | 2026_DzMN_GzMX_Dp00_Gp00 | A3 -Florencia 33 kV | All generators | 0.97 | cap | Dorada - Magdalena 115 kV | m:Q:bus2 in Mvar | 1.7135 | ElmLne
2026 | 2026_DzMN_GzMX_Dp00_Gp00 | A3 -Florencia 33 kV | All generators | 0.98 | cap | Dorada - Magdalena 115 kV | m:Q:bus2 in Mvar | 1.6554 | ElmLne
2026 | 2026_DzMN_GzMX_Dp00_Gp00 | A3 -Florencia 33 kV | All generators | 0.99 | cap | Dorada - Magdalena 115 kV | m:Q:bus2 in Mvar | 1.5849 | ElmLne
2026 | 2026_DzMN_GzMX_Dp00_Gp00 | A3 -Florencia 33 kV | All generators | 1 | cap | Dorada - Magdalena 115 kV | m:Q:bus2 in Mvar | 1.4315 | ElmLne
2026 | 2026_DzMN_GzMX_Dp00_Gp00 | A3 -Florencia 33 kV | All generators | 0.9 | cap | Dorada - Magdalena 115 kV | m:cosphi:bus1 | 0.99934 | ElmLne
2026 | 2026_DzMN_GzMX_Dp00_Gp00 | A3 -Florencia 33 kV | All generators | 0.91 | cap | Dorada - Magdalena 115 kV | m:cosphi:bus1 | 0.99938 | ElmLne
2026 | 2026_DzMN_GzMX_Dp00_Gp00 | A3 -Florencia 33 kV | All generators | 0.92 | cap | Dorada - Magdalena 115 kV | m:cosphi:bus1 | 0.99941 | ElmLne
2026 | 2026_DzMN_GzMX_Dp00_Gp00 | A3 -Florencia 33 kV | All generators | 0.93 | cap | Dorada - Magdalena 115 kV | m:cosphi:bus1 | 0.99944 | ElmLne
2026 | 2026_DzMN_GzMX_Dp00_Gp00 | A3 -Florencia 33 kV | All generators | 0.94 | cap | Dorada - Magdalena 115 kV | m:cosphi:bus1 | 0.99947 | ElmLne
2026 | 2026_DzMN_GzMX_Dp00_Gp00 | A3 -Florencia 33 kV | All generators | 0.95 | cap | Dorada - Magdalena 115 kV | m:cosphi:bus1 | 0.9995 | ElmLne
2026 | 2026_DzMN_GzMX_Dp00_Gp00 | A3 -Florencia 33 kV | All generators | 0.96 | cap | Dorada - Magdalena 115 kV | m:cosphi:bus1 | 0.99954 | ElmLne
2026 | 2026_DzMN_GzMX_Dp00_Gp00 | A3 -Florencia 33 kV | All generators | 0.97 | cap | Dorada - Magdalena 115 kV | m:cosphi:bus1 | 0.99957 | ElmLne
2026 | 2026_DzMN_GzMX_Dp00_Gp00 | A3 -Florencia 33 kV | All generators | 0.98 | cap | Dorada - Magdalena 115 kV | m:cosphi:bus1 | 0.9996 | ElmLne
2026 | 2026_DzMN_GzMX_Dp00_Gp00 | A3 -Florencia 33 kV | All generators | 0.99 | cap | Dorada - Magdalena 115 kV | m:cosphi:bus1 | 0.99964 | ElmLne
2026 | 2026_DzMN_GzMX_Dp00_Gp00 | A3 -Florencia 33 kV | All generators | 1 | cap | Dorada - Magdalena 115 kV | m:cosphi:bus1 | 0.99972 | ElmLne
2026 | 2026_DzMN_GzMX_Dp00_Gp00 | A3 -Florencia 33 kV | All generators | 0.9 | cap | Dorada - Magdalena 115 kV | m:cosphi:bus2 | -0.99913 | ElmLne
2026 | 2026_DzMN_GzMX_Dp00_Gp00 | A3 -Florencia 33 kV | All generators | 0.91 | cap | Dorada - Magdalena 115 kV | m:cosphi:bus2 | -0.99917 | ElmLne
2026 | 2026_DzMN_GzMX_Dp00_Gp00 | A3 -Florencia 33 kV | All generators | 0.92 | cap | Dorada - Magdalena 115 kV | m:cosphi:bus2 | -0.99921 | ElmLne
2026 | 2026_DzMN_GzMX_Dp00_Gp00 | A3 -Florencia 33 kV | All generators | 0.93 | cap | Dorada - Magdalena 115 kV | m:cosphi:bus2 | -0.99924 | ElmLne
2026 | 2026_DzMN_GzMX_Dp00_Gp00 | A3 -Florencia 33 kV | All generators | 0.94 | cap | Dorada - Magdalena 115 kV | m:cosphi:bus2 | -0.99928 | ElmLne
2026 | 2026_DzMN_GzMX_Dp00_Gp00 | A3 -Florencia 33 kV | All generators | 0.95 | cap | Dorada - Magdalena 115 kV | m:cosphi:bus2 | -0.99932 | ElmLne
2026 | 2026_DzMN_GzMX_Dp00_Gp00 | A3 -Florencia 33 kV | All generators | 0.96 | cap | Dorada - Magdalena 115 kV | m:cosphi:bus2 | -0.99935 | ElmLne
2026 | 2026_DzMN_GzMX_Dp00_Gp00 | A3 -Florencia 33 kV | All generators | 0.97 | cap | Dorada - Magdalena 115 kV | m:cosphi:bus2 | -0.99939 | ElmLne
2026 | 2026_DzMN_GzMX_Dp00_Gp00 | A3 -Florencia 33 kV | All generators | 0.98 | cap | Dorada - Magdalena 115 kV | m:cosphi:bus2 | -0.99943 | ElmLne
2026 | 2026_DzMN_GzMX_Dp00_Gp00 | A3 -Florencia 33 kV | All generators | 0.99 | cap | Dorada - Magdalena 115 kV | m:cosphi:bus2 | -0.99948 | ElmLne
2026 | 2026_DzMN_GzMX_Dp00_Gp00 | A3 -Florencia 33 kV | All generators | 1 | cap | Dorada - Magdalena 115 kV | m:cosphi:bus2 | -0.99958 | ElmLne
2026 | 2026_DzMN_GzMX_Dp00_Gp00 | A3 -Florencia 33 kV | All generators | 0.9 | cap | Mariquita - Victoria 2 115 | m:P:bus1 in MW | 5.9507 | ElmLne
2026 | 2026_DzMN_GzMX_Dp00_Gp00 | A3 -Florencia 33 kV | All generators | 0.91 | cap | Mariquita - Victoria 2 115 | m:P:bus1 in MW | 5.9496 | ElmLne
2026 | 2026_DzMN_GzMX_Dp00_Gp00 | A3 -Florencia 33 kV | All generators | 0.92 | cap | Mariquita - Victoria 2 115 | m:P:bus1 in MW | 5.9483 | ElmLne
2026 | 2026_DzMN_GzMX_Dp00_Gp00 | A3 -Florencia 33 kV | All generators | 0.93 | cap | Mariquita - Victoria 2 115 | m:P:bus1 in MW | 5.947 | ElmLne
2026 | 2026_DzMN_GzMX_Dp00_Gp00 | A3 -Florencia 33 kV | All generators | 0.94 | cap | Mariquita - Victoria 2 115 | m:P:bus1 in MW | 5.9455 | ElmLne
2026 | 2026_DzMN_GzMX_Dp00_Gp00 | A3 -Florencia 33 kV | All generators | 0.95 | cap | Mariquita - Victoria 2 115 | m:P:bus1 in MW | 5.9439 | ElmLne
2026 | 2026_DzMN_GzMX_Dp00_Gp00 | A3 -Florencia 33 kV | All generators | 0.96 | cap | Mariquita - Victoria 2 115 | m:P:bus1 in MW | 5.9421 | ElmLne
2026 | 2026_DzMN_GzMX_Dp00_Gp00 | A3 -Florencia 33 kV | All generators | 0.97 | cap | Mariquita - Victoria 2 115 | m:P:bus1 in MW | 5.94 | ElmLne
2026 | 2026_DzMN_GzMX_Dp00_Gp00 | A3 -Florencia 33 kV | All generators | 0.98 | cap | Mariquita - Victoria 2 115 | m:P:bus1 in MW | 5.9375 | ElmLne
2026 | 2026_DzMN_GzMX_Dp00_Gp00 | A3 -Florencia 33 kV | All generators | 0.99 | cap | Mariquita - Victoria 2 115 | m:P:bus1 in MW | 5.9343 | ElmLne
2026 | 2026_DzMN_GzMX_Dp00_Gp00 | A3 -Florencia 33 kV | All generators | 1 | cap | Mariquita - Victoria 2 115 | m:P:bus1 in MW | 5.9263 | ElmLne
2026 | 2026_DzMN_GzMX_Dp00_Gp00 | A3 -Florencia 33 kV | All generators | 0.9 | cap | Mariquita - Victoria 2 115 | m:P:bus2 in MW | -5.9354 | ElmLne
2026 | 2026_DzMN_GzMX_Dp00_Gp00 | A3 -Florencia 33 kV | All generators | 0.91 | cap | Mariquita - Victoria 2 115 | m:P:bus2 in MW | -5.9343 | ElmLne
2026 | 2026_DzMN_GzMX_Dp00_Gp00 | A3 -Florencia 33 kV | All generators | 0.92 | cap | Mariquita - Victoria 2 115 | m:P:bus2 in MW | -5.933 | ElmLne
2026 | 2026_DzMN_GzMX_Dp00_Gp00 | A3 -Florencia 33 kV | All generators | 0.93 | cap | Mariquita - Victoria 2 115 | m:P:bus2 in MW | -5.9317 | ElmLne
2026 | 2026_DzMN_GzMX_Dp00_Gp00 | A3 -Florencia 33 kV | All generators | 0.94 | cap | Mariquita - Victoria 2 115 | m:P:bus2 in MW | -5.9302 | ElmLne
2026 | 2026_DzMN_GzMX_Dp00_Gp00 | A3 -Florencia 33 kV | All generators | 0.95 | cap | Mariquita - Victoria 2 115 | m:P:bus2 in MW | -5.9286 | ElmLne
2026 | 2026_DzMN_GzMX_Dp00_Gp00 | A3 -Florencia 33 kV | All generators | 0.96 | cap | Mariquita - Victoria 2 115 | m:P:bus2 in MW | -5.9268 | ElmLne
2026 | 2026_DzMN_GzMX_Dp00_Gp00 | A3 -Florencia 33 kV | All generators | 0.97 | cap | Mariquita - Victoria 2 115 | m:P:bus2 in MW | -5.9247 | ElmLne
2026 | 2026_DzMN_GzMX_Dp00_Gp00 | A3 -Florencia 33 kV | All generators | 0.98 | cap | Mariquita - Victoria 2 115 | m:P:bus2 in MW | -5.9222 | ElmLne
2026 | 2026_DzMN_GzMX_Dp00_Gp00 | A3 -Florencia 33 kV | All generators | 0.99 | cap | Mariquita - Victoria 2 115 | m:P:bus2 in MW | -5.919 | ElmLne
2026 | 2026_DzMN_GzMX_Dp00_Gp00 | A3 -Florencia 33 kV | All generators | 1 | cap | Mariquita - Victoria 2 115 | m:P:bus2 in MW | -5.911 | ElmLne
2026 | 2026_DzMN_GzMX_Dp00_Gp00 | A3 -Florencia 33 kV | All generators | 0.9 | cap | Mariquita - Victoria 2 115 | m:Q:bus1 in Mvar | -6.4034 | ElmLne
2026 | 2026_DzMN_GzMX_Dp00_Gp00 | A3 -Florencia 33 kV | All generators | 0.91 | cap | Mariquita - Victoria 2 115 | m:Q:bus1 in Mvar | -6.4089 | ElmLne
2026 | 2026_DzMN_GzMX_Dp00_Gp00 | A3 -Florencia 33 kV | All generators | 0.92 | cap | Mariquita - Victoria 2 115 | m:Q:bus1 in Mvar | -6.4142 | ElmLne
2026 | 2026_DzMN_GzMX_Dp00_Gp00 | A3 -Florencia 33 kV | All generators | 0.93 | cap | Mariquita - Victoria 2 115 | m:Q:bus1 in Mvar | -6.4195 | ElmLne
2026 | 2026_DzMN_GzMX_Dp00_Gp00 | A3 -Florencia 33 kV | All generators | 0.94 | cap | Mariquita - Victoria 2 115 | m:Q:bus1 in Mvar | -6.4248 | ElmLne
2026 | 2026_DzMN_GzMX_Dp00_Gp00 | A3 -Florencia 33 kV | All generators | 0.95 | cap | Mariquita - Victoria 2 115 | m:Q:bus1 in Mvar | -6.4301 | ElmLne
2026 | 2026_DzMN_GzMX_Dp00_Gp00 | A3 -Florencia 33 kV | All generators | 0.96 | cap | Mariquita - Victoria 2 115 | m:Q:bus1 in Mvar | -6.4356 | ElmLne
2026 | 2026_DzMN_GzMX_Dp00_Gp00 | A3 -Florencia 33 kV | All generators | 0.97 | cap | Mariquita - Victoria 2 115 | m:Q:bus1 in Mvar | -6.4415 | ElmLne
2026 | 2026_DzMN_GzMX_Dp00_Gp00 | A3 -Florencia 33 kV | All generators | 0.98 | cap | Mariquita - Victoria 2 115 | m:Q:bus1 in Mvar | -6.4479 | ElmLne
2026 | 2026_DzMN_GzMX_Dp00_Gp00 | A3 -Florencia 33 kV | All generators | 0.99 | cap | Mariquita - Victoria 2 115 | m:Q:bus1 in Mvar | -6.4557 | ElmLne
2026 | 2026_DzMN_GzMX_Dp00_Gp00 | A3 -Florencia 33 kV | All generators | 1 | cap | Mariquita - Victoria 2 115 | m:Q:bus1 in Mvar | -6.4725 | ElmLne
2026 | 2026_DzMN_GzMX_Dp00_Gp00 | A3 -Florencia 33 kV | All generators | 0.9 | cap | Mariquita - Victoria 2 115 | m:Q:bus2 in Mvar | 5.7855 | ElmLne
2026 | 2026_DzMN_GzMX_Dp00_Gp00 | A3 -Florencia 33 kV | All generators | 0.91 | cap | Mariquita - Victoria 2 115 | m:Q:bus2 in Mvar | 5.7906 | ElmLne
2026 | 2026_DzMN_GzMX_Dp00_Gp00 | A3 -Florencia 33 kV | All generators | 0.92 | cap | Mariquita - Victoria 2 115 | m:Q:bus2 in Mvar | 5.7955 | ElmLne
2026 | 2026_DzMN_GzMX_Dp00_Gp00 | A3 -Florencia 33 kV | All generators | 0.93 | cap | Mariquita - Victoria 2 115 | m:Q:bus2 in Mvar | 5.8004 | ElmLne
2026 | 2026_DzMN_GzMX_Dp00_Gp00 | A3 -Florencia 33 kV | All generators | 0.94 | cap | Mariquita - Victoria 2 115 | m:Q:bus2 in Mvar | 5.8052 | ElmLne
2026 | 2026_DzMN_GzMX_Dp00_Gp00 | A3 -Florencia 33 kV | All generators | 0.95 | cap | Mariquita - Victoria 2 115 | m:Q:bus2 in Mvar | 5.8101 | ElmLne
2026 | 2026_DzMN_GzMX_Dp00_Gp00 | A3 -Florencia 33 kV | All generators | 0.96 | cap | Mariquita - Victoria 2 115 | m:Q:bus2 in Mvar | 5.8152 | ElmLne
2026 | 2026_DzMN_GzMX_Dp00_Gp00 | A3 -Florencia 33 kV | All generators | 0.97 | cap | Mariquita - Victoria 2 115 | m:Q:bus2 in Mvar | 5.8206 | ElmLne
2026 | 2026_DzMN_GzMX_Dp00_Gp00 | A3 -Florencia 33 kV | All generators | 0.98 | cap | Mariquita - Victoria 2 115 | m:Q:bus2 in Mvar | 5.8265 | ElmLne
2026 | 2026_DzMN_GzMX_Dp00_Gp00 | A3 -Florencia 33 kV | All generators | 0.99 | cap | Mariquita - Victoria 2 115 | m:Q:bus2 in Mvar | 5.8336 | ElmLne
2026 | 2026_DzMN_GzMX_Dp00_Gp00 | A3 -Florencia 33 kV | All generators | 1 | cap | Mariquita - Victoria 2 115 | m:Q:bus2 in Mvar | 5.849 | ElmLne
2026 | 2026_DzMN_GzMX_Dp00_Gp00 | A3 -Florencia 33 kV | All generators | 0.9 | cap | Mariquita - Victoria 2 115 | m:cosphi:bus1 | 0.68074 | ElmLne
2026 | 2026_DzMN_GzMX_Dp00_Gp00 | A3 -Florencia 33 kV | All generators | 0.91 | cap | Mariquita - Victoria 2 115 | m:cosphi:bus1 | 0.68036 | ElmLne
2026 | 2026_DzMN_GzMX_Dp00_Gp00 | A3 -Florencia 33 kV | All generators | 0.92 | cap | Mariquita - Victoria 2 115 | m:cosphi:bus1 | 0.67998 | ElmLne
2026 | 2026_DzMN_GzMX_Dp00_Gp00 | A3 -Florencia 33 kV | All generators | 0.93 | cap | Mariquita - Victoria 2 115 | m:cosphi:bus1 | 0.67959 | ElmLne
2026 | 2026_DzMN_GzMX_Dp00_Gp00 | A3 -Florencia 33 kV | All generators | 0.94 | cap | Mariquita - Victoria 2 115 | m:cosphi:bus1 | 0.6792 | ElmLne
2026 | 2026_DzMN_GzMX_Dp00_Gp00 | A3 -Florencia 33 kV | All generators | 0.95 | cap | Mariquita - Victoria 2 115 | m:cosphi:bus1 | 0.6788 | ElmLne
2026 | 2026_DzMN_GzMX_Dp00_Gp00 | A3 -Florencia 33 kV | All generators | 0.96 | cap | Mariquita - Victoria 2 115 | m:cosphi:bus1 | 0.67837 | ElmLne
2026 | 2026_DzMN_GzMX_Dp00_Gp00 | A3 -Florencia 33 kV | All generators | 0.97 | cap | Mariquita - Victoria 2 115 | m:cosphi:bus1 | 0.67791 | ElmLne
2026 | 2026_DzMN_GzMX_Dp00_Gp00 | A3 -Florencia 33 kV | All generators | 0.98 | cap | Mariquita - Victoria 2 115 | m:cosphi:bus1 | 0.67739 | ElmLne
2026 | 2026_DzMN_GzMX_Dp00_Gp00 | A3 -Florencia 33 kV | All generators | 0.99 | cap | Mariquita - Victoria 2 115 | m:cosphi:bus1 | 0.67675 | ElmLne
2026 | 2026_DzMN_GzMX_Dp00_Gp00 | A3 -Florencia 33 kV | All generators | 1 | cap | Mariquita - Victoria 2 115 | m:cosphi:bus1 | 0.6753 | ElmLne
2026 | 2026_DzMN_GzMX_Dp00_Gp00 | A3 -Florencia 33 kV | All generators | 0.9 | cap | Mariquita - Victoria 2 115 | m:cosphi:bus2 | -0.71609 | ElmLne
2026 | 2026_DzMN_GzMX_Dp00_Gp00 | A3 -Florencia 33 kV | All generators | 0.91 | cap | Mariquita - Victoria 2 115 | m:cosphi:bus2 | -0.71572 | ElmLne
2026 | 2026_DzMN_GzMX_Dp00_Gp00 | A3 -Florencia 33 kV | All generators | 0.92 | cap | Mariquita - Victoria 2 115 | m:cosphi:bus2 | -0.71535 | ElmLne
2026 | 2026_DzMN_GzMX_Dp00_Gp00 | A3 -Florencia 33 kV | All generators | 0.93 | cap | Mariquita - Victoria 2 115 | m:cosphi:bus2 | -0.71498 | ElmLne
2026 | 2026_DzMN_GzMX_Dp00_Gp00 | A3 -Florencia 33 kV | All generators | 0.94 | cap | Mariquita - Victoria 2 115 | m:cosphi:bus2 | -0.7146 | ElmLne
2026 | 2026_DzMN_GzMX_Dp00_Gp00 | A3 -Florencia 33 kV | All generators | 0.95 | cap | Mariquita - Victoria 2 115 | m:cosphi:bus2 | -0.71421 | ElmLne
2026 | 2026_DzMN_GzMX_Dp00_Gp00 | A3 -Florencia 33 kV | All generators | 0.96 | cap | Mariquita - Victoria 2 115 | m:cosphi:bus2 | -0.71379 | ElmLne
2026 | 2026_DzMN_GzMX_Dp00_Gp00 | A3 -Florencia 33 kV | All generators | 0.97 | cap | Mariquita - Victoria 2 115 | m:cosphi:bus2 | -0.71335 | ElmLne
2026 | 2026_DzMN_GzMX_Dp00_Gp00 | A3 -Florencia 33 kV | All generators | 0.98 | cap | Mariquita - Victoria 2 115 | m:cosphi:bus2 | -0.71284 | ElmLne
2026 | 2026_DzMN_GzMX_Dp00_Gp00 | A3 -Florencia 33 kV | All generators | 0.99 | cap | Mariquita - Victoria 2 115 | m:cosphi:bus2 | -0.71222 | ElmLne
2026 | 2026_DzMN_GzMX_Dp00_Gp00 | A3 -Florencia 33 kV | All generators | 1 | cap | Mariquita - Victoria 2 115 | m:cosphi:bus2 | -0.71082 | ElmLne
2026 | 2026_DzMN_GzMX_Dp00_Gp00 | A3 -Florencia 33 kV | All generators | 0.9 | cap | Dorada 115/33/13.8 kV | m:P:bushv in MW | -8.9188 | ElmTr3
2026 | 2026_DzMN_GzMX_Dp00_Gp00 | A3 -Florencia 33 kV | All generators | 0.91 | cap | Dorada 115/33/13.8 kV | m:P:bushv in MW | -8.9269 | ElmTr3
2026 | 2026_DzMN_GzMX_Dp00_Gp00 | A3 -Florencia 33 kV | All generators | 0.92 | cap | Dorada 115/33/13.8 kV | m:P:bushv in MW | -8.9339 | ElmTr3
2026 | 2026_DzMN_GzMX_Dp00_Gp00 | A3 -Florencia 33 kV | All generators | 0.93 | cap | Dorada 115/33/13.8 kV | m:P:bushv in MW | -8.9398 | ElmTr3
2026 | 2026_DzMN_GzMX_Dp00_Gp00 | A3 -Florencia 33 kV | All generators | 0.94 | cap | Dorada 115/33/13.8 kV | m:P:bushv in MW | -8.9449 | ElmTr3
2026 | 2026_DzMN_GzMX_Dp00_Gp00 | A3 -Florencia 33 kV | All generators | 0.95 | cap | Dorada 115/33/13.8 kV | m:P:bushv in MW | -8.949 | ElmTr3
2026 | 2026_DzMN_GzMX_Dp00_Gp00 | A3 -Florencia 33 kV | All generators | 0.96 | cap | Dorada 115/33/13.8 kV | m:P:bushv in MW | -8.9522 | ElmTr3
2026 | 2026_DzMN_GzMX_Dp00_Gp00 | A3 -Florencia 33 kV | All generators | 0.97 | cap | Dorada 115/33/13.8 kV | m:P:bushv in MW | -8.9544 | ElmTr3
2026 | 2026_DzMN_GzMX_Dp00_Gp00 | A3 -Florencia 33 kV | All generators | 0.98 | cap | Dorada 115/33/13.8 kV | m:P:bushv in MW | -8.9555 | ElmTr3
2026 | 2026_DzMN_GzMX_Dp00_Gp00 | A3 -Florencia 33 kV | All generators | 0.99 | cap | Dorada 115/33/13.8 kV | m:P:bushv in MW | -8.9548 | ElmTr3
2026 | 2026_DzMN_GzMX_Dp00_Gp00 | A3 -Florencia 33 kV | All generators | 1 | cap | Dorada 115/33/13.8 kV | m:P:bushv in MW | -8.9459 | ElmTr3
2026 | 2026_DzMN_GzMX_Dp00_Gp00 | A3 -Florencia 33 kV | All generators | 0.9 | cap | Dorada 115/33/13.8 kV | m:Q:bushv in Mvar | 4.8311 | ElmTr3
2026 | 2026_DzMN_GzMX_Dp00_Gp00 | A3 -Florencia 33 kV | All generators | 0.91 | cap | Dorada 115/33/13.8 kV | m:Q:bushv in Mvar | 4.686 | ElmTr3
2026 | 2026_DzMN_GzMX_Dp00_Gp00 | A3 -Florencia 33 kV | All generators | 0.92 | cap | Dorada 115/33/13.8 kV | m:Q:bushv in Mvar | 4.5437 | ElmTr3
2026 | 2026_DzMN_GzMX_Dp00_Gp00 | A3 -Florencia 33 kV | All generators | 0.93 | cap | Dorada 115/33/13.8 kV | m:Q:bushv in Mvar | 4.4025 | ElmTr3
2026 | 2026_DzMN_GzMX_Dp00_Gp00 | A3 -Florencia 33 kV | All generators | 0.94 | cap | Dorada 115/33/13.8 kV | m:Q:bushv in Mvar | 4.261 | ElmTr3
2026 | 2026_DzMN_GzMX_Dp00_Gp00 | A3 -Florencia 33 kV | All generators | 0.95 | cap | Dorada 115/33/13.8 kV | m:Q:bushv in Mvar | 4.117 | ElmTr3
2026 | 2026_DzMN_GzMX_Dp00_Gp00 | A3 -Florencia 33 kV | All generators | 0.96 | cap | Dorada 115/33/13.8 kV | m:Q:bushv in Mvar | 3.968 | ElmTr3
2026 | 2026_DzMN_GzMX_Dp00_Gp00 | A3 -Florencia 33 kV | All generators | 0.97 | cap | Dorada 115/33/13.8 kV | m:Q:bushv in Mvar | 3.8096 | ElmTr3
2026 | 2026_DzMN_GzMX_Dp00_Gp00 | A3 -Florencia 33 kV | All generators | 0.98 | cap | Dorada 115/33/13.8 kV | m:Q:bushv in Mvar | 3.634 | ElmTr3
2026 | 2026_DzMN_GzMX_Dp00_Gp00 | A3 -Florencia 33 kV | All generators | 0.99 | cap | Dorada 115/33/13.8 kV | m:Q:bushv in Mvar | 3.4211 | ElmTr3
2026 | 2026_DzMN_GzMX_Dp00_Gp00 | A3 -Florencia 33 kV | All generators | 1 | cap | Dorada 115/33/13.8 kV | m:Q:bushv in Mvar | 2.9588 | ElmTr3
2026 | 2026_DzMN_GzMX_Dp00_Gp00 | A3 -Florencia 33 kV | All generators | 0.9 | cap | Dorada 115/33/13.8 kV | m:cosphi:bushv | -0.87929 | ElmTr3
2026 | 2026_DzMN_GzMX_Dp00_Gp00 | A3 -Florencia 33 kV | All generators | 0.91 | cap | Dorada 115/33/13.8 kV | m:cosphi:bushv | -0.88542 | ElmTr3
2026 | 2026_DzMN_GzMX_Dp00_Gp00 | A3 -Florencia 33 kV | All generators | 0.92 | cap | Dorada 115/33/13.8 kV | m:cosphi:bushv | -0.89134 | ElmTr3
2026 | 2026_DzMN_GzMX_Dp00_Gp00 | A3 -Florencia 33 kV | All generators | 0.93 | cap | Dorada 115/33/13.8 kV | m:cosphi:bushv | -0.89712 | ElmTr3
2026 | 2026_DzMN_GzMX_Dp00_Gp00 | A3 -Florencia 33 kV | All generators | 0.94 | cap | Dorada 115/33/13.8 kV | m:cosphi:bushv | -0.9028 | ElmTr3
2026 | 2026_DzMN_GzMX_Dp00_Gp00 | A3 -Florencia 33 kV | All generators | 0.95 | cap | Dorada 115/33/13.8 kV | m:cosphi:bushv | -0.90847 | ElmTr3
2026 | 2026_DzMN_GzMX_Dp00_Gp00 | A3 -Florencia 33 kV | All generators | 0.96 | cap | Dorada 115/33/13.8 kV | m:cosphi:bushv | -0.91422 | ElmTr3
2026 | 2026_DzMN_GzMX_Dp00_Gp00 | A3 -Florencia 33 kV | All generators | 0.97 | cap | Dorada 115/33/13.8 kV | m:cosphi:bushv | -0.92018 | ElmTr3
2026 | 2026_DzMN_GzMX_Dp00_Gp00 | A3 -Florencia 33 kV | All generators | 0.98 | cap | Dorada 115/33/13.8 kV | m:cosphi:bushv | -0.92662 | ElmTr3
2026 | 2026_DzMN_GzMX_Dp00_Gp00 | A3 -Florencia 33 kV | All generators | 0.99 | cap | Dorada 115/33/13.8 kV | m:cosphi:bushv | -0.93415 | ElmTr3
2026 | 2026_DzMN_GzMX_Dp00_Gp00 | A3 -Florencia 33 kV | All generators | 1 | cap | Dorada 115/33/13.8 kV | m:cosphi:bushv | -0.94942 | ElmTr3
2026 | 2026_DzMN_GzMX_Dp00_Gp00 | A3 -Florencia 33 kV | All generators | 0.9 | cap | Manzanares 115/33/13.8 kV | m:P:bushv in MW | -24.1441 | ElmTr3
2026 | 2026_DzMN_GzMX_Dp00_Gp00 | A3 -Florencia 33 kV | All generators | 0.91 | cap | Manzanares 115/33/13.8 kV | m:P:bushv in MW | -24.2347 | ElmTr3
2026 | 2026_DzMN_GzMX_Dp00_Gp00 | A3 -Florencia 33 kV | All generators | 0.92 | cap | Manzanares 115/33/13.8 kV | m:P:bushv in MW | -24.3205 | ElmTr3
2026 | 2026_DzMN_GzMX_Dp00_Gp00 | A3 -Florencia 33 kV | All generators | 0.93 | cap | Manzanares 115/33/13.8 kV | m:P:bushv in MW | -24.4025 | ElmTr3
2026 | 2026_DzMN_GzMX_Dp00_Gp00 | A3 -Florencia 33 kV | All generators | 0.94 | cap | Manzanares 115/33/13.8 kV | m:P:bushv in MW | -24.4818 | ElmTr3
2026 | 2026_DzMN_GzMX_Dp00_Gp00 | A3 -Florencia 33 kV | All generators | 0.95 | cap | Manzanares 115/33/13.8 kV | m:P:bushv in MW | -24.5593 | ElmTr3
2026 | 2026_DzMN_GzMX_Dp00_Gp00 | A3 -Florencia 33 kV | All generators | 0.96 | cap | Manzanares 115/33/13.8 kV | m:P:bushv in MW | -24.6362 | ElmTr3
2026 | 2026_DzMN_GzMX_Dp00_Gp00 | A3 -Florencia 33 kV | All generators | 0.97 | cap | Manzanares 115/33/13.8 kV | m:P:bushv in MW | -24.7142 | ElmTr3
2026 | 2026_DzMN_GzMX_Dp00_Gp00 | A3 -Florencia 33 kV | All generators | 0.98 | cap | Manzanares 115/33/13.8 kV | m:P:bushv in MW | -24.7964 | ElmTr3
2026 | 2026_DzMN_GzMX_Dp00_Gp00 | A3 -Florencia 33 kV | All generators | 0.99 | cap | Manzanares 115/33/13.8 kV | m:P:bushv in MW | -24.8897 | ElmTr3
2026 | 2026_DzMN_GzMX_Dp00_Gp00 | A3 -Florencia 33 kV | All generators | 1 | cap | Manzanares 115/33/13.8 kV | m:P:bushv in MW | -25.0688 | ElmTr3
2026 | 2026_DzMN_GzMX_Dp00_Gp00 | A3 -Florencia 33 kV | All generators | 0.9 | cap | Manzanares 115/33/13.8 kV | m:Q:bushv in Mvar | 12.5824 | ElmTr3
2026 | 2026_DzMN_GzMX_Dp00_Gp00 | A3 -Florencia 33 kV | All generators | 0.91 | cap | Manzanares 115/33/13.8 kV | m:Q:bushv in Mvar | 12.1618 | ElmTr3
2026 | 2026_DzMN_GzMX_Dp00_Gp00 | A3 -Florencia 33 kV | All generators | 0.92 | cap | Manzanares 115/33/13.8 kV | m:Q:bushv in Mvar | 11.7482 | ElmTr3
2026 | 2026_DzMN_GzMX_Dp00_Gp00 | A3 -Florencia 33 kV | All generators | 0.93 | cap | Manzanares 115/33/13.8 kV | m:Q:bushv in Mvar | 11.3373 | ElmTr3
2026 | 2026_DzMN_GzMX_Dp00_Gp00 | A3 -Florencia 33 kV | All generators | 0.94 | cap | Manzanares 115/33/13.8 kV | m:Q:bushv in Mvar | 10.9244 | ElmTr3
2026 | 2026_DzMN_GzMX_Dp00_Gp00 | A3 -Florencia 33 kV | All generators | 0.95 | cap | Manzanares 115/33/13.8 kV | m:Q:bushv in Mvar | 10.5036 | ElmTr3
2026 | 2026_DzMN_GzMX_Dp00_Gp00 | A3 -Florencia 33 kV | All generators | 0.96 | cap | Manzanares 115/33/13.8 kV | m:Q:bushv in Mvar | 10.067 | ElmTr3
2026 | 2026_DzMN_GzMX_Dp00_Gp00 | A3 -Florencia 33 kV | All generators | 0.97 | cap | Manzanares 115/33/13.8 kV | m:Q:bushv in Mvar | 9.6022 | ElmTr3
2026 | 2026_DzMN_GzMX_Dp00_Gp00 | A3 -Florencia 33 kV | All generators | 0.98 | cap | Manzanares 115/33/13.8 kV | m:Q:bushv in Mvar | 9.0857 | ElmTr3
2026 | 2026_DzMN_GzMX_Dp00_Gp00 | A3 -Florencia 33 kV | All generators | 0.99 | cap | Manzanares 115/33/13.8 kV | m:Q:bushv in Mvar | 8.4578 | ElmTr3
2026 | 2026_DzMN_GzMX_Dp00_Gp00 | A3 -Florencia 33 kV | All generators | 1 | cap | Manzanares 115/33/13.8 kV | m:Q:bushv in Mvar | 7.0882 | ElmTr3
2026 | 2026_DzMN_GzMX_Dp00_Gp00 | A3 -Florencia 33 kV | All generators | 0.9 | cap | Manzanares 115/33/13.8 kV | m:cosphi:bushv | -0.8868 | ElmTr3
2026 | 2026_DzMN_GzMX_Dp00_Gp00 | A3 -Florencia 33 kV | All generators | 0.91 | cap | Manzanares 115/33/13.8 kV | m:cosphi:bushv | -0.89377 | ElmTr3
2026 | 2026_DzMN_GzMX_Dp00_Gp00 | A3 -Florencia 33 kV | All generators | 0.92 | cap | Manzanares 115/33/13.8 kV | m:cosphi:bushv | -0.90045 | ElmTr3
2026 | 2026_DzMN_GzMX_Dp00_Gp00 | A3 -Florencia 33 kV | All generators | 0.93 | cap | Manzanares 115/33/13.8 kV | m:cosphi:bushv | -0.9069 | ElmTr3
2026 | 2026_DzMN_GzMX_Dp00_Gp00 | A3 -Florencia 33 kV | All generators | 0.94 | cap | Manzanares 115/33/13.8 kV | m:cosphi:bushv | -0.91321 | ElmTr3
2026 | 2026_DzMN_GzMX_Dp00_Gp00 | A3 -Florencia 33 kV | All generators | 0.95 | cap | Manzanares 115/33/13.8 kV | m:cosphi:bushv | -0.91944 | ElmTr3
2026 | 2026_DzMN_GzMX_Dp00_Gp00 | A3 -Florencia 33 kV | All generators | 0.96 | cap | Manzanares 115/33/13.8 kV | m:cosphi:bushv | -0.9257 | ElmTr3
2026 | 2026_DzMN_GzMX_Dp00_Gp00 | A3 -Florencia 33 kV | All generators | 0.97 | cap | Manzanares 115/33/13.8 kV | m:cosphi:bushv | -0.93212 | ElmTr3
2026 | 2026_DzMN_GzMX_Dp00_Gp00 | A3 -Florencia 33 kV | All generators | 0.98 | cap | Manzanares 115/33/13.8 kV | m:cosphi:bushv | -0.93895 | ElmTr3
2026 | 2026_DzMN_GzMX_Dp00_Gp00 | A3 -Florencia 33 kV | All generators | 0.99 | cap | Manzanares 115/33/13.8 kV | m:cosphi:bushv | -0.94683 | ElmTr3
2026 | 2026_DzMN_GzMX_Dp00_Gp00 | A3 -Florencia 33 kV | All generators | 1 | cap | Manzanares 115/33/13.8 kV | m:cosphi:bushv | -0.96227 | ElmTr3
2026 | 2026_DzMN_GzMX_Dp00_Gp00 | A3 -Florencia 33 kV | All generators | 0.9 | cap | Purnio 230/115 | m:P:bushv in MW | -7.6213 | ElmTr3
2026 | 2026_DzMN_GzMX_Dp00_Gp00 | A3 -Florencia 33 kV | All generators | 0.91 | cap | Purnio 230/115 | m:P:bushv in MW | -7.6426 | ElmTr3
2026 | 2026_DzMN_GzMX_Dp00_Gp00 | A3 -Florencia 33 kV | All generators | 0.92 | cap | Purnio 230/115 | m:P:bushv in MW | -7.6622 | ElmTr3
2026 | 2026_DzMN_GzMX_Dp00_Gp00 | A3 -Florencia 33 kV | All generators | 0.93 | cap | Purnio 230/115 | m:P:bushv in MW | -7.6802 | ElmTr3
2026 | 2026_DzMN_GzMX_Dp00_Gp00 | A3 -Florencia 33 kV | All generators | 0.94 | cap | Purnio 230/115 | m:P:bushv in MW | -7.697 | ElmTr3
2026 | 2026_DzMN_GzMX_Dp00_Gp00 | A3 -Florencia 33 kV | All generators | 0.95 | cap | Purnio 230/115 | m:P:bushv in MW | -7.7128 | ElmTr3
2026 | 2026_DzMN_GzMX_Dp00_Gp00 | A3 -Florencia 33 kV | All generators | 0.96 | cap | Purnio 230/115 | m:P:bushv in MW | -7.7276 | ElmTr3
2026 | 2026_DzMN_GzMX_Dp00_Gp00 | A3 -Florencia 33 kV | All generators | 0.97 | cap | Purnio 230/115 | m:P:bushv in MW | -7.7418 | ElmTr3
2026 | 2026_DzMN_GzMX_Dp00_Gp00 | A3 -Florencia 33 kV | All generators | 0.98 | cap | Purnio 230/115 | m:P:bushv in MW | -7.7555 | ElmTr3
2026 | 2026_DzMN_GzMX_Dp00_Gp00 | A3 -Florencia 33 kV | All generators | 0.99 | cap | Purnio 230/115 | m:P:bushv in MW | -7.7695 | ElmTr3
2026 | 2026_DzMN_GzMX_Dp00_Gp00 | A3 -Florencia 33 kV | All generators | 1 | cap | Purnio 230/115 | m:P:bushv in MW | -7.7896 | ElmTr3
2026 | 2026_DzMN_GzMX_Dp00_Gp00 | A3 -Florencia 33 kV | All generators | 0.9 | cap | Purnio 230/115 | m:Q:bushv in Mvar | -3.8605 | ElmTr3
2026 | 2026_DzMN_GzMX_Dp00_Gp00 | A3 -Florencia 33 kV | All generators | 0.91 | cap | Purnio 230/115 | m:Q:bushv in Mvar | -4.0274 | ElmTr3
2026 | 2026_DzMN_GzMX_Dp00_Gp00 | A3 -Florencia 33 kV | All generators | 0.92 | cap | Purnio 230/115 | m:Q:bushv in Mvar | -4.1914 | ElmTr3
2026 | 2026_DzMN_GzMX_Dp00_Gp00 | A3 -Florencia 33 kV | All generators | 0.93 | cap | Purnio 230/115 | m:Q:bushv in Mvar | -4.3541 | ElmTr3
2026 | 2026_DzMN_GzMX_Dp00_Gp00 | A3 -Florencia 33 kV | All generators | 0.94 | cap | Purnio 230/115 | m:Q:bushv in Mvar | -4.5175 | ElmTr3
2026 | 2026_DzMN_GzMX_Dp00_Gp00 | A3 -Florencia 33 kV | All generators | 0.95 | cap | Purnio 230/115 | m:Q:bushv in Mvar | -4.6838 | ElmTr3
2026 | 2026_DzMN_GzMX_Dp00_Gp00 | A3 -Florencia 33 kV | All generators | 0.96 | cap | Purnio 230/115 | m:Q:bushv in Mvar | -4.8562 | ElmTr3
2026 | 2026_DzMN_GzMX_Dp00_Gp00 | A3 -Florencia 33 kV | All generators | 0.97 | cap | Purnio 230/115 | m:Q:bushv in Mvar | -5.0395 | ElmTr3
2026 | 2026_DzMN_GzMX_Dp00_Gp00 | A3 -Florencia 33 kV | All generators | 0.98 | cap | Purnio 230/115 | m:Q:bushv in Mvar | -5.2431 | ElmTr3
2026 | 2026_DzMN_GzMX_Dp00_Gp00 | A3 -Florencia 33 kV | All generators | 0.99 | cap | Purnio 230/115 | m:Q:bushv in Mvar | -5.4902 | ElmTr3
2026 | 2026_DzMN_GzMX_Dp00_Gp00 | A3 -Florencia 33 kV | All generators | 1 | cap | Purnio 230/115 | m:Q:bushv in Mvar | -6.028 | ElmTr3
2026 | 2026_DzMN_GzMX_Dp00_Gp00 | A3 -Florencia 33 kV | All generators | 0.9 | cap | Purnio 230/115 | m:cosphi:bushv | -0.89208 | ElmTr3
2026 | 2026_DzMN_GzMX_Dp00_Gp00 | A3 -Florencia 33 kV | All generators | 0.91 | cap | Purnio 230/115 | m:cosphi:bushv | -0.88468 | ElmTr3
2026 | 2026_DzMN_GzMX_Dp00_Gp00 | A3 -Florencia 33 kV | All generators | 0.92 | cap | Purnio 230/115 | m:cosphi:bushv | -0.87732 | ElmTr3
2026 | 2026_DzMN_GzMX_Dp00_Gp00 | A3 -Florencia 33 kV | All generators | 0.93 | cap | Purnio 230/115 | m:cosphi:bushv | -0.86993 | ElmTr3
2026 | 2026_DzMN_GzMX_Dp00_Gp00 | A3 -Florencia 33 kV | All generators | 0.94 | cap | Purnio 230/115 | m:cosphi:bushv | -0.86243 | ElmTr3
2026 | 2026_DzMN_GzMX_Dp00_Gp00 | A3 -Florencia 33 kV | All generators | 0.95 | cap | Purnio 230/115 | m:cosphi:bushv | -0.85474 | ElmTr3
2026 | 2026_DzMN_GzMX_Dp00_Gp00 | A3 -Florencia 33 kV | All generators | 0.96 | cap | Purnio 230/115 | m:cosphi:bushv | -0.84669 | ElmTr3
2026 | 2026_DzMN_GzMX_Dp00_Gp00 | A3 -Florencia 33 kV | All generators | 0.97 | cap | Purnio 230/115 | m:cosphi:bushv | -0.83808 | ElmTr3
2026 | 2026_DzMN_GzMX_Dp00_Gp00 | A3 -Florencia 33 kV | All generators | 0.98 | cap | Purnio 230/115 | m:cosphi:bushv | -0.82845 | ElmTr3
2026 | 2026_DzMN_GzMX_Dp00_Gp00 | A3 -Florencia 33 kV | All generators | 0.99 | cap | Purnio 230/115 | m:cosphi:bushv | -0.81668 | ElmTr3
2026 | 2026_DzMN_GzMX_Dp00_Gp00 | A3 -Florencia 33 kV | All generators | 1 | cap | Purnio 230/115 | m:cosphi:bushv | -0.79085 | ElmTr3
2026 | 2026_DzMN_GzMX_Dp00_Gp00 | A3 -Florencia 33 kV | All generators | 0.9 | cap | Victoria 115/33/13.8 kV | m:P:bushv in MW | -17.179 | ElmTr3
2026 | 2026_DzMN_GzMX_Dp00_Gp00 | A3 -Florencia 33 kV | All generators | 0.91 | cap | Victoria 115/33/13.8 kV | m:P:bushv in MW | -17.2011 | ElmTr3
2026 | 2026_DzMN_GzMX_Dp00_Gp00 | A3 -Florencia 33 kV | All generators | 0.92 | cap | Victoria 115/33/13.8 kV | m:P:bushv in MW | -17.221 | ElmTr3
2026 | 2026_DzMN_GzMX_Dp00_Gp00 | A3 -Florencia 33 kV | All generators | 0.93 | cap | Victoria 115/33/13.8 kV | m:P:bushv in MW | -17.2392 | ElmTr3
2026 | 2026_DzMN_GzMX_Dp00_Gp00 | A3 -Florencia 33 kV | All generators | 0.94 | cap | Victoria 115/33/13.8 kV | m:P:bushv in MW | -17.2558 | ElmTr3
2026 | 2026_DzMN_GzMX_Dp00_Gp00 | A3 -Florencia 33 kV | All generators | 0.95 | cap | Victoria 115/33/13.8 kV | m:P:bushv in MW | -17.2709 | ElmTr3
2026 | 2026_DzMN_GzMX_Dp00_Gp00 | A3 -Florencia 33 kV | All generators | 0.96 | cap | Victoria 115/33/13.8 kV | m:P:bushv in MW | -17.2847 | ElmTr3
2026 | 2026_DzMN_GzMX_Dp00_Gp00 | A3 -Florencia 33 kV | All generators | 0.97 | cap | Victoria 115/33/13.8 kV | m:P:bushv in MW | -17.2974 | ElmTr3
2026 | 2026_DzMN_GzMX_Dp00_Gp00 | A3 -Florencia 33 kV | All generators | 0.98 | cap | Victoria 115/33/13.8 kV | m:P:bushv in MW | -17.3091 | ElmTr3
2026 | 2026_DzMN_GzMX_Dp00_Gp00 | A3 -Florencia 33 kV | All generators | 0.99 | cap | Victoria 115/33/13.8 kV | m:P:bushv in MW | -17.3197 | ElmTr3
2026 | 2026_DzMN_GzMX_Dp00_Gp00 | A3 -Florencia 33 kV | All generators | 1 | cap | Victoria 115/33/13.8 kV | m:P:bushv in MW | -17.33 | ElmTr3
2026 | 2026_DzMN_GzMX_Dp00_Gp00 | A3 -Florencia 33 kV | All generators | 0.9 | cap | Victoria 115/33/13.8 kV | m:Q:bushv in Mvar | 11.7673 | ElmTr3
2026 | 2026_DzMN_GzMX_Dp00_Gp00 | A3 -Florencia 33 kV | All generators | 0.91 | cap | Victoria 115/33/13.8 kV | m:Q:bushv in Mvar | 11.5262 | ElmTr3
2026 | 2026_DzMN_GzMX_Dp00_Gp00 | A3 -Florencia 33 kV | All generators | 0.92 | cap | Victoria 115/33/13.8 kV | m:Q:bushv in Mvar | 11.2894 | ElmTr3
2026 | 2026_DzMN_GzMX_Dp00_Gp00 | A3 -Florencia 33 kV | All generators | 0.93 | cap | Victoria 115/33/13.8 kV | m:Q:bushv in Mvar | 11.0545 | ElmTr3
2026 | 2026_DzMN_GzMX_Dp00_Gp00 | A3 -Florencia 33 kV | All generators | 0.94 | cap | Victoria 115/33/13.8 kV | m:Q:bushv in Mvar | 10.8186 | ElmTr3
2026 | 2026_DzMN_GzMX_Dp00_Gp00 | A3 -Florencia 33 kV | All generators | 0.95 | cap | Victoria 115/33/13.8 kV | m:Q:bushv in Mvar | 10.5785 | ElmTr3
2026 | 2026_DzMN_GzMX_Dp00_Gp00 | A3 -Florencia 33 kV | All generators | 0.96 | cap | Victoria 115/33/13.8 kV | m:Q:bushv in Mvar | 10.3296 | ElmTr3
2026 | 2026_DzMN_GzMX_Dp00_Gp00 | A3 -Florencia 33 kV | All generators | 0.97 | cap | Victoria 115/33/13.8 kV | m:Q:bushv in Mvar | 10.0649 | ElmTr3
2026 | 2026_DzMN_GzMX_Dp00_Gp00 | A3 -Florencia 33 kV | All generators | 0.98 | cap | Victoria 115/33/13.8 kV | m:Q:bushv in Mvar | 9.7711 | ElmTr3
2026 | 2026_DzMN_GzMX_Dp00_Gp00 | A3 -Florencia 33 kV | All generators | 0.99 | cap | Victoria 115/33/13.8 kV | m:Q:bushv in Mvar | 9.4144 | ElmTr3
2026 | 2026_DzMN_GzMX_Dp00_Gp00 | A3 -Florencia 33 kV | All generators | 1 | cap | Victoria 115/33/13.8 kV | m:Q:bushv in Mvar | 8.6381 | ElmTr3
2026 | 2026_DzMN_GzMX_Dp00_Gp00 | A3 -Florencia 33 kV | All generators | 0.9 | cap | Victoria 115/33/13.8 kV | m:cosphi:bushv | -0.82501 | ElmTr3
2026 | 2026_DzMN_GzMX_Dp00_Gp00 | A3 -Florencia 33 kV | All generators | 0.91 | cap | Victoria 115/33/13.8 kV | m:cosphi:bushv | -0.83074 | ElmTr3
2026 | 2026_DzMN_GzMX_Dp00_Gp00 | A3 -Florencia 33 kV | All generators | 0.92 | cap | Victoria 115/33/13.8 kV | m:cosphi:bushv | -0.83631 | ElmTr3
2026 | 2026_DzMN_GzMX_Dp00_Gp00 | A3 -Florencia 33 kV | All generators | 0.93 | cap | Victoria 115/33/13.8 kV | m:cosphi:bushv | -0.8418 | ElmTr3
2026 | 2026_DzMN_GzMX_Dp00_Gp00 | A3 -Florencia 33 kV | All generators | 0.94 | cap | Victoria 115/33/13.8 kV | m:cosphi:bushv | -0.84725 | ElmTr3
2026 | 2026_DzMN_GzMX_Dp00_Gp00 | A3 -Florencia 33 kV | All generators | 0.95 | cap | Victoria 115/33/13.8 kV | m:cosphi:bushv | -0.85275 | ElmTr3
2026 | 2026_DzMN_GzMX_Dp00_Gp00 | A3 -Florencia 33 kV | All generators | 0.96 | cap | Victoria 115/33/13.8 kV | m:cosphi:bushv | -0.8584 | ElmTr3
2026 | 2026_DzMN_GzMX_Dp00_Gp00 | A3 -Florencia 33 kV | All generators | 0.97 | cap | Victoria 115/33/13.8 kV | m:cosphi:bushv | -0.86433 | ElmTr3
2026 | 2026_DzMN_GzMX_Dp00_Gp00 | A3 -Florencia 33 kV | All generators | 0.98 | cap | Victoria 115/33/13.8 kV | m:cosphi:bushv | -0.87083 | ElmTr3
2026 | 2026_DzMN_GzMX_Dp00_Gp00 | A3 -Florencia 33 kV | All generators | 0.99 | cap | Victoria 115/33/13.8 kV | m:cosphi:bushv | -0.87859 | ElmTr3
2026 | 2026_DzMN_GzMX_Dp00_Gp00 | A3 -Florencia 33 kV | All generators | 1 | cap | Victoria 115/33/13.8 kV | m:cosphi:bushv | -0.89498 | ElmTr3
2026 | 2026_DzMN_GzMX_Dp00_Gp00 | A3 -Florencia 33 kV | All generators | 0.9 | ind | Dorada - Magdalena 115 kV | m:P:bus1 in MW | 49.5108 | ElmLne
2026 | 2026_DzMN_GzMX_Dp00_Gp00 | A3 -Florencia 33 kV | All generators | 0.91 | ind | Dorada - Magdalena 115 kV | m:P:bus1 in MW | 49.5046 | ElmLne
2026 | 2026_DzMN_GzMX_Dp00_Gp00 | A3 -Florencia 33 kV | All generators | 0.92 | ind | Dorada - Magdalena 115 kV | m:P:bus1 in MW | 49.498 | ElmLne
2026 | 2026_DzMN_GzMX_Dp00_Gp00 | A3 -Florencia 33 kV | All generators | 0.93 | ind | Dorada - Magdalena 115 kV | m:P:bus1 in MW | 49.4911 | ElmLne
2026 | 2026_DzMN_GzMX_Dp00_Gp00 | A3 -Florencia 33 kV | All generators | 0.94 | ind | Dorada - Magdalena 115 kV | m:P:bus1 in MW | 49.4836 | ElmLne
2026 | 2026_DzMN_GzMX_Dp00_Gp00 | A3 -Florencia 33 kV | All generators | 0.95 | ind | Dorada - Magdalena 115 kV | m:P:bus1 in MW | 49.4754 | ElmLne
2026 | 2026_DzMN_GzMX_Dp00_Gp00 | A3 -Florencia 33 kV | All generators | 0.96 | ind | Dorada - Magdalena 115 kV | m:P:bus1 in MW | 49.4662 | ElmLne
2026 | 2026_DzMN_GzMX_Dp00_Gp00 | A3 -Florencia 33 kV | All generators | 0.97 | ind | Dorada - Magdalena 115 kV | m:P:bus1 in MW | 49.4557 | ElmLne
2026 | 2026_DzMN_GzMX_Dp00_Gp00 | A3 -Florencia 33 kV | All generators | 0.98 | ind | Dorada - Magdalena 115 kV | m:P:bus1 in MW | 49.4431 | ElmLne
2026 | 2026_DzMN_GzMX_Dp00_Gp00 | A3 -Florencia 33 kV | All generators | 0.99 | ind | Dorada - Magdalena 115 kV | m:P:bus1 in MW | 49.4262 | ElmLne
2026 | 2026_DzMN_GzMX_Dp00_Gp00 | A3 -Florencia 33 kV | All generators | 1 | ind | Dorada - Magdalena 115 kV | m:P:bus1 in MW | 49.3821 | ElmLne
2026 | 2026_DzMN_GzMX_Dp00_Gp00 | A3 -Florencia 33 kV | All generators | 0.9 | ind | Dorada - Magdalena 115 kV | m:P:bus2 in MW | -49.3841 | ElmLne
2026 | 2026_DzMN_GzMX_Dp00_Gp00 | A3 -Florencia 33 kV | All generators | 0.91 | ind | Dorada - Magdalena 115 kV | m:P:bus2 in MW | -49.3779 | ElmLne
2026 | 2026_DzMN_GzMX_Dp00_Gp00 | A3 -Florencia 33 kV | All generators | 0.92 | ind | Dorada - Magdalena 115 kV | m:P:bus2 in MW | -49.3714 | ElmLne
2026 | 2026_DzMN_GzMX_Dp00_Gp00 | A3 -Florencia 33 kV | All generators | 0.93 | ind | Dorada - Magdalena 115 kV | m:P:bus2 in MW | -49.3644 | ElmLne
2026 | 2026_DzMN_GzMX_Dp00_Gp00 | A3 -Florencia 33 kV | All generators | 0.94 | ind | Dorada - Magdalena 115 kV | m:P:bus2 in MW | -49.3569 | ElmLne
2026 | 2026_DzMN_GzMX_Dp00_Gp00 | A3 -Florencia 33 kV | All generators | 0.95 | ind | Dorada - Magdalena 115 kV | m:P:bus2 in MW | -49.3487 | ElmLne
2026 | 2026_DzMN_GzMX_Dp00_Gp00 | A3 -Florencia 33 kV | All generators | 0.96 | ind | Dorada - Magdalena 115 kV | m:P:bus2 in MW | -49.3395 | ElmLne
2026 | 2026_DzMN_GzMX_Dp00_Gp00 | A3 -Florencia 33 kV | All generators | 0.97 | ind | Dorada - Magdalena 115 kV | m:P:bus2 in MW | -49.3291 | ElmLne
2026 | 2026_DzMN_GzMX_Dp00_Gp00 | A3 -Florencia 33 kV | All generators | 0.98 | ind | Dorada - Magdalena 115 kV | m:P:bus2 in MW | -49.3164 | ElmLne
2026 | 2026_DzMN_GzMX_Dp00_Gp00 | A3 -Florencia 33 kV | All generators | 0.99 | ind | Dorada - Magdalena 115 kV | m:P:bus2 in MW | -49.2995 | ElmLne
2026 | 2026_DzMN_GzMX_Dp00_Gp00 | A3 -Florencia 33 kV | All generators | 1 | ind | Dorada - Magdalena 115 kV | m:P:bus2 in MW | -49.2554 | ElmLne
2026 | 2026_DzMN_GzMX_Dp00_Gp00 | A3 -Florencia 33 kV | All generators | 0.9 | ind | Dorada - Magdalena 115 kV | m:Q:bus1 in Mvar | -0.73338 | ElmLne
2026 | 2026_DzMN_GzMX_Dp00_Gp00 | A3 -Florencia 33 kV | All generators | 0.91 | ind | Dorada - Magdalena 115 kV | m:Q:bus1 in Mvar | -0.7565 | ElmLne
2026 | 2026_DzMN_GzMX_Dp00_Gp00 | A3 -Florencia 33 kV | All generators | 0.92 | ind | Dorada - Magdalena 115 kV | m:Q:bus1 in Mvar | -0.78064 | ElmLne
2026 | 2026_DzMN_GzMX_Dp00_Gp00 | A3 -Florencia 33 kV | All generators | 0.93 | ind | Dorada - Magdalena 115 kV | m:Q:bus1 in Mvar | -0.80604 | ElmLne
2026 | 2026_DzMN_GzMX_Dp00_Gp00 | A3 -Florencia 33 kV | All generators | 0.94 | ind | Dorada - Magdalena 115 kV | m:Q:bus1 in Mvar | -0.83303 | ElmLne
2026 | 2026_DzMN_GzMX_Dp00_Gp00 | A3 -Florencia 33 kV | All generators | 0.95 | ind | Dorada - Magdalena 115 kV | m:Q:bus1 in Mvar | -0.86212 | ElmLne
2026 | 2026_DzMN_GzMX_Dp00_Gp00 | A3 -Florencia 33 kV | All generators | 0.96 | ind | Dorada - Magdalena 115 kV | m:Q:bus1 in Mvar | -0.89405 | ElmLne
2026 | 2026_DzMN_GzMX_Dp00_Gp00 | A3 -Florencia 33 kV | All generators | 0.97 | ind | Dorada - Magdalena 115 kV | m:Q:bus1 in Mvar | -0.93011 | ElmLne
2026 | 2026_DzMN_GzMX_Dp00_Gp00 | A3 -Florencia 33 kV | All generators | 0.98 | ind | Dorada - Magdalena 115 kV | m:Q:bus1 in Mvar | -0.97282 | ElmLne
2026 | 2026_DzMN_GzMX_Dp00_Gp00 | A3 -Florencia 33 kV | All generators | 0.99 | ind | Dorada - Magdalena 115 kV | m:Q:bus1 in Mvar | -1.0287 | ElmLne
2026 | 2026_DzMN_GzMX_Dp00_Gp00 | A3 -Florencia 33 kV | All generators | 1 | ind | Dorada - Magdalena 115 kV | m:Q:bus1 in Mvar | -1.1681 | ElmLne
2026 | 2026_DzMN_GzMX_Dp00_Gp00 | A3 -Florencia 33 kV | All generators | 0.9 | ind | Dorada - Magdalena 115 kV | m:Q:bus2 in Mvar | 0.99526 | ElmLne
2026 | 2026_DzMN_GzMX_Dp00_Gp00 | A3 -Florencia 33 kV | All generators | 0.91 | ind | Dorada - Magdalena 115 kV | m:Q:bus2 in Mvar | 1.0185 | ElmLne
2026 | 2026_DzMN_GzMX_Dp00_Gp00 | A3 -Florencia 33 kV | All generators | 0.92 | ind | Dorada - Magdalena 115 kV | m:Q:bus2 in Mvar | 1.0427 | ElmLne
2026 | 2026_DzMN_GzMX_Dp00_Gp00 | A3 -Florencia 33 kV | All generators | 0.93 | ind | Dorada - Magdalena 115 kV | m:Q:bus2 in Mvar | 1.0682 | ElmLne
2026 | 2026_DzMN_GzMX_Dp00_Gp00 | A3 -Florencia 33 kV | All generators | 0.94 | ind | Dorada - Magdalena 115 kV | m:Q:bus2 in Mvar | 1.0953 | ElmLne
2026 | 2026_DzMN_GzMX_Dp00_Gp00 | A3 -Florencia 33 kV | All generators | 0.95 | ind | Dorada - Magdalena 115 kV | m:Q:bus2 in Mvar | 1.1245 | ElmLne
2026 | 2026_DzMN_GzMX_Dp00_Gp00 | A3 -Florencia 33 kV | All generators | 0.96 | ind | Dorada - Magdalena 115 kV | m:Q:bus2 in Mvar | 1.1565 | ElmLne
2026 | 2026_DzMN_GzMX_Dp00_Gp00 | A3 -Florencia 33 kV | All generators | 0.97 | ind | Dorada - Magdalena 115 kV | m:Q:bus2 in Mvar | 1.1927 | ElmLne
2026 | 2026_DzMN_GzMX_Dp00_Gp00 | A3 -Florencia 33 kV | All generators | 0.98 | ind | Dorada - Magdalena 115 kV | m:Q:bus2 in Mvar | 1.2356 | ElmLne
2026 | 2026_DzMN_GzMX_Dp00_Gp00 | A3 -Florencia 33 kV | All generators | 0.99 | ind | Dorada - Magdalena 115 kV | m:Q:bus2 in Mvar | 1.2917 | ElmLne
2026 | 2026_DzMN_GzMX_Dp00_Gp00 | A3 -Florencia 33 kV | All generators | 1 | ind | Dorada - Magdalena 115 kV | m:Q:bus2 in Mvar | 1.4315 | ElmLne
2026 | 2026_DzMN_GzMX_Dp00_Gp00 | A3 -Florencia 33 kV | All generators | 0.9 | ind | Dorada - Magdalena 115 kV | m:cosphi:bus1 | 0.99989 | ElmLne
2026 | 2026_DzMN_GzMX_Dp00_Gp00 | A3 -Florencia 33 kV | All generators | 0.91 | ind | Dorada - Magdalena 115 kV | m:cosphi:bus1 | 0.99988 | ElmLne
2026 | 2026_DzMN_GzMX_Dp00_Gp00 | A3 -Florencia 33 kV | All generators | 0.92 | ind | Dorada - Magdalena 115 kV | m:cosphi:bus1 | 0.99988 | ElmLne
2026 | 2026_DzMN_GzMX_Dp00_Gp00 | A3 -Florencia 33 kV | All generators | 0.93 | ind | Dorada - Magdalena 115 kV | m:cosphi:bus1 | 0.99987 | ElmLne
2026 | 2026_DzMN_GzMX_Dp00_Gp00 | A3 -Florencia 33 kV | All generators | 0.94 | ind | Dorada - Magdalena 115 kV | m:cosphi:bus1 | 0.99986 | ElmLne
2026 | 2026_DzMN_GzMX_Dp00_Gp00 | A3 -Florencia 33 kV | All generators | 0.95 | ind | Dorada - Magdalena 115 kV | m:cosphi:bus1 | 0.99985 | ElmLne
2026 | 2026_DzMN_GzMX_Dp00_Gp00 | A3 -Florencia 33 kV | All generators | 0.96 | ind | Dorada - Magdalena 115 kV | m:cosphi:bus1 | 0.99984 | ElmLne
2026 | 2026_DzMN_GzMX_Dp00_Gp00 | A3 -Florencia 33 kV | All generators | 0.97 | ind | Dorada - Magdalena 115 kV | m:cosphi:bus1 | 0.99982 | ElmLne
2026 | 2026_DzMN_GzMX_Dp00_Gp00 | A3 -Florencia 33 kV | All generators | 0.98 | ind | Dorada - Magdalena 115 kV | m:cosphi:bus1 | 0.99981 | ElmLne
2026 | 2026_DzMN_GzMX_Dp00_Gp00 | A3 -Florencia 33 kV | All generators | 0.99 | ind | Dorada - Magdalena 115 kV | m:cosphi:bus1 | 0.99978 | ElmLne
2026 | 2026_DzMN_GzMX_Dp00_Gp00 | A3 -Florencia 33 kV | All generators | 1 | ind | Dorada - Magdalena 115 kV | m:cosphi:bus1 | 0.99972 | ElmLne
2026 | 2026_DzMN_GzMX_Dp00_Gp00 | A3 -Florencia 33 kV | All generators | 0.9 | ind | Dorada - Magdalena 115 kV | m:cosphi:bus2 | -0.9998 | ElmLne
2026 | 2026_DzMN_GzMX_Dp00_Gp00 | A3 -Florencia 33 kV | All generators | 0.91 | ind | Dorada - Magdalena 115 kV | m:cosphi:bus2 | -0.99979 | ElmLne
2026 | 2026_DzMN_GzMX_Dp00_Gp00 | A3 -Florencia 33 kV | All generators | 0.92 | ind | Dorada - Magdalena 115 kV | m:cosphi:bus2 | -0.99978 | ElmLne
2026 | 2026_DzMN_GzMX_Dp00_Gp00 | A3 -Florencia 33 kV | All generators | 0.93 | ind | Dorada - Magdalena 115 kV | m:cosphi:bus2 | -0.99977 | ElmLne
2026 | 2026_DzMN_GzMX_Dp00_Gp00 | A3 -Florencia 33 kV | All generators | 0.94 | ind | Dorada - Magdalena 115 kV | m:cosphi:bus2 | -0.99975 | ElmLne
2026 | 2026_DzMN_GzMX_Dp00_Gp00 | A3 -Florencia 33 kV | All generators | 0.95 | ind | Dorada - Magdalena 115 kV | m:cosphi:bus2 | -0.99974 | ElmLne
2026 | 2026_DzMN_GzMX_Dp00_Gp00 | A3 -Florencia 33 kV | All generators | 0.96 | ind | Dorada - Magdalena 115 kV | m:cosphi:bus2 | -0.99972 | ElmLne
2026 | 2026_DzMN_GzMX_Dp00_Gp00 | A3 -Florencia 33 kV | All generators | 0.97 | ind | Dorada - Magdalena 115 kV | m:cosphi:bus2 | -0.99971 | ElmLne
2026 | 2026_DzMN_GzMX_Dp00_Gp00 | A3 -Florencia 33 kV | All generators | 0.98 | ind | Dorada - Magdalena 115 kV | m:cosphi:bus2 | -0.99969 | ElmLne
2026 | 2026_DzMN_GzMX_Dp00_Gp00 | A3 -Florencia 33 kV | All generators | 0.99 | ind | Dorada - Magdalena 115 kV | m:cosphi:bus2 | -0.99966 | ElmLne
2026 | 2026_DzMN_GzMX_Dp00_Gp00 | A3 -Florencia 33 kV | All generators | 1 | ind | Dorada - Magdalena 115 kV | m:cosphi:bus2 | -0.99958 | ElmLne
2026 | 2026_DzMN_GzMX_Dp00_Gp00 | A3 -Florencia 33 kV | All generators | 0.9 | ind | Mariquita - Victoria 2 115 | m:P:bus1 in MW | 5.8968 | ElmLne
2026 | 2026_DzMN_GzMX_Dp00_Gp00 | A3 -Florencia 33 kV | All generators | 0.91 | ind | Mariquita - Victoria 2 115 | m:P:bus1 in MW | 5.8986 | ElmLne
2026 | 2026_DzMN_GzMX_Dp00_Gp00 | A3 -Florencia 33 kV | All generators | 0.92 | ind | Mariquita - Victoria 2 115 | m:P:bus1 in MW | 5.9005 | ElmLne
2026 | 2026_DzMN_GzMX_Dp00_Gp00 | A3 -Florencia 33 kV | All generators | 0.93 | ind | Mariquita - Victoria 2 115 | m:P:bus1 in MW | 5.9024 | ElmLne
2026 | 2026_DzMN_GzMX_Dp00_Gp00 | A3 -Florencia 33 kV | All generators | 0.94 | ind | Mariquita - Victoria 2 115 | m:P:bus1 in MW | 5.9044 | ElmLne
2026 | 2026_DzMN_GzMX_Dp00_Gp00 | A3 -Florencia 33 kV | All generators | 0.95 | ind | Mariquita - Victoria 2 115 | m:P:bus1 in MW | 5.9066 | ElmLne
2026 | 2026_DzMN_GzMX_Dp00_Gp00 | A3 -Florencia 33 kV | All generators | 0.96 | ind | Mariquita - Victoria 2 115 | m:P:bus1 in MW | 5.9089 | ElmLne
2026 | 2026_DzMN_GzMX_Dp00_Gp00 | A3 -Florencia 33 kV | All generators | 0.97 | ind | Mariquita - Victoria 2 115 | m:P:bus1 in MW | 5.9114 | ElmLne
2026 | 2026_DzMN_GzMX_Dp00_Gp00 | A3 -Florencia 33 kV | All generators | 0.98 | ind | Mariquita - Victoria 2 115 | m:P:bus1 in MW | 5.9143 | ElmLne
2026 | 2026_DzMN_GzMX_Dp00_Gp00 | A3 -Florencia 33 kV | All generators | 0.99 | ind | Mariquita - Victoria 2 115 | m:P:bus1 in MW | 5.9179 | ElmLne
2026 | 2026_DzMN_GzMX_Dp00_Gp00 | A3 -Florencia 33 kV | All generators | 1 | ind | Mariquita - Victoria 2 115 | m:P:bus1 in MW | 5.9263 | ElmLne
2026 | 2026_DzMN_GzMX_Dp00_Gp00 | A3 -Florencia 33 kV | All generators | 0.9 | ind | Mariquita - Victoria 2 115 | m:P:bus2 in MW | -5.8816 | ElmLne
2026 | 2026_DzMN_GzMX_Dp00_Gp00 | A3 -Florencia 33 kV | All generators | 0.91 | ind | Mariquita - Victoria 2 115 | m:P:bus2 in MW | -5.8834 | ElmLne
2026 | 2026_DzMN_GzMX_Dp00_Gp00 | A3 -Florencia 33 kV | All generators | 0.92 | ind | Mariquita - Victoria 2 115 | m:P:bus2 in MW | -5.8853 | ElmLne
2026 | 2026_DzMN_GzMX_Dp00_Gp00 | A3 -Florencia 33 kV | All generators | 0.93 | ind | Mariquita - Victoria 2 115 | m:P:bus2 in MW | -5.8872 | ElmLne
2026 | 2026_DzMN_GzMX_Dp00_Gp00 | A3 -Florencia 33 kV | All generators | 0.94 | ind | Mariquita - Victoria 2 115 | m:P:bus2 in MW | -5.8892 | ElmLne
2026 | 2026_DzMN_GzMX_Dp00_Gp00 | A3 -Florencia 33 kV | All generators | 0.95 | ind | Mariquita - Victoria 2 115 | m:P:bus2 in MW | -5.8913 | ElmLne
2026 | 2026_DzMN_GzMX_Dp00_Gp00 | A3 -Florencia 33 kV | All generators | 0.96 | ind | Mariquita - Victoria 2 115 | m:P:bus2 in MW | -5.8936 | ElmLne
2026 | 2026_DzMN_GzMX_Dp00_Gp00 | A3 -Florencia 33 kV | All generators | 0.97 | ind | Mariquita - Victoria 2 115 | m:P:bus2 in MW | -5.8961 | ElmLne
2026 | 2026_DzMN_GzMX_Dp00_Gp00 | A3 -Florencia 33 kV | All generators | 0.98 | ind | Mariquita - Victoria 2 115 | m:P:bus2 in MW | -5.899 | ElmLne
2026 | 2026_DzMN_GzMX_Dp00_Gp00 | A3 -Florencia 33 kV | All generators | 0.99 | ind | Mariquita - Victoria 2 115 | m:P:bus2 in MW | -5.9026 | ElmLne
2026 | 2026_DzMN_GzMX_Dp00_Gp00 | A3 -Florencia 33 kV | All generators | 1 | ind | Mariquita - Victoria 2 115 | m:P:bus2 in MW | -5.911 | ElmLne
2026 | 2026_DzMN_GzMX_Dp00_Gp00 | A3 -Florencia 33 kV | All generators | 0.9 | ind | Mariquita - Victoria 2 115 | m:Q:bus1 in Mvar | -6.5191 | ElmLne
2026 | 2026_DzMN_GzMX_Dp00_Gp00 | A3 -Florencia 33 kV | All generators | 0.91 | ind | Mariquita - Victoria 2 115 | m:Q:bus1 in Mvar | -6.5166 | ElmLne
2026 | 2026_DzMN_GzMX_Dp00_Gp00 | A3 -Florencia 33 kV | All generators | 0.92 | ind | Mariquita - Victoria 2 115 | m:Q:bus1 in Mvar | -6.5141 | ElmLne
2026 | 2026_DzMN_GzMX_Dp00_Gp00 | A3 -Florencia 33 kV | All generators | 0.93 | ind | Mariquita - Victoria 2 115 | m:Q:bus1 in Mvar | -6.5114 | ElmLne
2026 | 2026_DzMN_GzMX_Dp00_Gp00 | A3 -Florencia 33 kV | All generators | 0.94 | ind | Mariquita - Victoria 2 115 | m:Q:bus1 in Mvar | -6.5085 | ElmLne
2026 | 2026_DzMN_GzMX_Dp00_Gp00 | A3 -Florencia 33 kV | All generators | 0.95 | ind | Mariquita - Victoria 2 115 | m:Q:bus1 in Mvar | -6.5054 | ElmLne
2026 | 2026_DzMN_GzMX_Dp00_Gp00 | A3 -Florencia 33 kV | All generators | 0.96 | ind | Mariquita - Victoria 2 115 | m:Q:bus1 in Mvar | -6.502 | ElmLne
2026 | 2026_DzMN_GzMX_Dp00_Gp00 | A3 -Florencia 33 kV | All generators | 0.97 | ind | Mariquita - Victoria 2 115 | m:Q:bus1 in Mvar | -6.4982 | ElmLne
2026 | 2026_DzMN_GzMX_Dp00_Gp00 | A3 -Florencia 33 kV | All generators | 0.98 | ind | Mariquita - Victoria 2 115 | m:Q:bus1 in Mvar | -6.4936 | ElmLne
2026 | 2026_DzMN_GzMX_Dp00_Gp00 | A3 -Florencia 33 kV | All generators | 0.99 | ind | Mariquita - Victoria 2 115 | m:Q:bus1 in Mvar | -6.4876 | ElmLne
2026 | 2026_DzMN_GzMX_Dp00_Gp00 | A3 -Florencia 33 kV | All generators | 1 | ind | Mariquita - Victoria 2 115 | m:Q:bus1 in Mvar | -6.4725 | ElmLne
2026 | 2026_DzMN_GzMX_Dp00_Gp00 | A3 -Florencia 33 kV | All generators | 0.9 | ind | Mariquita - Victoria 2 115 | m:Q:bus2 in Mvar | 5.8916 | ElmLne
2026 | 2026_DzMN_GzMX_Dp00_Gp00 | A3 -Florencia 33 kV | All generators | 0.91 | ind | Mariquita - Victoria 2 115 | m:Q:bus2 in Mvar | 5.8894 | ElmLne
2026 | 2026_DzMN_GzMX_Dp00_Gp00 | A3 -Florencia 33 kV | All generators | 0.92 | ind | Mariquita - Victoria 2 115 | m:Q:bus2 in Mvar | 5.887 | ElmLne
2026 | 2026_DzMN_GzMX_Dp00_Gp00 | A3 -Florencia 33 kV | All generators | 0.93 | ind | Mariquita - Victoria 2 115 | m:Q:bus2 in Mvar | 5.8846 | ElmLne
2026 | 2026_DzMN_GzMX_Dp00_Gp00 | A3 -Florencia 33 kV | All generators | 0.94 | ind | Mariquita - Victoria 2 115 | m:Q:bus2 in Mvar | 5.882 | ElmLne
2026 | 2026_DzMN_GzMX_Dp00_Gp00 | A3 -Florencia 33 kV | All generators | 0.95 | ind | Mariquita - Victoria 2 115 | m:Q:bus2 in Mvar | 5.8791 | ElmLne
2026 | 2026_DzMN_GzMX_Dp00_Gp00 | A3 -Florencia 33 kV | All generators | 0.96 | ind | Mariquita - Victoria 2 115 | m:Q:bus2 in Mvar | 5.876 | ElmLne
2026 | 2026_DzMN_GzMX_Dp00_Gp00 | A3 -Florencia 33 kV | All generators | 0.97 | ind | Mariquita - Victoria 2 115 | m:Q:bus2 in Mvar | 5.8725 | ElmLne
2026 | 2026_DzMN_GzMX_Dp00_Gp00 | A3 -Florencia 33 kV | All generators | 0.98 | ind | Mariquita - Victoria 2 115 | m:Q:bus2 in Mvar | 5.8683 | ElmLne
2026 | 2026_DzMN_GzMX_Dp00_Gp00 | A3 -Florencia 33 kV | All generators | 0.99 | ind | Mariquita - Victoria 2 115 | m:Q:bus2 in Mvar | 5.8628 | ElmLne
2026 | 2026_DzMN_GzMX_Dp00_Gp00 | A3 -Florencia 33 kV | All generators | 1 | ind | Mariquita - Victoria 2 115 | m:Q:bus2 in Mvar | 5.849 | ElmLne
2026 | 2026_DzMN_GzMX_Dp00_Gp00 | A3 -Florencia 33 kV | All generators | 0.9 | ind | Mariquita - Victoria 2 115 | m:cosphi:bus1 | 0.67083 | ElmLne
2026 | 2026_DzMN_GzMX_Dp00_Gp00 | A3 -Florencia 33 kV | All generators | 0.91 | ind | Mariquita - Victoria 2 115 | m:cosphi:bus1 | 0.67108 | ElmLne
2026 | 2026_DzMN_GzMX_Dp00_Gp00 | A3 -Florencia 33 kV | All generators | 0.92 | ind | Mariquita - Victoria 2 115 | m:cosphi:bus1 | 0.67134 | ElmLne
2026 | 2026_DzMN_GzMX_Dp00_Gp00 | A3 -Florencia 33 kV | All generators | 0.93 | ind | Mariquita - Victoria 2 115 | m:cosphi:bus1 | 0.67161 | ElmLne
2026 | 2026_DzMN_GzMX_Dp00_Gp00 | A3 -Florencia 33 kV | All generators | 0.94 | ind | Mariquita - Victoria 2 115 | m:cosphi:bus1 | 0.6719 | ElmLne
2026 | 2026_DzMN_GzMX_Dp00_Gp00 | A3 -Florencia 33 kV | All generators | 0.95 | ind | Mariquita - Victoria 2 115 | m:cosphi:bus1 | 0.67221 | ElmLne
2026 | 2026_DzMN_GzMX_Dp00_Gp00 | A3 -Florencia 33 kV | All generators | 0.96 | ind | Mariquita - Victoria 2 115 | m:cosphi:bus1 | 0.67254 | ElmLne
2026 | 2026_DzMN_GzMX_Dp00_Gp00 | A3 -Florencia 33 kV | All generators | 0.97 | ind | Mariquita - Victoria 2 115 | m:cosphi:bus1 | 0.67292 | ElmLne
2026 | 2026_DzMN_GzMX_Dp00_Gp00 | A3 -Florencia 33 kV | All generators | 0.98 | ind | Mariquita - Victoria 2 115 | m:cosphi:bus1 | 0.67336 | ElmLne
2026 | 2026_DzMN_GzMX_Dp00_Gp00 | A3 -Florencia 33 kV | All generators | 0.99 | ind | Mariquita - Victoria 2 115 | m:cosphi:bus1 | 0.67392 | ElmLne
2026 | 2026_DzMN_GzMX_Dp00_Gp00 | A3 -Florencia 33 kV | All generators | 1 | ind | Mariquita - Victoria 2 115 | m:cosphi:bus1 | 0.6753 | ElmLne
2026 | 2026_DzMN_GzMX_Dp00_Gp00 | A3 -Florencia 33 kV | All generators | 0.9 | ind | Mariquita - Victoria 2 115 | m:cosphi:bus2 | -0.70651 | ElmLne
2026 | 2026_DzMN_GzMX_Dp00_Gp00 | A3 -Florencia 33 kV | All generators | 0.91 | ind | Mariquita - Victoria 2 115 | m:cosphi:bus2 | -0.70675 | ElmLne
2026 | 2026_DzMN_GzMX_Dp00_Gp00 | A3 -Florencia 33 kV | All generators | 0.92 | ind | Mariquita - Victoria 2 115 | m:cosphi:bus2 | -0.707 | ElmLne
2026 | 2026_DzMN_GzMX_Dp00_Gp00 | A3 -Florencia 33 kV | All generators | 0.93 | ind | Mariquita - Victoria 2 115 | m:cosphi:bus2 | -0.70726 | ElmLne
2026 | 2026_DzMN_GzMX_Dp00_Gp00 | A3 -Florencia 33 kV | All generators | 0.94 | ind | Mariquita - Victoria 2 115 | m:cosphi:bus2 | -0.70754 | ElmLne
2026 | 2026_DzMN_GzMX_Dp00_Gp00 | A3 -Florencia 33 kV | All generators | 0.95 | ind | Mariquita - Victoria 2 115 | m:cosphi:bus2 | -0.70784 | ElmLne
2026 | 2026_DzMN_GzMX_Dp00_Gp00 | A3 -Florencia 33 kV | All generators | 0.96 | ind | Mariquita - Victoria 2 115 | m:cosphi:bus2 | -0.70816 | ElmLne
2026 | 2026_DzMN_GzMX_Dp00_Gp00 | A3 -Florencia 33 kV | All generators | 0.97 | ind | Mariquita - Victoria 2 115 | m:cosphi:bus2 | -0.70852 | ElmLne
2026 | 2026_DzMN_GzMX_Dp00_Gp00 | A3 -Florencia 33 kV | All generators | 0.98 | ind | Mariquita - Victoria 2 115 | m:cosphi:bus2 | -0.70895 | ElmLne
2026 | 2026_DzMN_GzMX_Dp00_Gp00 | A3 -Florencia 33 kV | All generators | 0.99 | ind | Mariquita - Victoria 2 115 | m:cosphi:bus2 | -0.70949 | ElmLne
2026 | 2026_DzMN_GzMX_Dp00_Gp00 | A3 -Florencia 33 kV | All generators | 1 | ind | Mariquita - Victoria 2 115 | m:cosphi:bus2 | -0.71082 | ElmLne
2026 | 2026_DzMN_GzMX_Dp00_Gp00 | A3 -Florencia 33 kV | All generators | 0.9 | ind | Dorada 115/33/13.8 kV | m:P:bushv in MW | -8.8648 | ElmTr3
2026 | 2026_DzMN_GzMX_Dp00_Gp00 | A3 -Florencia 33 kV | All generators | 0.91 | ind | Dorada 115/33/13.8 kV | m:P:bushv in MW | -8.8712 | ElmTr3
2026 | 2026_DzMN_GzMX_Dp00_Gp00 | A3 -Florencia 33 kV | All generators | 0.92 | ind | Dorada 115/33/13.8 kV | m:P:bushv in MW | -8.8776 | ElmTr3
2026 | 2026_DzMN_GzMX_Dp00_Gp00 | A3 -Florencia 33 kV | All generators | 0.93 | ind | Dorada 115/33/13.8 kV | m:P:bushv in MW | -8.8841 | ElmTr3
2026 | 2026_DzMN_GzMX_Dp00_Gp00 | A3 -Florencia 33 kV | All generators | 0.94 | ind | Dorada 115/33/13.8 kV | m:P:bushv in MW | -8.8907 | ElmTr3
2026 | 2026_DzMN_GzMX_Dp00_Gp00 | A3 -Florencia 33 kV | All generators | 0.95 | ind | Dorada 115/33/13.8 kV | m:P:bushv in MW | -8.8974 | ElmTr3
2026 | 2026_DzMN_GzMX_Dp00_Gp00 | A3 -Florencia 33 kV | All generators | 0.96 | ind | Dorada 115/33/13.8 kV | m:P:bushv in MW | -8.9043 | ElmTr3
2026 | 2026_DzMN_GzMX_Dp00_Gp00 | A3 -Florencia 33 kV | All generators | 0.97 | ind | Dorada 115/33/13.8 kV | m:P:bushv in MW | -8.9117 | ElmTr3
2026 | 2026_DzMN_GzMX_Dp00_Gp00 | A3 -Florencia 33 kV | All generators | 0.98 | ind | Dorada 115/33/13.8 kV | m:P:bushv in MW | -8.9196 | ElmTr3
2026 | 2026_DzMN_GzMX_Dp00_Gp00 | A3 -Florencia 33 kV | All generators | 0.99 | ind | Dorada 115/33/13.8 kV | m:P:bushv in MW | -8.9288 | ElmTr3
2026 | 2026_DzMN_GzMX_Dp00_Gp00 | A3 -Florencia 33 kV | All generators | 1 | ind | Dorada 115/33/13.8 kV | m:P:bushv in MW | -8.9459 | ElmTr3
2026 | 2026_DzMN_GzMX_Dp00_Gp00 | A3 -Florencia 33 kV | All generators | 0.9 | ind | Dorada 115/33/13.8 kV | m:Q:bushv in Mvar | 1.6512 | ElmTr3
2026 | 2026_DzMN_GzMX_Dp00_Gp00 | A3 -Florencia 33 kV | All generators | 0.91 | ind | Dorada 115/33/13.8 kV | m:Q:bushv in Mvar | 1.7205 | ElmTr3
2026 | 2026_DzMN_GzMX_Dp00_Gp00 | A3 -Florencia 33 kV | All generators | 0.92 | ind | Dorada 115/33/13.8 kV | m:Q:bushv in Mvar | 1.7929 | ElmTr3
2026 | 2026_DzMN_GzMX_Dp00_Gp00 | A3 -Florencia 33 kV | All generators | 0.93 | ind | Dorada 115/33/13.8 kV | m:Q:bushv in Mvar | 1.8691 | ElmTr3
2026 | 2026_DzMN_GzMX_Dp00_Gp00 | A3 -Florencia 33 kV | All generators | 0.94 | ind | Dorada 115/33/13.8 kV | m:Q:bushv in Mvar | 1.9502 | ElmTr3
2026 | 2026_DzMN_GzMX_Dp00_Gp00 | A3 -Florencia 33 kV | All generators | 0.95 | ind | Dorada 115/33/13.8 kV | m:Q:bushv in Mvar | 2.0376 | ElmTr3
2026 | 2026_DzMN_GzMX_Dp00_Gp00 | A3 -Florencia 33 kV | All generators | 0.96 | ind | Dorada 115/33/13.8 kV | m:Q:bushv in Mvar | 2.1335 | ElmTr3
2026 | 2026_DzMN_GzMX_Dp00_Gp00 | A3 -Florencia 33 kV | All generators | 0.97 | ind | Dorada 115/33/13.8 kV | m:Q:bushv in Mvar | 2.2419 | ElmTr3
2026 | 2026_DzMN_GzMX_Dp00_Gp00 | A3 -Florencia 33 kV | All generators | 0.98 | ind | Dorada 115/33/13.8 kV | m:Q:bushv in Mvar | 2.3704 | ElmTr3
2026 | 2026_DzMN_GzMX_Dp00_Gp00 | A3 -Florencia 33 kV | All generators | 0.99 | ind | Dorada 115/33/13.8 kV | m:Q:bushv in Mvar | 2.5387 | ElmTr3
2026 | 2026_DzMN_GzMX_Dp00_Gp00 | A3 -Florencia 33 kV | All generators | 1 | ind | Dorada 115/33/13.8 kV | m:Q:bushv in Mvar | 2.9588 | ElmTr3
2026 | 2026_DzMN_GzMX_Dp00_Gp00 | A3 -Florencia 33 kV | All generators | 0.9 | ind | Dorada 115/33/13.8 kV | m:cosphi:bushv | -0.98309 | ElmTr3
2026 | 2026_DzMN_GzMX_Dp00_Gp00 | A3 -Florencia 33 kV | All generators | 0.91 | ind | Dorada 115/33/13.8 kV | m:cosphi:bushv | -0.98171 | ElmTr3
2026 | 2026_DzMN_GzMX_Dp00_Gp00 | A3 -Florencia 33 kV | All generators | 0.92 | ind | Dorada 115/33/13.8 kV | m:cosphi:bushv | -0.98021 | ElmTr3
2026 | 2026_DzMN_GzMX_Dp00_Gp00 | A3 -Florencia 33 kV | All generators | 0.93 | ind | Dorada 115/33/13.8 kV | m:cosphi:bushv | -0.97858 | ElmTr3
2026 | 2026_DzMN_GzMX_Dp00_Gp00 | A3 -Florencia 33 kV | All generators | 0.94 | ind | Dorada 115/33/13.8 kV | m:cosphi:bushv | -0.97678 | ElmTr3
2026 | 2026_DzMN_GzMX_Dp00_Gp00 | A3 -Florencia 33 kV | All generators | 0.95 | ind | Dorada 115/33/13.8 kV | m:cosphi:bushv | -0.97477 | ElmTr3
2026 | 2026_DzMN_GzMX_Dp00_Gp00 | A3 -Florencia 33 kV | All generators | 0.96 | ind | Dorada 115/33/13.8 kV | m:cosphi:bushv | -0.97247 | ElmTr3
2026 | 2026_DzMN_GzMX_Dp00_Gp00 | A3 -Florencia 33 kV | All generators | 0.97 | ind | Dorada 115/33/13.8 kV | m:cosphi:bushv | -0.96978 | ElmTr3
2026 | 2026_DzMN_GzMX_Dp00_Gp00 | A3 -Florencia 33 kV | All generators | 0.98 | ind | Dorada 115/33/13.8 kV | m:cosphi:bushv | -0.96646 | ElmTr3
2026 | 2026_DzMN_GzMX_Dp00_Gp00 | A3 -Florencia 33 kV | All generators | 0.99 | ind | Dorada 115/33/13.8 kV | m:cosphi:bushv | -0.96188 | ElmTr3
2026 | 2026_DzMN_GzMX_Dp00_Gp00 | A3 -Florencia 33 kV | All generators | 1 | ind | Dorada 115/33/13.8 kV | m:cosphi:bushv | -0.94942 | ElmTr3
2026 | 2026_DzMN_GzMX_Dp00_Gp00 | A3 -Florencia 33 kV | All generators | 0.9 | ind | Manzanares 115/33/13.8 kV | m:P:bushv in MW | -25.4006 | ElmTr3
2026 | 2026_DzMN_GzMX_Dp00_Gp00 | A3 -Florencia 33 kV | All generators | 0.91 | ind | Manzanares 115/33/13.8 kV | m:P:bushv in MW | -25.3895 | ElmTr3
2026 | 2026_DzMN_GzMX_Dp00_Gp00 | A3 -Florencia 33 kV | All generators | 0.92 | ind | Manzanares 115/33/13.8 kV | m:P:bushv in MW | -25.3771 | ElmTr3
2026 | 2026_DzMN_GzMX_Dp00_Gp00 | A3 -Florencia 33 kV | All generators | 0.93 | ind | Manzanares 115/33/13.8 kV | m:P:bushv in MW | -25.3633 | ElmTr3
2026 | 2026_DzMN_GzMX_Dp00_Gp00 | A3 -Florencia 33 kV | All generators | 0.94 | ind | Manzanares 115/33/13.8 kV | m:P:bushv in MW | -25.3475 | ElmTr3
2026 | 2026_DzMN_GzMX_Dp00_Gp00 | A3 -Florencia 33 kV | All generators | 0.95 | ind | Manzanares 115/33/13.8 kV | m:P:bushv in MW | -25.3295 | ElmTr3
2026 | 2026_DzMN_GzMX_Dp00_Gp00 | A3 -Florencia 33 kV | All generators | 0.96 | ind | Manzanares 115/33/13.8 kV | m:P:bushv in MW | -25.3083 | ElmTr3
2026 | 2026_DzMN_GzMX_Dp00_Gp00 | A3 -Florencia 33 kV | All generators | 0.97 | ind | Manzanares 115/33/13.8 kV | m:P:bushv in MW | -25.2827 | ElmTr3
2026 | 2026_DzMN_GzMX_Dp00_Gp00 | A3 -Florencia 33 kV | All generators | 0.98 | ind | Manzanares 115/33/13.8 kV | m:P:bushv in MW | -25.2501 | ElmTr3
2026 | 2026_DzMN_GzMX_Dp00_Gp00 | A3 -Florencia 33 kV | All generators | 0.99 | ind | Manzanares 115/33/13.8 kV | m:P:bushv in MW | -25.2035 | ElmTr3
2026 | 2026_DzMN_GzMX_Dp00_Gp00 | A3 -Florencia 33 kV | All generators | 1 | ind | Manzanares 115/33/13.8 kV | m:P:bushv in MW | -25.0688 | ElmTr3
2026 | 2026_DzMN_GzMX_Dp00_Gp00 | A3 -Florencia 33 kV | All generators | 0.9 | ind | Manzanares 115/33/13.8 kV | m:Q:bushv in Mvar | 3.1708 | ElmTr3
2026 | 2026_DzMN_GzMX_Dp00_Gp00 | A3 -Florencia 33 kV | All generators | 0.91 | ind | Manzanares 115/33/13.8 kV | m:Q:bushv in Mvar | 3.3801 | ElmTr3
2026 | 2026_DzMN_GzMX_Dp00_Gp00 | A3 -Florencia 33 kV | All generators | 0.92 | ind | Manzanares 115/33/13.8 kV | m:Q:bushv in Mvar | 3.5985 | ElmTr3
2026 | 2026_DzMN_GzMX_Dp00_Gp00 | A3 -Florencia 33 kV | All generators | 0.93 | ind | Manzanares 115/33/13.8 kV | m:Q:bushv in Mvar | 3.8282 | ElmTr3
2026 | 2026_DzMN_GzMX_Dp00_Gp00 | A3 -Florencia 33 kV | All generators | 0.94 | ind | Manzanares 115/33/13.8 kV | m:Q:bushv in Mvar | 4.0722 | ElmTr3
2026 | 2026_DzMN_GzMX_Dp00_Gp00 | A3 -Florencia 33 kV | All generators | 0.95 | ind | Manzanares 115/33/13.8 kV | m:Q:bushv in Mvar | 4.3349 | ElmTr3
2026 | 2026_DzMN_GzMX_Dp00_Gp00 | A3 -Florencia 33 kV | All generators | 0.96 | ind | Manzanares 115/33/13.8 kV | m:Q:bushv in Mvar | 4.6231 | ElmTr3
2026 | 2026_DzMN_GzMX_Dp00_Gp00 | A3 -Florencia 33 kV | All generators | 0.97 | ind | Manzanares 115/33/13.8 kV | m:Q:bushv in Mvar | 4.9484 | ElmTr3
2026 | 2026_DzMN_GzMX_Dp00_Gp00 | A3 -Florencia 33 kV | All generators | 0.98 | ind | Manzanares 115/33/13.8 kV | m:Q:bushv in Mvar | 5.3332 | ElmTr3
2026 | 2026_DzMN_GzMX_Dp00_Gp00 | A3 -Florencia 33 kV | All generators | 0.99 | ind | Manzanares 115/33/13.8 kV | m:Q:bushv in Mvar | 5.8365 | ElmTr3
2026 | 2026_DzMN_GzMX_Dp00_Gp00 | A3 -Florencia 33 kV | All generators | 1 | ind | Manzanares 115/33/13.8 kV | m:Q:bushv in Mvar | 7.0882 | ElmTr3
2026 | 2026_DzMN_GzMX_Dp00_Gp00 | A3 -Florencia 33 kV | All generators | 0.9 | ind | Manzanares 115/33/13.8 kV | m:cosphi:bushv | -0.9923 | ElmTr3
2026 | 2026_DzMN_GzMX_Dp00_Gp00 | A3 -Florencia 33 kV | All generators | 0.91 | ind | Manzanares 115/33/13.8 kV | m:cosphi:bushv | -0.99125 | ElmTr3
2026 | 2026_DzMN_GzMX_Dp00_Gp00 | A3 -Florencia 33 kV | All generators | 0.92 | ind | Manzanares 115/33/13.8 kV | m:cosphi:bushv | -0.9901 | ElmTr3
2026 | 2026_DzMN_GzMX_Dp00_Gp00 | A3 -Florencia 33 kV | All generators | 0.93 | ind | Manzanares 115/33/13.8 kV | m:cosphi:bushv | -0.9888 | ElmTr3
2026 | 2026_DzMN_GzMX_Dp00_Gp00 | A3 -Florencia 33 kV | All generators | 0.94 | ind | Manzanares 115/33/13.8 kV | m:cosphi:bushv | -0.98734 | ElmTr3
2026 | 2026_DzMN_GzMX_Dp00_Gp00 | A3 -Florencia 33 kV | All generators | 0.95 | ind | Manzanares 115/33/13.8 kV | m:cosphi:bushv | -0.98567 | ElmTr3
2026 | 2026_DzMN_GzMX_Dp00_Gp00 | A3 -Florencia 33 kV | All generators | 0.96 | ind | Manzanares 115/33/13.8 kV | m:cosphi:bushv | -0.98372 | ElmTr3
2026 | 2026_DzMN_GzMX_Dp00_Gp00 | A3 -Florencia 33 kV | All generators | 0.97 | ind | Manzanares 115/33/13.8 kV | m:cosphi:bushv | -0.98138 | ElmTr3
2026 | 2026_DzMN_GzMX_Dp00_Gp00 | A3 -Florencia 33 kV | All generators | 0.98 | ind | Manzanares 115/33/13.8 kV | m:cosphi:bushv | -0.97841 | ElmTr3
2026 | 2026_DzMN_GzMX_Dp00_Gp00 | A3 -Florencia 33 kV | All generators | 0.99 | ind | Manzanares 115/33/13.8 kV | m:cosphi:bushv | -0.97422 | ElmTr3
2026 | 2026_DzMN_GzMX_Dp00_Gp00 | A3 -Florencia 33 kV | All generators | 1 | ind | Manzanares 115/33/13.8 kV | m:cosphi:bushv | -0.96227 | ElmTr3
2026 | 2026_DzMN_GzMX_Dp00_Gp00 | A3 -Florencia 33 kV | All generators | 0.9 | ind | Purnio 230/115 | m:P:bushv in MW | -7.7699 | ElmTr3
2026 | 2026_DzMN_GzMX_Dp00_Gp00 | A3 -Florencia 33 kV | All generators | 0.91 | ind | Purnio 230/115 | m:P:bushv in MW | -7.7738 | ElmTr3
2026 | 2026_DzMN_GzMX_Dp00_Gp00 | A3 -Florencia 33 kV | All generators | 0.92 | ind | Purnio 230/115 | m:P:bushv in MW | -7.7775 | ElmTr3
2026 | 2026_DzMN_GzMX_Dp00_Gp00 | A3 -Florencia 33 kV | All generators | 0.93 | ind | Purnio 230/115 | m:P:bushv in MW | -7.781 | ElmTr3
2026 | 2026_DzMN_GzMX_Dp00_Gp00 | A3 -Florencia 33 kV | All generators | 0.94 | ind | Purnio 230/115 | m:P:bushv in MW | -7.7844 | ElmTr3
2026 | 2026_DzMN_GzMX_Dp00_Gp00 | A3 -Florencia 33 kV | All generators | 0.95 | ind | Purnio 230/115 | m:P:bushv in MW | -7.7875 | ElmTr3
2026 | 2026_DzMN_GzMX_Dp00_Gp00 | A3 -Florencia 33 kV | All generators | 0.96 | ind | Purnio 230/115 | m:P:bushv in MW | -7.7903 | ElmTr3
2026 | 2026_DzMN_GzMX_Dp00_Gp00 | A3 -Florencia 33 kV | All generators | 0.97 | ind | Purnio 230/115 | m:P:bushv in MW | -7.7928 | ElmTr3
2026 | 2026_DzMN_GzMX_Dp00_Gp00 | A3 -Florencia 33 kV | All generators | 0.98 | ind | Purnio 230/115 | m:P:bushv in MW | -7.7947 | ElmTr3
2026 | 2026_DzMN_GzMX_Dp00_Gp00 | A3 -Florencia 33 kV | All generators | 0.99 | ind | Purnio 230/115 | m:P:bushv in MW | -7.7956 | ElmTr3
2026 | 2026_DzMN_GzMX_Dp00_Gp00 | A3 -Florencia 33 kV | All generators | 1 | ind | Purnio 230/115 | m:P:bushv in MW | -7.7896 | ElmTr3
2026 | 2026_DzMN_GzMX_Dp00_Gp00 | A3 -Florencia 33 kV | All generators | 0.9 | ind | Purnio 230/115 | m:Q:bushv in Mvar | -7.5581 | ElmTr3
2026 | 2026_DzMN_GzMX_Dp00_Gp00 | A3 -Florencia 33 kV | All generators | 0.91 | ind | Purnio 230/115 | m:Q:bushv in Mvar | -7.4766 | ElmTr3
2026 | 2026_DzMN_GzMX_Dp00_Gp00 | A3 -Florencia 33 kV | All generators | 0.92 | ind | Purnio 230/115 | m:Q:bushv in Mvar | -7.3916 | ElmTr3
2026 | 2026_DzMN_GzMX_Dp00_Gp00 | A3 -Florencia 33 kV | All generators | 0.93 | ind | Purnio 230/115 | m:Q:bushv in Mvar | -7.3021 | ElmTr3
2026 | 2026_DzMN_GzMX_Dp00_Gp00 | A3 -Florencia 33 kV | All generators | 0.94 | ind | Purnio 230/115 | m:Q:bushv in Mvar | -7.207 | ElmTr3
2026 | 2026_DzMN_GzMX_Dp00_Gp00 | A3 -Florencia 33 kV | All generators | 0.95 | ind | Purnio 230/115 | m:Q:bushv in Mvar | -7.1046 | ElmTr3
2026 | 2026_DzMN_GzMX_Dp00_Gp00 | A3 -Florencia 33 kV | All generators | 0.96 | ind | Purnio 230/115 | m:Q:bushv in Mvar | -6.9922 | ElmTr3
2026 | 2026_DzMN_GzMX_Dp00_Gp00 | A3 -Florencia 33 kV | All generators | 0.97 | ind | Purnio 230/115 | m:Q:bushv in Mvar | -6.8652 | ElmTr3
2026 | 2026_DzMN_GzMX_Dp00_Gp00 | A3 -Florencia 33 kV | All generators | 0.98 | ind | Purnio 230/115 | m:Q:bushv in Mvar | -6.7149 | ElmTr3
2026 | 2026_DzMN_GzMX_Dp00_Gp00 | A3 -Florencia 33 kV | All generators | 0.99 | ind | Purnio 230/115 | m:Q:bushv in Mvar | -6.5182 | ElmTr3
2026 | 2026_DzMN_GzMX_Dp00_Gp00 | A3 -Florencia 33 kV | All generators | 1 | ind | Purnio 230/115 | m:Q:bushv in Mvar | -6.028 | ElmTr3
2026 | 2026_DzMN_GzMX_Dp00_Gp00 | A3 -Florencia 33 kV | All generators | 0.9 | ind | Purnio 230/115 | m:cosphi:bushv | -0.71681 | ElmTr3
2026 | 2026_DzMN_GzMX_Dp00_Gp00 | A3 -Florencia 33 kV | All generators | 0.91 | ind | Purnio 230/115 | m:cosphi:bushv | -0.72075 | ElmTr3
2026 | 2026_DzMN_GzMX_Dp00_Gp00 | A3 -Florencia 33 kV | All generators | 0.92 | ind | Purnio 230/115 | m:cosphi:bushv | -0.72486 | ElmTr3
2026 | 2026_DzMN_GzMX_Dp00_Gp00 | A3 -Florencia 33 kV | All generators | 0.93 | ind | Purnio 230/115 | m:cosphi:bushv | -0.72919 | ElmTr3
2026 | 2026_DzMN_GzMX_Dp00_Gp00 | A3 -Florencia 33 kV | All generators | 0.94 | ind | Purnio 230/115 | m:cosphi:bushv | -0.73379 | ElmTr3
2026 | 2026_DzMN_GzMX_Dp00_Gp00 | A3 -Florencia 33 kV | All generators | 0.95 | ind | Purnio 230/115 | m:cosphi:bushv | -0.73876 | ElmTr3
2026 | 2026_DzMN_GzMX_Dp00_Gp00 | A3 -Florencia 33 kV | All generators | 0.96 | ind | Purnio 230/115 | m:cosphi:bushv | -0.7442 | ElmTr3
2026 | 2026_DzMN_GzMX_Dp00_Gp00 | A3 -Florencia 33 kV | All generators | 0.97 | ind | Purnio 230/115 | m:cosphi:bushv | -0.75035 | ElmTr3
2026 | 2026_DzMN_GzMX_Dp00_Gp00 | A3 -Florencia 33 kV | All generators | 0.98 | ind | Purnio 230/115 | m:cosphi:bushv | -0.75764 | ElmTr3
2026 | 2026_DzMN_GzMX_Dp00_Gp00 | A3 -Florencia 33 kV | All generators | 0.99 | ind | Purnio 230/115 | m:cosphi:bushv | -0.76716 | ElmTr3
2026 | 2026_DzMN_GzMX_Dp00_Gp00 | A3 -Florencia 33 kV | All generators | 1 | ind | Purnio 230/115 | m:cosphi:bushv | -0.79085 | ElmTr3
2026 | 2026_DzMN_GzMX_Dp00_Gp00 | A3 -Florencia 33 kV | All generators | 0.9 | ind | Victoria 115/33/13.8 kV | m:P:bushv in MW | -17.2623 | ElmTr3
2026 | 2026_DzMN_GzMX_Dp00_Gp00 | A3 -Florencia 33 kV | All generators | 0.91 | ind | Victoria 115/33/13.8 kV | m:P:bushv in MW | -17.2695 | ElmTr3
2026 | 2026_DzMN_GzMX_Dp00_Gp00 | A3 -Florencia 33 kV | All generators | 0.92 | ind | Victoria 115/33/13.8 kV | m:P:bushv in MW | -17.2766 | ElmTr3
2026 | 2026_DzMN_GzMX_Dp00_Gp00 | A3 -Florencia 33 kV | All generators | 0.93 | ind | Victoria 115/33/13.8 kV | m:P:bushv in MW | -17.2836 | ElmTr3
2026 | 2026_DzMN_GzMX_Dp00_Gp00 | A3 -Florencia 33 kV | All generators | 0.94 | ind | Victoria 115/33/13.8 kV | m:P:bushv in MW | -17.2904 | ElmTr3
2026 | 2026_DzMN_GzMX_Dp00_Gp00 | A3 -Florencia 33 kV | All generators | 0.95 | ind | Victoria 115/33/13.8 kV | m:P:bushv in MW | -17.2972 | ElmTr3
2026 | 2026_DzMN_GzMX_Dp00_Gp00 | A3 -Florencia 33 kV | All generators | 0.96 | ind | Victoria 115/33/13.8 kV | m:P:bushv in MW | -17.3039 | ElmTr3
2026 | 2026_DzMN_GzMX_Dp00_Gp00 | A3 -Florencia 33 kV | All generators | 0.97 | ind | Victoria 115/33/13.8 kV | m:P:bushv in MW | -17.3106 | ElmTr3
2026 | 2026_DzMN_GzMX_Dp00_Gp00 | A3 -Florencia 33 kV | All generators | 0.98 | ind | Victoria 115/33/13.8 kV | m:P:bushv in MW | -17.3172 | ElmTr3
2026 | 2026_DzMN_GzMX_Dp00_Gp00 | A3 -Florencia 33 kV | All generators | 0.99 | ind | Victoria 115/33/13.8 kV | m:P:bushv in MW | -17.3238 | ElmTr3
2026 | 2026_DzMN_GzMX_Dp00_Gp00 | A3 -Florencia 33 kV | All generators | 1 | ind | Victoria 115/33/13.8 kV | m:P:bushv in MW | -17.33 | ElmTr3
2026 | 2026_DzMN_GzMX_Dp00_Gp00 | A3 -Florencia 33 kV | All generators | 0.9 | ind | Victoria 115/33/13.8 kV | m:Q:bushv in Mvar | 6.4296 | ElmTr3
2026 | 2026_DzMN_GzMX_Dp00_Gp00 | A3 -Florencia 33 kV | All generators | 0.91 | ind | Victoria 115/33/13.8 kV | m:Q:bushv in Mvar | 6.5472 | ElmTr3
2026 | 2026_DzMN_GzMX_Dp00_Gp00 | A3 -Florencia 33 kV | All generators | 0.92 | ind | Victoria 115/33/13.8 kV | m:Q:bushv in Mvar | 6.6699 | ElmTr3
2026 | 2026_DzMN_GzMX_Dp00_Gp00 | A3 -Florencia 33 kV | All generators | 0.93 | ind | Victoria 115/33/13.8 kV | m:Q:bushv in Mvar | 6.799 | ElmTr3
2026 | 2026_DzMN_GzMX_Dp00_Gp00 | A3 -Florencia 33 kV | All generators | 0.94 | ind | Victoria 115/33/13.8 kV | m:Q:bushv in Mvar | 6.9363 | ElmTr3
2026 | 2026_DzMN_GzMX_Dp00_Gp00 | A3 -Florencia 33 kV | All generators | 0.95 | ind | Victoria 115/33/13.8 kV | m:Q:bushv in Mvar | 7.0841 | ElmTr3
2026 | 2026_DzMN_GzMX_Dp00_Gp00 | A3 -Florencia 33 kV | All generators | 0.96 | ind | Victoria 115/33/13.8 kV | m:Q:bushv in Mvar | 7.2464 | ElmTr3
2026 | 2026_DzMN_GzMX_Dp00_Gp00 | A3 -Florencia 33 kV | All generators | 0.97 | ind | Victoria 115/33/13.8 kV | m:Q:bushv in Mvar | 7.4296 | ElmTr3
2026 | 2026_DzMN_GzMX_Dp00_Gp00 | A3 -Florencia 33 kV | All generators | 0.98 | ind | Victoria 115/33/13.8 kV | m:Q:bushv in Mvar | 7.6466 | ElmTr3
2026 | 2026_DzMN_GzMX_Dp00_Gp00 | A3 -Florencia 33 kV | All generators | 0.99 | ind | Victoria 115/33/13.8 kV | m:Q:bushv in Mvar | 7.9306 | ElmTr3
2026 | 2026_DzMN_GzMX_Dp00_Gp00 | A3 -Florencia 33 kV | All generators | 1 | ind | Victoria 115/33/13.8 kV | m:Q:bushv in Mvar | 8.6381 | ElmTr3
2026 | 2026_DzMN_GzMX_Dp00_Gp00 | A3 -Florencia 33 kV | All generators | 0.9 | ind | Victoria 115/33/13.8 kV | m:cosphi:bushv | -0.93711 | ElmTr3
2026 | 2026_DzMN_GzMX_Dp00_Gp00 | A3 -Florencia 33 kV | All generators | 0.91 | ind | Victoria 115/33/13.8 kV | m:cosphi:bushv | -0.93506 | ElmTr3
2026 | 2026_DzMN_GzMX_Dp00_Gp00 | A3 -Florencia 33 kV | All generators | 0.92 | ind | Victoria 115/33/13.8 kV | m:cosphi:bushv | -0.93289 | ElmTr3
2026 | 2026_DzMN_GzMX_Dp00_Gp00 | A3 -Florencia 33 kV | All generators | 0.93 | ind | Victoria 115/33/13.8 kV | m:cosphi:bushv | -0.93059 | ElmTr3
2026 | 2026_DzMN_GzMX_Dp00_Gp00 | A3 -Florencia 33 kV | All generators | 0.94 | ind | Victoria 115/33/13.8 kV | m:cosphi:bushv | -0.9281 | ElmTr3
2026 | 2026_DzMN_GzMX_Dp00_Gp00 | A3 -Florencia 33 kV | All generators | 0.95 | ind | Victoria 115/33/13.8 kV | m:cosphi:bushv | -0.9254 | ElmTr3
2026 | 2026_DzMN_GzMX_Dp00_Gp00 | A3 -Florencia 33 kV | All generators | 0.96 | ind | Victoria 115/33/13.8 kV | m:cosphi:bushv | -0.92239 | ElmTr3
2026 | 2026_DzMN_GzMX_Dp00_Gp00 | A3 -Florencia 33 kV | All generators | 0.97 | ind | Victoria 115/33/13.8 kV | m:cosphi:bushv | -0.91894 | ElmTr3
2026 | 2026_DzMN_GzMX_Dp00_Gp00 | A3 -Florencia 33 kV | All generators | 0.98 | ind | Victoria 115/33/13.8 kV | m:cosphi:bushv | -0.91479 | ElmTr3
2026 | 2026_DzMN_GzMX_Dp00_Gp00 | A3 -Florencia 33 kV | All generators | 0.99 | ind | Victoria 115/33/13.8 kV | m:cosphi:bushv | -0.90925 | ElmTr3
2026 | 2026_DzMN_GzMX_Dp00_Gp00 | A3 -Florencia 33 kV | All generators | 1 | ind | Victoria 115/33/13.8 kV | m:cosphi:bushv | -0.89498 | ElmTr3
2026 | 2026_DzMN_GzMX_Dp00_Gp00 | Caso Base | All generators | 0.9 | cap | Dorada - Magdalena 115 kV | m:P:bus1 in MW | 48.9571 | ElmLne
2026 | 2026_DzMN_GzMX_Dp00_Gp00 | Caso Base | All generators | 0.91 | cap | Dorada - Magdalena 115 kV | m:P:bus1 in MW | 48.9571 | ElmLne
2026 | 2026_DzMN_GzMX_Dp00_Gp00 | Caso Base | All generators | 0.92 | cap | Dorada - Magdalena 115 kV | m:P:bus1 in MW | 48.9571 | ElmLne
2026 | 2026_DzMN_GzMX_Dp00_Gp00 | Caso Base | All generators | 0.93 | cap | Dorada - Magdalena 115 kV | m:P:bus1 in MW | 48.9571 | ElmLne
2026 | 2026_DzMN_GzMX_Dp00_Gp00 | Caso Base | All generators | 0.94 | cap | Dorada - Magdalena 115 kV | m:P:bus1 in MW | 48.9571 | ElmLne
2026 | 2026_DzMN_GzMX_Dp00_Gp00 | Caso Base | All generators | 0.95 | cap | Dorada - Magdalena 115 kV | m:P:bus1 in MW | 48.9571 | ElmLne
2026 | 2026_DzMN_GzMX_Dp00_Gp00 | Caso Base | All generators | 0.96 | cap | Dorada - Magdalena 115 kV | m:P:bus1 in MW | 48.9571 | ElmLne
2026 | 2026_DzMN_GzMX_Dp00_Gp00 | Caso Base | All generators | 0.97 | cap | Dorada - Magdalena 115 kV | m:P:bus1 in MW | 48.9571 | ElmLne
2026 | 2026_DzMN_GzMX_Dp00_Gp00 | Caso Base | All generators | 0.98 | cap | Dorada - Magdalena 115 kV | m:P:bus1 in MW | 48.9571 | ElmLne
2026 | 2026_DzMN_GzMX_Dp00_Gp00 | Caso Base | All generators | 0.99 | cap | Dorada - Magdalena 115 kV | m:P:bus1 in MW | 48.9571 | ElmLne
2026 | 2026_DzMN_GzMX_Dp00_Gp00 | Caso Base | All generators | 1 | cap | Dorada - Magdalena 115 kV | m:P:bus1 in MW | 48.9571 | ElmLne
2026 | 2026_DzMN_GzMX_Dp00_Gp00 | Caso Base | All generators | 0.9 | cap | Dorada - Magdalena 115 kV | m:P:bus2 in MW | -48.8329 | ElmLne
2026 | 2026_DzMN_GzMX_Dp00_Gp00 | Caso Base | All generators | 0.91 | cap | Dorada - Magdalena 115 kV | m:P:bus2 in MW | -48.8329 | ElmLne
2026 | 2026_DzMN_GzMX_Dp00_Gp00 | Caso Base | All generators | 0.92 | cap | Dorada - Magdalena 115 kV | m:P:bus2 in MW | -48.8329 | ElmLne
2026 | 2026_DzMN_GzMX_Dp00_Gp00 | Caso Base | All generators | 0.93 | cap | Dorada - Magdalena 115 kV | m:P:bus2 in MW | -48.8329 | ElmLne
2026 | 2026_DzMN_GzMX_Dp00_Gp00 | Caso Base | All generators | 0.94 | cap | Dorada - Magdalena 115 kV | m:P:bus2 in MW | -48.8329 | ElmLne
2026 | 2026_DzMN_GzMX_Dp00_Gp00 | Caso Base | All generators | 0.95 | cap | Dorada - Magdalena 115 kV | m:P:bus2 in MW | -48.8329 | ElmLne
2026 | 2026_DzMN_GzMX_Dp00_Gp00 | Caso Base | All generators | 0.96 | cap | Dorada - Magdalena 115 kV | m:P:bus2 in MW | -48.8329 | ElmLne
2026 | 2026_DzMN_GzMX_Dp00_Gp00 | Caso Base | All generators | 0.97 | cap | Dorada - Magdalena 115 kV | m:P:bus2 in MW | -48.8329 | ElmLne
2026 | 2026_DzMN_GzMX_Dp00_Gp00 | Caso Base | All generators | 0.98 | cap | Dorada - Magdalena 115 kV | m:P:bus2 in MW | -48.8329 | ElmLne
2026 | 2026_DzMN_GzMX_Dp00_Gp00 | Caso Base | All generators | 0.99 | cap | Dorada - Magdalena 115 kV | m:P:bus2 in MW | -48.8329 | ElmLne
2026 | 2026_DzMN_GzMX_Dp00_Gp00 | Caso Base | All generators | 1 | cap | Dorada - Magdalena 115 kV | m:P:bus2 in MW | -48.8329 | ElmLne
2026 | 2026_DzMN_GzMX_Dp00_Gp00 | Caso Base | All generators | 0.9 | cap | Dorada - Magdalena 115 kV | m:Q:bus1 in Mvar | -0.92906 | ElmLne
2026 | 2026_DzMN_GzMX_Dp00_Gp00 | Caso Base | All generators | 0.91 | cap | Dorada - Magdalena 115 kV | m:Q:bus1 in Mvar | -0.92906 | ElmLne
2026 | 2026_DzMN_GzMX_Dp00_Gp00 | Caso Base | All generators | 0.92 | cap | Dorada - Magdalena 115 kV | m:Q:bus1 in Mvar | -0.92906 | ElmLne
2026 | 2026_DzMN_GzMX_Dp00_Gp00 | Caso Base | All generators | 0.93 | cap | Dorada - Magdalena 115 kV | m:Q:bus1 in Mvar | -0.92906 | ElmLne
2026 | 2026_DzMN_GzMX_Dp00_Gp00 | Caso Base | All generators | 0.94 | cap | Dorada - Magdalena 115 kV | m:Q:bus1 in Mvar | -0.92906 | ElmLne
2026 | 2026_DzMN_GzMX_Dp00_Gp00 | Caso Base | All generators | 0.95 | cap | Dorada - Magdalena 115 kV | m:Q:bus1 in Mvar | -0.92906 | ElmLne
2026 | 2026_DzMN_GzMX_Dp00_Gp00 | Caso Base | All generators | 0.96 | cap | Dorada - Magdalena 115 kV | m:Q:bus1 in Mvar | -0.92906 | ElmLne
2026 | 2026_DzMN_GzMX_Dp00_Gp00 | Caso Base | All generators | 0.97 | cap | Dorada - Magdalena 115 kV | m:Q:bus1 in Mvar | -0.92906 | ElmLne
2026 | 2026_DzMN_GzMX_Dp00_Gp00 | Caso Base | All generators | 0.98 | cap | Dorada - Magdalena 115 kV | m:Q:bus1 in Mvar | -0.92906 | ElmLne
2026 | 2026_DzMN_GzMX_Dp00_Gp00 | Caso Base | All generators | 0.99 | cap | Dorada - Magdalena 115 kV | m:Q:bus1 in Mvar | -0.92906 | ElmLne
2026 | 2026_DzMN_GzMX_Dp00_Gp00 | Caso Base | All generators | 1 | cap | Dorada - Magdalena 115 kV | m:Q:bus1 in Mvar | -0.92906 | ElmLne
2026 | 2026_DzMN_GzMX_Dp00_Gp00 | Caso Base | All generators | 0.9 | cap | Dorada - Magdalena 115 kV | m:Q:bus2 in Mvar | 1.179 | ElmLne
2026 | 2026_DzMN_GzMX_Dp00_Gp00 | Caso Base | All generators | 0.91 | cap | Dorada - Magdalena 115 kV | m:Q:bus2 in Mvar | 1.179 | ElmLne
2026 | 2026_DzMN_GzMX_Dp00_Gp00 | Caso Base | All generators | 0.92 | cap | Dorada - Magdalena 115 kV | m:Q:bus2 in Mvar | 1.179 | ElmLne
2026 | 2026_DzMN_GzMX_Dp00_Gp00 | Caso Base | All generators | 0.93 | cap | Dorada - Magdalena 115 kV | m:Q:bus2 in Mvar | 1.179 | ElmLne
2026 | 2026_DzMN_GzMX_Dp00_Gp00 | Caso Base | All generators | 0.94 | cap | Dorada - Magdalena 115 kV | m:Q:bus2 in Mvar | 1.179 | ElmLne
2026 | 2026_DzMN_GzMX_Dp00_Gp00 | Caso Base | All generators | 0.95 | cap | Dorada - Magdalena 115 kV | m:Q:bus2 in Mvar | 1.179 | ElmLne
2026 | 2026_DzMN_GzMX_Dp00_Gp00 | Caso Base | All generators | 0.96 | cap | Dorada - Magdalena 115 kV | m:Q:bus2 in Mvar | 1.179 | ElmLne
2026 | 2026_DzMN_GzMX_Dp00_Gp00 | Caso Base | All generators | 0.97 | cap | Dorada - Magdalena 115 kV | m:Q:bus2 in Mvar | 1.179 | ElmLne
2026 | 2026_DzMN_GzMX_Dp00_Gp00 | Caso Base | All generators | 0.98 | cap | Dorada - Magdalena 115 kV | m:Q:bus2 in Mvar | 1.179 | ElmLne
2026 | 2026_DzMN_GzMX_Dp00_Gp00 | Caso Base | All generators | 0.99 | cap | Dorada - Magdalena 115 kV | m:Q:bus2 in Mvar | 1.179 | ElmLne
2026 | 2026_DzMN_GzMX_Dp00_Gp00 | Caso Base | All generators | 1 | cap | Dorada - Magdalena 115 kV | m:Q:bus2 in Mvar | 1.179 | ElmLne
2026 | 2026_DzMN_GzMX_Dp00_Gp00 | Caso Base | All generators | 0.9 | cap | Dorada - Magdalena 115 kV | m:cosphi:bus1 | 0.99982 | ElmLne
2026 | 2026_DzMN_GzMX_Dp00_Gp00 | Caso Base | All generators | 0.91 | cap | Dorada - Magdalena 115 kV | m:cosphi:bus1 | 0.99982 | ElmLne
2026 | 2026_DzMN_GzMX_Dp00_Gp00 | Caso Base | All generators | 0.92 | cap | Dorada - Magdalena 115 kV | m:cosphi:bus1 | 0.99982 | ElmLne
2026 | 2026_DzMN_GzMX_Dp00_Gp00 | Caso Base | All generators | 0.93 | cap | Dorada - Magdalena 115 kV | m:cosphi:bus1 | 0.99982 | ElmLne
2026 | 2026_DzMN_GzMX_Dp00_Gp00 | Caso Base | All generators | 0.94 | cap | Dorada - Magdalena 115 kV | m:cosphi:bus1 | 0.99982 | ElmLne
2026 | 2026_DzMN_GzMX_Dp00_Gp00 | Caso Base | All generators | 0.95 | cap | Dorada - Magdalena 115 kV | m:cosphi:bus1 | 0.99982 | ElmLne
2026 | 2026_DzMN_GzMX_Dp00_Gp00 | Caso Base | All generators | 0.96 | cap | Dorada - Magdalena 115 kV | m:cosphi:bus1 | 0.99982 | ElmLne
2026 | 2026_DzMN_GzMX_Dp00_Gp00 | Caso Base | All generators | 0.97 | cap | Dorada - Magdalena 115 kV | m:cosphi:bus1 | 0.99982 | ElmLne
2026 | 2026_DzMN_GzMX_Dp00_Gp00 | Caso Base | All generators | 0.98 | cap | Dorada - Magdalena 115 kV | m:cosphi:bus1 | 0.99982 | ElmLne
2026 | 2026_DzMN_GzMX_Dp00_Gp00 | Caso Base | All generators | 0.99 | cap | Dorada - Magdalena 115 kV | m:cosphi:bus1 | 0.99982 | ElmLne
2026 | 2026_DzMN_GzMX_Dp00_Gp00 | Caso Base | All generators | 1 | cap | Dorada - Magdalena 115 kV | m:cosphi:bus1 | 0.99982 | ElmLne
2026 | 2026_DzMN_GzMX_Dp00_Gp00 | Caso Base | All generators | 0.9 | cap | Dorada - Magdalena 115 kV | m:cosphi:bus2 | -0.99971 | ElmLne
2026 | 2026_DzMN_GzMX_Dp00_Gp00 | Caso Base | All generators | 0.91 | cap | Dorada - Magdalena 115 kV | m:cosphi:bus2 | -0.99971 | ElmLne
2026 | 2026_DzMN_GzMX_Dp00_Gp00 | Caso Base | All generators | 0.92 | cap | Dorada - Magdalena 115 kV | m:cosphi:bus2 | -0.99971 | ElmLne
2026 | 2026_DzMN_GzMX_Dp00_Gp00 | Caso Base | All generators | 0.93 | cap | Dorada - Magdalena 115 kV | m:cosphi:bus2 | -0.99971 | ElmLne
2026 | 2026_DzMN_GzMX_Dp00_Gp00 | Caso Base | All generators | 0.94 | cap | Dorada - Magdalena 115 kV | m:cosphi:bus2 | -0.99971 | ElmLne
2026 | 2026_DzMN_GzMX_Dp00_Gp00 | Caso Base | All generators | 0.95 | cap | Dorada - Magdalena 115 kV | m:cosphi:bus2 | -0.99971 | ElmLne
2026 | 2026_DzMN_GzMX_Dp00_Gp00 | Caso Base | All generators | 0.96 | cap | Dorada - Magdalena 115 kV | m:cosphi:bus2 | -0.99971 | ElmLne
2026 | 2026_DzMN_GzMX_Dp00_Gp00 | Caso Base | All generators | 0.97 | cap | Dorada - Magdalena 115 kV | m:cosphi:bus2 | -0.99971 | ElmLne
2026 | 2026_DzMN_GzMX_Dp00_Gp00 | Caso Base | All generators | 0.98 | cap | Dorada - Magdalena 115 kV | m:cosphi:bus2 | -0.99971 | ElmLne
2026 | 2026_DzMN_GzMX_Dp00_Gp00 | Caso Base | All generators | 0.99 | cap | Dorada - Magdalena 115 kV | m:cosphi:bus2 | -0.99971 | ElmLne
2026 | 2026_DzMN_GzMX_Dp00_Gp00 | Caso Base | All generators | 1 | cap | Dorada - Magdalena 115 kV | m:cosphi:bus2 | -0.99971 | ElmLne
2026 | 2026_DzMN_GzMX_Dp00_Gp00 | Caso Base | All generators | 0.9 | cap | Mariquita - Victoria 2 115 | m:P:bus1 in MW | 5.0296 | ElmLne
2026 | 2026_DzMN_GzMX_Dp00_Gp00 | Caso Base | All generators | 0.91 | cap | Mariquita - Victoria 2 115 | m:P:bus1 in MW | 5.0296 | ElmLne
2026 | 2026_DzMN_GzMX_Dp00_Gp00 | Caso Base | All generators | 0.92 | cap | Mariquita - Victoria 2 115 | m:P:bus1 in MW | 5.0296 | ElmLne
2026 | 2026_DzMN_GzMX_Dp00_Gp00 | Caso Base | All generators | 0.93 | cap | Mariquita - Victoria 2 115 | m:P:bus1 in MW | 5.0296 | ElmLne
2026 | 2026_DzMN_GzMX_Dp00_Gp00 | Caso Base | All generators | 0.94 | cap | Mariquita - Victoria 2 115 | m:P:bus1 in MW | 5.0296 | ElmLne
2026 | 2026_DzMN_GzMX_Dp00_Gp00 | Caso Base | All generators | 0.95 | cap | Mariquita - Victoria 2 115 | m:P:bus1 in MW | 5.0296 | ElmLne
2026 | 2026_DzMN_GzMX_Dp00_Gp00 | Caso Base | All generators | 0.96 | cap | Mariquita - Victoria 2 115 | m:P:bus1 in MW | 5.0296 | ElmLne
2026 | 2026_DzMN_GzMX_Dp00_Gp00 | Caso Base | All generators | 0.97 | cap | Mariquita - Victoria 2 115 | m:P:bus1 in MW | 5.0296 | ElmLne
2026 | 2026_DzMN_GzMX_Dp00_Gp00 | Caso Base | All generators | 0.98 | cap | Mariquita - Victoria 2 115 | m:P:bus1 in MW | 5.0296 | ElmLne
2026 | 2026_DzMN_GzMX_Dp00_Gp00 | Caso Base | All generators | 0.99 | cap | Mariquita - Victoria 2 115 | m:P:bus1 in MW | 5.0296 | ElmLne
2026 | 2026_DzMN_GzMX_Dp00_Gp00 | Caso Base | All generators | 1 | cap | Mariquita - Victoria 2 115 | m:P:bus1 in MW | 5.0296 | ElmLne
2026 | 2026_DzMN_GzMX_Dp00_Gp00 | Caso Base | All generators | 0.9 | cap | Mariquita - Victoria 2 115 | m:P:bus2 in MW | -5.017 | ElmLne
2026 | 2026_DzMN_GzMX_Dp00_Gp00 | Caso Base | All generators | 0.91 | cap | Mariquita - Victoria 2 115 | m:P:bus2 in MW | -5.017 | ElmLne
2026 | 2026_DzMN_GzMX_Dp00_Gp00 | Caso Base | All generators | 0.92 | cap | Mariquita - Victoria 2 115 | m:P:bus2 in MW | -5.017 | ElmLne
2026 | 2026_DzMN_GzMX_Dp00_Gp00 | Caso Base | All generators | 0.93 | cap | Mariquita - Victoria 2 115 | m:P:bus2 in MW | -5.017 | ElmLne
2026 | 2026_DzMN_GzMX_Dp00_Gp00 | Caso Base | All generators | 0.94 | cap | Mariquita - Victoria 2 115 | m:P:bus2 in MW | -5.017 | ElmLne
2026 | 2026_DzMN_GzMX_Dp00_Gp00 | Caso Base | All generators | 0.95 | cap | Mariquita - Victoria 2 115 | m:P:bus2 in MW | -5.017 | ElmLne
2026 | 2026_DzMN_GzMX_Dp00_Gp00 | Caso Base | All generators | 0.96 | cap | Mariquita - Victoria 2 115 | m:P:bus2 in MW | -5.017 | ElmLne
2026 | 2026_DzMN_GzMX_Dp00_Gp00 | Caso Base | All generators | 0.97 | cap | Mariquita - Victoria 2 115 | m:P:bus2 in MW | -5.017 | ElmLne
2026 | 2026_DzMN_GzMX_Dp00_Gp00 | Caso Base | All generators | 0.98 | cap | Mariquita - Victoria 2 115 | m:P:bus2 in MW | -5.017 | ElmLne
2026 | 2026_DzMN_GzMX_Dp00_Gp00 | Caso Base | All generators | 0.99 | cap | Mariquita - Victoria 2 115 | m:P:bus2 in MW | -5.017 | ElmLne
2026 | 2026_DzMN_GzMX_Dp00_Gp00 | Caso Base | All generators | 1 | cap | Mariquita - Victoria 2 115 | m:P:bus2 in MW | -5.017 | ElmLne
2026 | 2026_DzMN_GzMX_Dp00_Gp00 | Caso Base | All generators | 0.9 | cap | Mariquita - Victoria 2 115 | m:Q:bus1 in Mvar | -6.2557 | ElmLne
2026 | 2026_DzMN_GzMX_Dp00_Gp00 | Caso Base | All generators | 0.91 | cap | Mariquita - Victoria 2 115 | m:Q:bus1 in Mvar | -6.2557 | ElmLne
2026 | 2026_DzMN_GzMX_Dp00_Gp00 | Caso Base | All generators | 0.92 | cap | Mariquita - Victoria 2 115 | m:Q:bus1 in Mvar | -6.2557 | ElmLne
2026 | 2026_DzMN_GzMX_Dp00_Gp00 | Caso Base | All generators | 0.93 | cap | Mariquita - Victoria 2 115 | m:Q:bus1 in Mvar | -6.2557 | ElmLne
2026 | 2026_DzMN_GzMX_Dp00_Gp00 | Caso Base | All generators | 0.94 | cap | Mariquita - Victoria 2 115 | m:Q:bus1 in Mvar | -6.2557 | ElmLne
2026 | 2026_DzMN_GzMX_Dp00_Gp00 | Caso Base | All generators | 0.95 | cap | Mariquita - Victoria 2 115 | m:Q:bus1 in Mvar | -6.2557 | ElmLne
2026 | 2026_DzMN_GzMX_Dp00_Gp00 | Caso Base | All generators | 0.96 | cap | Mariquita - Victoria 2 115 | m:Q:bus1 in Mvar | -6.2557 | ElmLne
2026 | 2026_DzMN_GzMX_Dp00_Gp00 | Caso Base | All generators | 0.97 | cap | Mariquita - Victoria 2 115 | m:Q:bus1 in Mvar | -6.2557 | ElmLne
2026 | 2026_DzMN_GzMX_Dp00_Gp00 | Caso Base | All generators | 0.98 | cap | Mariquita - Victoria 2 115 | m:Q:bus1 in Mvar | -6.2557 | ElmLne
2026 | 2026_DzMN_GzMX_Dp00_Gp00 | Caso Base | All generators | 0.99 | cap | Mariquita - Victoria 2 115 | m:Q:bus1 in Mvar | -6.2557 | ElmLne
2026 | 2026_DzMN_GzMX_Dp00_Gp00 | Caso Base | All generators | 1 | cap | Mariquita - Victoria 2 115 | m:Q:bus1 in Mvar | -6.2557 | ElmLne
2026 | 2026_DzMN_GzMX_Dp00_Gp00 | Caso Base | All generators | 0.9 | cap | Mariquita - Victoria 2 115 | m:Q:bus2 in Mvar | 5.6235 | ElmLne
2026 | 2026_DzMN_GzMX_Dp00_Gp00 | Caso Base | All generators | 0.91 | cap | Mariquita - Victoria 2 115 | m:Q:bus2 in Mvar | 5.6235 | ElmLne
2026 | 2026_DzMN_GzMX_Dp00_Gp00 | Caso Base | All generators | 0.92 | cap | Mariquita - Victoria 2 115 | m:Q:bus2 in Mvar | 5.6235 | ElmLne
2026 | 2026_DzMN_GzMX_Dp00_Gp00 | Caso Base | All generators | 0.93 | cap | Mariquita - Victoria 2 115 | m:Q:bus2 in Mvar | 5.6235 | ElmLne
2026 | 2026_DzMN_GzMX_Dp00_Gp00 | Caso Base | All generators | 0.94 | cap | Mariquita - Victoria 2 115 | m:Q:bus2 in Mvar | 5.6235 | ElmLne
2026 | 2026_DzMN_GzMX_Dp00_Gp00 | Caso Base | All generators | 0.95 | cap | Mariquita - Victoria 2 115 | m:Q:bus2 in Mvar | 5.6235 | ElmLne
2026 | 2026_DzMN_GzMX_Dp00_Gp00 | Caso Base | All generators | 0.96 | cap | Mariquita - Victoria 2 115 | m:Q:bus2 in Mvar | 5.6235 | ElmLne
2026 | 2026_DzMN_GzMX_Dp00_Gp00 | Caso Base | All generators | 0.97 | cap | Mariquita - Victoria 2 115 | m:Q:bus2 in Mvar | 5.6235 | ElmLne
2026 | 2026_DzMN_GzMX_Dp00_Gp00 | Caso Base | All generators | 0.98 | cap | Mariquita - Victoria 2 115 | m:Q:bus2 in Mvar | 5.6235 | ElmLne
2026 | 2026_DzMN_GzMX_Dp00_Gp00 | Caso Base | All generators | 0.99 | cap | Mariquita - Victoria 2 115 | m:Q:bus2 in Mvar | 5.6235 | ElmLne
2026 | 2026_DzMN_GzMX_Dp00_Gp00 | Caso Base | All generators | 1 | cap | Mariquita - Victoria 2 115 | m:Q:bus2 in Mvar | 5.6235 | ElmLne
2026 | 2026_DzMN_GzMX_Dp00_Gp00 | Caso Base | All generators | 0.9 | cap | Mariquita - Victoria 2 115 | m:cosphi:bus1 | 0.6266 | ElmLne
2026 | 2026_DzMN_GzMX_Dp00_Gp00 | Caso Base | All generators | 0.91 | cap | Mariquita - Victoria 2 115 | m:cosphi:bus1 | 0.6266 | ElmLne
2026 | 2026_DzMN_GzMX_Dp00_Gp00 | Caso Base | All generators | 0.92 | cap | Mariquita - Victoria 2 115 | m:cosphi:bus1 | 0.6266 | ElmLne
2026 | 2026_DzMN_GzMX_Dp00_Gp00 | Caso Base | All generators | 0.93 | cap | Mariquita - Victoria 2 115 | m:cosphi:bus1 | 0.6266 | ElmLne
2026 | 2026_DzMN_GzMX_Dp00_Gp00 | Caso Base | All generators | 0.94 | cap | Mariquita - Victoria 2 115 | m:cosphi:bus1 | 0.6266 | ElmLne
2026 | 2026_DzMN_GzMX_Dp00_Gp00 | Caso Base | All generators | 0.95 | cap | Mariquita - Victoria 2 115 | m:cosphi:bus1 | 0.6266 | ElmLne
2026 | 2026_DzMN_GzMX_Dp00_Gp00 | Caso Base | All generators | 0.96 | cap | Mariquita - Victoria 2 115 | m:cosphi:bus1 | 0.6266 | ElmLne
2026 | 2026_DzMN_GzMX_Dp00_Gp00 | Caso Base | All generators | 0.97 | cap | Mariquita - Victoria 2 115 | m:cosphi:bus1 | 0.6266 | ElmLne
2026 | 2026_DzMN_GzMX_Dp00_Gp00 | Caso Base | All generators | 0.98 | cap | Mariquita - Victoria 2 115 | m:cosphi:bus1 | 0.6266 | ElmLne
2026 | 2026_DzMN_GzMX_Dp00_Gp00 | Caso Base | All generators | 0.99 | cap | Mariquita - Victoria 2 115 | m:cosphi:bus1 | 0.6266 | ElmLne
2026 | 2026_DzMN_GzMX_Dp00_Gp00 | Caso Base | All generators | 1 | cap | Mariquita - Victoria 2 115 | m:cosphi:bus1 | 0.6266 | ElmLne
2026 | 2026_DzMN_GzMX_Dp00_Gp00 | Caso Base | All generators | 0.9 | cap | Mariquita - Victoria 2 115 | m:cosphi:bus2 | -0.66572 | ElmLne
2026 | 2026_DzMN_GzMX_Dp00_Gp00 | Caso Base | All generators | 0.91 | cap | Mariquita - Victoria 2 115 | m:cosphi:bus2 | -0.66572 | ElmLne
2026 | 2026_DzMN_GzMX_Dp00_Gp00 | Caso Base | All generators | 0.92 | cap | Mariquita - Victoria 2 115 | m:cosphi:bus2 | -0.66572 | ElmLne
2026 | 2026_DzMN_GzMX_Dp00_Gp00 | Caso Base | All generators | 0.93 | cap | Mariquita - Victoria 2 115 | m:cosphi:bus2 | -0.66572 | ElmLne
2026 | 2026_DzMN_GzMX_Dp00_Gp00 | Caso Base | All generators | 0.94 | cap | Mariquita - Victoria 2 115 | m:cosphi:bus2 | -0.66572 | ElmLne
2026 | 2026_DzMN_GzMX_Dp00_Gp00 | Caso Base | All generators | 0.95 | cap | Mariquita - Victoria 2 115 | m:cosphi:bus2 | -0.66572 | ElmLne
2026 | 2026_DzMN_GzMX_Dp00_Gp00 | Caso Base | All generators | 0.96 | cap | Mariquita - Victoria 2 115 | m:cosphi:bus2 | -0.66572 | ElmLne
2026 | 2026_DzMN_GzMX_Dp00_Gp00 | Caso Base | All generators | 0.97 | cap | Mariquita - Victoria 2 115 | m:cosphi:bus2 | -0.66572 | ElmLne
2026 | 2026_DzMN_GzMX_Dp00_Gp00 | Caso Base | All generators | 0.98 | cap | Mariquita - Victoria 2 115 | m:cosphi:bus2 | -0.66572 | ElmLne
2026 | 2026_DzMN_GzMX_Dp00_Gp00 | Caso Base | All generators | 0.99 | cap | Mariquita - Victoria 2 115 | m:cosphi:bus2 | -0.66572 | ElmLne
2026 | 2026_DzMN_GzMX_Dp00_Gp00 | Caso Base | All generators | 1 | cap | Mariquita - Victoria 2 115 | m:cosphi:bus2 | -0.66572 | ElmLne
2026 | 2026_DzMN_GzMX_Dp00_Gp00 | Caso Base | All generators | 0.9 | cap | Dorada 115/33/13.8 kV | m:P:bushv in MW | -8.4276 | ElmTr3
2026 | 2026_DzMN_GzMX_Dp00_Gp00 | Caso Base | All generators | 0.91 | cap | Dorada 115/33/13.8 kV | m:P:bushv in MW | -8.4276 | ElmTr3
2026 | 2026_DzMN_GzMX_Dp00_Gp00 | Caso Base | All generators | 0.92 | cap | Dorada 115/33/13.8 kV | m:P:bushv in MW | -8.4276 | ElmTr3
2026 | 2026_DzMN_GzMX_Dp00_Gp00 | Caso Base | All generators | 0.93 | cap | Dorada 115/33/13.8 kV | m:P:bushv in MW | -8.4276 | ElmTr3
2026 | 2026_DzMN_GzMX_Dp00_Gp00 | Caso Base | All generators | 0.94 | cap | Dorada 115/33/13.8 kV | m:P:bushv in MW | -8.4276 | ElmTr3
2026 | 2026_DzMN_GzMX_Dp00_Gp00 | Caso Base | All generators | 0.95 | cap | Dorada 115/33/13.8 kV | m:P:bushv in MW | -8.4276 | ElmTr3
2026 | 2026_DzMN_GzMX_Dp00_Gp00 | Caso Base | All generators | 0.96 | cap | Dorada 115/33/13.8 kV | m:P:bushv in MW | -8.4276 | ElmTr3
2026 | 2026_DzMN_GzMX_Dp00_Gp00 | Caso Base | All generators | 0.97 | cap | Dorada 115/33/13.8 kV | m:P:bushv in MW | -8.4276 | ElmTr3
2026 | 2026_DzMN_GzMX_Dp00_Gp00 | Caso Base | All generators | 0.98 | cap | Dorada 115/33/13.8 kV | m:P:bushv in MW | -8.4276 | ElmTr3
2026 | 2026_DzMN_GzMX_Dp00_Gp00 | Caso Base | All generators | 0.99 | cap | Dorada 115/33/13.8 kV | m:P:bushv in MW | -8.4276 | ElmTr3
2026 | 2026_DzMN_GzMX_Dp00_Gp00 | Caso Base | All generators | 1 | cap | Dorada 115/33/13.8 kV | m:P:bushv in MW | -8.4276 | ElmTr3
2026 | 2026_DzMN_GzMX_Dp00_Gp00 | Caso Base | All generators | 0.9 | cap | Dorada 115/33/13.8 kV | m:Q:bushv in Mvar | 2.8999 | ElmTr3
2026 | 2026_DzMN_GzMX_Dp00_Gp00 | Caso Base | All generators | 0.91 | cap | Dorada 115/33/13.8 kV | m:Q:bushv in Mvar | 2.8999 | ElmTr3
2026 | 2026_DzMN_GzMX_Dp00_Gp00 | Caso Base | All generators | 0.92 | cap | Dorada 115/33/13.8 kV | m:Q:bushv in Mvar | 2.8999 | ElmTr3
2026 | 2026_DzMN_GzMX_Dp00_Gp00 | Caso Base | All generators | 0.93 | cap | Dorada 115/33/13.8 kV | m:Q:bushv in Mvar | 2.8999 | ElmTr3
2026 | 2026_DzMN_GzMX_Dp00_Gp00 | Caso Base | All generators | 0.94 | cap | Dorada 115/33/13.8 kV | m:Q:bushv in Mvar | 2.8999 | ElmTr3
2026 | 2026_DzMN_GzMX_Dp00_Gp00 | Caso Base | All generators | 0.95 | cap | Dorada 115/33/13.8 kV | m:Q:bushv in Mvar | 2.8999 | ElmTr3
2026 | 2026_DzMN_GzMX_Dp00_Gp00 | Caso Base | All generators | 0.96 | cap | Dorada 115/33/13.8 kV | m:Q:bushv in Mvar | 2.8999 | ElmTr3
2026 | 2026_DzMN_GzMX_Dp00_Gp00 | Caso Base | All generators | 0.97 | cap | Dorada 115/33/13.8 kV | m:Q:bushv in Mvar | 2.8999 | ElmTr3
2026 | 2026_DzMN_GzMX_Dp00_Gp00 | Caso Base | All generators | 0.98 | cap | Dorada 115/33/13.8 kV | m:Q:bushv in Mvar | 2.8999 | ElmTr3
2026 | 2026_DzMN_GzMX_Dp00_Gp00 | Caso Base | All generators | 0.99 | cap | Dorada 115/33/13.8 kV | m:Q:bushv in Mvar | 2.8999 | ElmTr3
2026 | 2026_DzMN_GzMX_Dp00_Gp00 | Caso Base | All generators | 1 | cap | Dorada 115/33/13.8 kV | m:Q:bushv in Mvar | 2.8999 | ElmTr3
2026 | 2026_DzMN_GzMX_Dp00_Gp00 | Caso Base | All generators | 0.9 | cap | Dorada 115/33/13.8 kV | m:cosphi:bushv | -0.94559 | ElmTr3
2026 | 2026_DzMN_GzMX_Dp00_Gp00 | Caso Base | All generators | 0.91 | cap | Dorada 115/33/13.8 kV | m:cosphi:bushv | -0.94559 | ElmTr3
2026 | 2026_DzMN_GzMX_Dp00_Gp00 | Caso Base | All generators | 0.92 | cap | Dorada 115/33/13.8 kV | m:cosphi:bushv | -0.94559 | ElmTr3
2026 | 2026_DzMN_GzMX_Dp00_Gp00 | Caso Base | All generators | 0.93 | cap | Dorada 115/33/13.8 kV | m:cosphi:bushv | -0.94559 | ElmTr3
2026 | 2026_DzMN_GzMX_Dp00_Gp00 | Caso Base | All generators | 0.94 | cap | Dorada 115/33/13.8 kV | m:cosphi:bushv | -0.94559 | ElmTr3
2026 | 2026_DzMN_GzMX_Dp00_Gp00 | Caso Base | All generators | 0.95 | cap | Dorada 115/33/13.8 kV | m:cosphi:bushv | -0.94559 | ElmTr3
2026 | 2026_DzMN_GzMX_Dp00_Gp00 | Caso Base | All generators | 0.96 | cap | Dorada 115/33/13.8 kV | m:cosphi:bushv | -0.94559 | ElmTr3
2026 | 2026_DzMN_GzMX_Dp00_Gp00 | Caso Base | All generators | 0.97 | cap | Dorada 115/33/13.8 kV | m:cosphi:bushv | -0.94559 | ElmTr3
2026 | 2026_DzMN_GzMX_Dp00_Gp00 | Caso Base | All generators | 0.98 | cap | Dorada 115/33/13.8 kV | m:cosphi:bushv | -0.94559 | ElmTr3
2026 | 2026_DzMN_GzMX_Dp00_Gp00 | Caso Base | All generators | 0.99 | cap | Dorada 115/33/13.8 kV | m:cosphi:bushv | -0.94559 | ElmTr3
2026 | 2026_DzMN_GzMX_Dp00_Gp00 | Caso Base | All generators | 1 | cap | Dorada 115/33/13.8 kV | m:cosphi:bushv | -0.94559 | ElmTr3
2026 | 2026_DzMN_GzMX_Dp00_Gp00 | Caso Base | All generators | 0.9 | cap | Manzanares 115/33/13.8 kV | m:P:bushv in MW | -14.7427 | ElmTr3
2026 | 2026_DzMN_GzMX_Dp00_Gp00 | Caso Base | All generators | 0.91 | cap | Manzanares 115/33/13.8 kV | m:P:bushv in MW | -14.7427 | ElmTr3
2026 | 2026_DzMN_GzMX_Dp00_Gp00 | Caso Base | All generators | 0.92 | cap | Manzanares 115/33/13.8 kV | m:P:bushv in MW | -14.7427 | ElmTr3
2026 | 2026_DzMN_GzMX_Dp00_Gp00 | Caso Base | All generators | 0.93 | cap | Manzanares 115/33/13.8 kV | m:P:bushv in MW | -14.7427 | ElmTr3
2026 | 2026_DzMN_GzMX_Dp00_Gp00 | Caso Base | All generators | 0.94 | cap | Manzanares 115/33/13.8 kV | m:P:bushv in MW | -14.7427 | ElmTr3
2026 | 2026_DzMN_GzMX_Dp00_Gp00 | Caso Base | All generators | 0.95 | cap | Manzanares 115/33/13.8 kV | m:P:bushv in MW | -14.7427 | ElmTr3
2026 | 2026_DzMN_GzMX_Dp00_Gp00 | Caso Base | All generators | 0.96 | cap | Manzanares 115/33/13.8 kV | m:P:bushv in MW | -14.7427 | ElmTr3
2026 | 2026_DzMN_GzMX_Dp00_Gp00 | Caso Base | All generators | 0.97 | cap | Manzanares 115/33/13.8 kV | m:P:bushv in MW | -14.7427 | ElmTr3
2026 | 2026_DzMN_GzMX_Dp00_Gp00 | Caso Base | All generators | 0.98 | cap | Manzanares 115/33/13.8 kV | m:P:bushv in MW | -14.7427 | ElmTr3
2026 | 2026_DzMN_GzMX_Dp00_Gp00 | Caso Base | All generators | 0.99 | cap | Manzanares 115/33/13.8 kV | m:P:bushv in MW | -14.7427 | ElmTr3
2026 | 2026_DzMN_GzMX_Dp00_Gp00 | Caso Base | All generators | 1 | cap | Manzanares 115/33/13.8 kV | m:P:bushv in MW | -14.7427 | ElmTr3
2026 | 2026_DzMN_GzMX_Dp00_Gp00 | Caso Base | All generators | 0.9 | cap | Manzanares 115/33/13.8 kV | m:Q:bushv in Mvar | 2.796 | ElmTr3
2026 | 2026_DzMN_GzMX_Dp00_Gp00 | Caso Base | All generators | 0.91 | cap | Manzanares 115/33/13.8 kV | m:Q:bushv in Mvar | 2.796 | ElmTr3
2026 | 2026_DzMN_GzMX_Dp00_Gp00 | Caso Base | All generators | 0.92 | cap | Manzanares 115/33/13.8 kV | m:Q:bushv in Mvar | 2.796 | ElmTr3
2026 | 2026_DzMN_GzMX_Dp00_Gp00 | Caso Base | All generators | 0.93 | cap | Manzanares 115/33/13.8 kV | m:Q:bushv in Mvar | 2.796 | ElmTr3
2026 | 2026_DzMN_GzMX_Dp00_Gp00 | Caso Base | All generators | 0.94 | cap | Manzanares 115/33/13.8 kV | m:Q:bushv in Mvar | 2.796 | ElmTr3
2026 | 2026_DzMN_GzMX_Dp00_Gp00 | Caso Base | All generators | 0.95 | cap | Manzanares 115/33/13.8 kV | m:Q:bushv in Mvar | 2.796 | ElmTr3
2026 | 2026_DzMN_GzMX_Dp00_Gp00 | Caso Base | All generators | 0.96 | cap | Manzanares 115/33/13.8 kV | m:Q:bushv in Mvar | 2.796 | ElmTr3
2026 | 2026_DzMN_GzMX_Dp00_Gp00 | Caso Base | All generators | 0.97 | cap | Manzanares 115/33/13.8 kV | m:Q:bushv in Mvar | 2.796 | ElmTr3
2026 | 2026_DzMN_GzMX_Dp00_Gp00 | Caso Base | All generators | 0.98 | cap | Manzanares 115/33/13.8 kV | m:Q:bushv in Mvar | 2.796 | ElmTr3
2026 | 2026_DzMN_GzMX_Dp00_Gp00 | Caso Base | All generators | 0.99 | cap | Manzanares 115/33/13.8 kV | m:Q:bushv in Mvar | 2.796 | ElmTr3
2026 | 2026_DzMN_GzMX_Dp00_Gp00 | Caso Base | All generators | 1 | cap | Manzanares 115/33/13.8 kV | m:Q:bushv in Mvar | 2.796 | ElmTr3
2026 | 2026_DzMN_GzMX_Dp00_Gp00 | Caso Base | All generators | 0.9 | cap | Manzanares 115/33/13.8 kV | m:cosphi:bushv | -0.98249 | ElmTr3
2026 | 2026_DzMN_GzMX_Dp00_Gp00 | Caso Base | All generators | 0.91 | cap | Manzanares 115/33/13.8 kV | m:cosphi:bushv | -0.98249 | ElmTr3
2026 | 2026_DzMN_GzMX_Dp00_Gp00 | Caso Base | All generators | 0.92 | cap | Manzanares 115/33/13.8 kV | m:cosphi:bushv | -0.98249 | ElmTr3
2026 | 2026_DzMN_GzMX_Dp00_Gp00 | Caso Base | All generators | 0.93 | cap | Manzanares 115/33/13.8 kV | m:cosphi:bushv | -0.98249 | ElmTr3
2026 | 2026_DzMN_GzMX_Dp00_Gp00 | Caso Base | All generators | 0.94 | cap | Manzanares 115/33/13.8 kV | m:cosphi:bushv | -0.98249 | ElmTr3
2026 | 2026_DzMN_GzMX_Dp00_Gp00 | Caso Base | All generators | 0.95 | cap | Manzanares 115/33/13.8 kV | m:cosphi:bushv | -0.98249 | ElmTr3
2026 | 2026_DzMN_GzMX_Dp00_Gp00 | Caso Base | All generators | 0.96 | cap | Manzanares 115/33/13.8 kV | m:cosphi:bushv | -0.98249 | ElmTr3
2026 | 2026_DzMN_GzMX_Dp00_Gp00 | Caso Base | All generators | 0.97 | cap | Manzanares 115/33/13.8 kV | m:cosphi:bushv | -0.98249 | ElmTr3
2026 | 2026_DzMN_GzMX_Dp00_Gp00 | Caso Base | All generators | 0.98 | cap | Manzanares 115/33/13.8 kV | m:cosphi:bushv | -0.98249 | ElmTr3
2026 | 2026_DzMN_GzMX_Dp00_Gp00 | Caso Base | All generators | 0.99 | cap | Manzanares 115/33/13.8 kV | m:cosphi:bushv | -0.98249 | ElmTr3
2026 | 2026_DzMN_GzMX_Dp00_Gp00 | Caso Base | All generators | 1 | cap | Manzanares 115/33/13.8 kV | m:cosphi:bushv | -0.98249 | ElmTr3
2026 | 2026_DzMN_GzMX_Dp00_Gp00 | Caso Base | All generators | 0.9 | cap | Purnio 230/115 | m:P:bushv in MW | -5.3837 | ElmTr3
2026 | 2026_DzMN_GzMX_Dp00_Gp00 | Caso Base | All generators | 0.91 | cap | Purnio 230/115 | m:P:bushv in MW | -5.3837 | ElmTr3
2026 | 2026_DzMN_GzMX_Dp00_Gp00 | Caso Base | All generators | 0.92 | cap | Purnio 230/115 | m:P:bushv in MW | -5.3837 | ElmTr3
2026 | 2026_DzMN_GzMX_Dp00_Gp00 | Caso Base | All generators | 0.93 | cap | Purnio 230/115 | m:P:bushv in MW | -5.3837 | ElmTr3
2026 | 2026_DzMN_GzMX_Dp00_Gp00 | Caso Base | All generators | 0.94 | cap | Purnio 230/115 | m:P:bushv in MW | -5.3837 | ElmTr3
2026 | 2026_DzMN_GzMX_Dp00_Gp00 | Caso Base | All generators | 0.95 | cap | Purnio 230/115 | m:P:bushv in MW | -5.3837 | ElmTr3
2026 | 2026_DzMN_GzMX_Dp00_Gp00 | Caso Base | All generators | 0.96 | cap | Purnio 230/115 | m:P:bushv in MW | -5.3837 | ElmTr3
2026 | 2026_DzMN_GzMX_Dp00_Gp00 | Caso Base | All generators | 0.97 | cap | Purnio 230/115 | m:P:bushv in MW | -5.3837 | ElmTr3
2026 | 2026_DzMN_GzMX_Dp00_Gp00 | Caso Base | All generators | 0.98 | cap | Purnio 230/115 | m:P:bushv in MW | -5.3837 | ElmTr3
2026 | 2026_DzMN_GzMX_Dp00_Gp00 | Caso Base | All generators | 0.99 | cap | Purnio 230/115 | m:P:bushv in MW | -5.3837 | ElmTr3
2026 | 2026_DzMN_GzMX_Dp00_Gp00 | Caso Base | All generators | 1 | cap | Purnio 230/115 | m:P:bushv in MW | -5.3837 | ElmTr3
2026 | 2026_DzMN_GzMX_Dp00_Gp00 | Caso Base | All generators | 0.9 | cap | Purnio 230/115 | m:Q:bushv in Mvar | -7.0529 | ElmTr3
2026 | 2026_DzMN_GzMX_Dp00_Gp00 | Caso Base | All generators | 0.91 | cap | Purnio 230/115 | m:Q:bushv in Mvar | -7.0529 | ElmTr3
2026 | 2026_DzMN_GzMX_Dp00_Gp00 | Caso Base | All generators | 0.92 | cap | Purnio 230/115 | m:Q:bushv in Mvar | -7.0529 | ElmTr3
2026 | 2026_DzMN_GzMX_Dp00_Gp00 | Caso Base | All generators | 0.93 | cap | Purnio 230/115 | m:Q:bushv in Mvar | -7.0529 | ElmTr3
2026 | 2026_DzMN_GzMX_Dp00_Gp00 | Caso Base | All generators | 0.94 | cap | Purnio 230/115 | m:Q:bushv in Mvar | -7.0529 | ElmTr3
2026 | 2026_DzMN_GzMX_Dp00_Gp00 | Caso Base | All generators | 0.95 | cap | Purnio 230/115 | m:Q:bushv in Mvar | -7.0529 | ElmTr3
2026 | 2026_DzMN_GzMX_Dp00_Gp00 | Caso Base | All generators | 0.96 | cap | Purnio 230/115 | m:Q:bushv in Mvar | -7.0529 | ElmTr3
2026 | 2026_DzMN_GzMX_Dp00_Gp00 | Caso Base | All generators | 0.97 | cap | Purnio 230/115 | m:Q:bushv in Mvar | -7.0529 | ElmTr3
2026 | 2026_DzMN_GzMX_Dp00_Gp00 | Caso Base | All generators | 0.98 | cap | Purnio 230/115 | m:Q:bushv in Mvar | -7.0529 | ElmTr3
2026 | 2026_DzMN_GzMX_Dp00_Gp00 | Caso Base | All generators | 0.99 | cap | Purnio 230/115 | m:Q:bushv in Mvar | -7.0529 | ElmTr3
2026 | 2026_DzMN_GzMX_Dp00_Gp00 | Caso Base | All generators | 1 | cap | Purnio 230/115 | m:Q:bushv in Mvar | -7.0529 | ElmTr3
2026 | 2026_DzMN_GzMX_Dp00_Gp00 | Caso Base | All generators | 0.9 | cap | Purnio 230/115 | m:cosphi:bushv | -0.60676 | ElmTr3
2026 | 2026_DzMN_GzMX_Dp00_Gp00 | Caso Base | All generators | 0.91 | cap | Purnio 230/115 | m:cosphi:bushv | -0.60676 | ElmTr3
2026 | 2026_DzMN_GzMX_Dp00_Gp00 | Caso Base | All generators | 0.92 | cap | Purnio 230/115 | m:cosphi:bushv | -0.60676 | ElmTr3
2026 | 2026_DzMN_GzMX_Dp00_Gp00 | Caso Base | All generators | 0.93 | cap | Purnio 230/115 | m:cosphi:bushv | -0.60676 | ElmTr3
2026 | 2026_DzMN_GzMX_Dp00_Gp00 | Caso Base | All generators | 0.94 | cap | Purnio 230/115 | m:cosphi:bushv | -0.60676 | ElmTr3
2026 | 2026_DzMN_GzMX_Dp00_Gp00 | Caso Base | All generators | 0.95 | cap | Purnio 230/115 | m:cosphi:bushv | -0.60676 | ElmTr3
2026 | 2026_DzMN_GzMX_Dp00_Gp00 | Caso Base | All generators | 0.96 | cap | Purnio 230/115 | m:cosphi:bushv | -0.60676 | ElmTr3
2026 | 2026_DzMN_GzMX_Dp00_Gp00 | Caso Base | All generators | 0.97 | cap | Purnio 230/115 | m:cosphi:bushv | -0.60676 | ElmTr3
2026 | 2026_DzMN_GzMX_Dp00_Gp00 | Caso Base | All generators | 0.98 | cap | Purnio 230/115 | m:cosphi:bushv | -0.60676 | ElmTr3
2026 | 2026_DzMN_GzMX_Dp00_Gp00 | Caso Base | All generators | 0.99 | cap | Purnio 230/115 | m:cosphi:bushv | -0.60676 | ElmTr3
2026 | 2026_DzMN_GzMX_Dp00_Gp00 | Caso Base | All generators | 1 | cap | Purnio 230/115 | m:cosphi:bushv | -0.60676 | ElmTr3
2026 | 2026_DzMN_GzMX_Dp00_Gp00 | Caso Base | All generators | 0.9 | cap | Victoria 115/33/13.8 kV | m:P:bushv in MW | -15.3791 | ElmTr3
2026 | 2026_DzMN_GzMX_Dp00_Gp00 | Caso Base | All generators | 0.91 | cap | Victoria 115/33/13.8 kV | m:P:bushv in MW | -15.3791 | ElmTr3
2026 | 2026_DzMN_GzMX_Dp00_Gp00 | Caso Base | All generators | 0.92 | cap | Victoria 115/33/13.8 kV | m:P:bushv in MW | -15.3791 | ElmTr3
2026 | 2026_DzMN_GzMX_Dp00_Gp00 | Caso Base | All generators | 0.93 | cap | Victoria 115/33/13.8 kV | m:P:bushv in MW | -15.3791 | ElmTr3
2026 | 2026_DzMN_GzMX_Dp00_Gp00 | Caso Base | All generators | 0.94 | cap | Victoria 115/33/13.8 kV | m:P:bushv in MW | -15.3791 | ElmTr3
2026 | 2026_DzMN_GzMX_Dp00_Gp00 | Caso Base | All generators | 0.95 | cap | Victoria 115/33/13.8 kV | m:P:bushv in MW | -15.3791 | ElmTr3
2026 | 2026_DzMN_GzMX_Dp00_Gp00 | Caso Base | All generators | 0.96 | cap | Victoria 115/33/13.8 kV | m:P:bushv in MW | -15.3791 | ElmTr3
2026 | 2026_DzMN_GzMX_Dp00_Gp00 | Caso Base | All generators | 0.97 | cap | Victoria 115/33/13.8 kV | m:P:bushv in MW | -15.3791 | ElmTr3
2026 | 2026_DzMN_GzMX_Dp00_Gp00 | Caso Base | All generators | 0.98 | cap | Victoria 115/33/13.8 kV | m:P:bushv in MW | -15.3791 | ElmTr3
2026 | 2026_DzMN_GzMX_Dp00_Gp00 | Caso Base | All generators | 0.99 | cap | Victoria 115/33/13.8 kV | m:P:bushv in MW | -15.3791 | ElmTr3
2026 | 2026_DzMN_GzMX_Dp00_Gp00 | Caso Base | All generators | 1 | cap | Victoria 115/33/13.8 kV | m:P:bushv in MW | -15.3791 | ElmTr3
2026 | 2026_DzMN_GzMX_Dp00_Gp00 | Caso Base | All generators | 0.9 | cap | Victoria 115/33/13.8 kV | m:Q:bushv in Mvar | 7.7312 | ElmTr3
2026 | 2026_DzMN_GzMX_Dp00_Gp00 | Caso Base | All generators | 0.91 | cap | Victoria 115/33/13.8 kV | m:Q:bushv in Mvar | 7.7312 | ElmTr3
2026 | 2026_DzMN_GzMX_Dp00_Gp00 | Caso Base | All generators | 0.92 | cap | Victoria 115/33/13.8 kV | m:Q:bushv in Mvar | 7.7312 | ElmTr3
2026 | 2026_DzMN_GzMX_Dp00_Gp00 | Caso Base | All generators | 0.93 | cap | Victoria 115/33/13.8 kV | m:Q:bushv in Mvar | 7.7312 | ElmTr3
2026 | 2026_DzMN_GzMX_Dp00_Gp00 | Caso Base | All generators | 0.94 | cap | Victoria 115/33/13.8 kV | m:Q:bushv in Mvar | 7.7312 | ElmTr3
2026 | 2026_DzMN_GzMX_Dp00_Gp00 | Caso Base | All generators | 0.95 | cap | Victoria 115/33/13.8 kV | m:Q:bushv in Mvar | 7.7312 | ElmTr3
2026 | 2026_DzMN_GzMX_Dp00_Gp00 | Caso Base | All generators | 0.96 | cap | Victoria 115/33/13.8 kV | m:Q:bushv in Mvar | 7.7312 | ElmTr3
2026 | 2026_DzMN_GzMX_Dp00_Gp00 | Caso Base | All generators | 0.97 | cap | Victoria 115/33/13.8 kV | m:Q:bushv in Mvar | 7.7312 | ElmTr3
2026 | 2026_DzMN_GzMX_Dp00_Gp00 | Caso Base | All generators | 0.98 | cap | Victoria 115/33/13.8 kV | m:Q:bushv in Mvar | 7.7312 | ElmTr3
2026 | 2026_DzMN_GzMX_Dp00_Gp00 | Caso Base | All generators | 0.99 | cap | Victoria 115/33/13.8 kV | m:Q:bushv in Mvar | 7.7312 | ElmTr3
2026 | 2026_DzMN_GzMX_Dp00_Gp00 | Caso Base | All generators | 1 | cap | Victoria 115/33/13.8 kV | m:Q:bushv in Mvar | 7.7312 | ElmTr3
2026 | 2026_DzMN_GzMX_Dp00_Gp00 | Caso Base | All generators | 0.9 | cap | Victoria 115/33/13.8 kV | m:cosphi:bushv | -0.89346 | ElmTr3
2026 | 2026_DzMN_GzMX_Dp00_Gp00 | Caso Base | All generators | 0.91 | cap | Victoria 115/33/13.8 kV | m:cosphi:bushv | -0.89346 | ElmTr3
2026 | 2026_DzMN_GzMX_Dp00_Gp00 | Caso Base | All generators | 0.92 | cap | Victoria 115/33/13.8 kV | m:cosphi:bushv | -0.89346 | ElmTr3
2026 | 2026_DzMN_GzMX_Dp00_Gp00 | Caso Base | All generators | 0.93 | cap | Victoria 115/33/13.8 kV | m:cosphi:bushv | -0.89346 | ElmTr3
2026 | 2026_DzMN_GzMX_Dp00_Gp00 | Caso Base | All generators | 0.94 | cap | Victoria 115/33/13.8 kV | m:cosphi:bushv | -0.89346 | ElmTr3
2026 | 2026_DzMN_GzMX_Dp00_Gp00 | Caso Base | All generators | 0.95 | cap | Victoria 115/33/13.8 kV | m:cosphi:bushv | -0.89346 | ElmTr3
2026 | 2026_DzMN_GzMX_Dp00_Gp00 | Caso Base | All generators | 0.96 | cap | Victoria 115/33/13.8 kV | m:cosphi:bushv | -0.89346 | ElmTr3
2026 | 2026_DzMN_GzMX_Dp00_Gp00 | Caso Base | All generators | 0.97 | cap | Victoria 115/33/13.8 kV | m:cosphi:bushv | -0.89346 | ElmTr3
2026 | 2026_DzMN_GzMX_Dp00_Gp00 | Caso Base | All generators | 0.98 | cap | Victoria 115/33/13.8 kV | m:cosphi:bushv | -0.89346 | ElmTr3
2026 | 2026_DzMN_GzMX_Dp00_Gp00 | Caso Base | All generators | 0.99 | cap | Victoria 115/33/13.8 kV | m:cosphi:bushv | -0.89346 | ElmTr3
2026 | 2026_DzMN_GzMX_Dp00_Gp00 | Caso Base | All generators | 1 | cap | Victoria 115/33/13.8 kV | m:cosphi:bushv | -0.89346 | ElmTr3
2026 | 2026_DzMN_GzMX_Dp00_Gp00 | Caso Base | All generators | 0.9 | ind | Dorada - Magdalena 115 kV | m:P:bus1 in MW | 48.9571 | ElmLne
2026 | 2026_DzMN_GzMX_Dp00_Gp00 | Caso Base | All generators | 0.91 | ind | Dorada - Magdalena 115 kV | m:P:bus1 in MW | 48.9571 | ElmLne
2026 | 2026_DzMN_GzMX_Dp00_Gp00 | Caso Base | All generators | 0.92 | ind | Dorada - Magdalena 115 kV | m:P:bus1 in MW | 48.9571 | ElmLne
2026 | 2026_DzMN_GzMX_Dp00_Gp00 | Caso Base | All generators | 0.93 | ind | Dorada - Magdalena 115 kV | m:P:bus1 in MW | 48.9571 | ElmLne
2026 | 2026_DzMN_GzMX_Dp00_Gp00 | Caso Base | All generators | 0.94 | ind | Dorada - Magdalena 115 kV | m:P:bus1 in MW | 48.9571 | ElmLne
2026 | 2026_DzMN_GzMX_Dp00_Gp00 | Caso Base | All generators | 0.95 | ind | Dorada - Magdalena 115 kV | m:P:bus1 in MW | 48.9571 | ElmLne
2026 | 2026_DzMN_GzMX_Dp00_Gp00 | Caso Base | All generators | 0.96 | ind | Dorada - Magdalena 115 kV | m:P:bus1 in MW | 48.9571 | ElmLne
2026 | 2026_DzMN_GzMX_Dp00_Gp00 | Caso Base | All generators | 0.97 | ind | Dorada - Magdalena 115 kV | m:P:bus1 in MW | 48.9571 | ElmLne
2026 | 2026_DzMN_GzMX_Dp00_Gp00 | Caso Base | All generators | 0.98 | ind | Dorada - Magdalena 115 kV | m:P:bus1 in MW | 48.9571 | ElmLne
2026 | 2026_DzMN_GzMX_Dp00_Gp00 | Caso Base | All generators | 0.99 | ind | Dorada - Magdalena 115 kV | m:P:bus1 in MW | 48.9571 | ElmLne
2026 | 2026_DzMN_GzMX_Dp00_Gp00 | Caso Base | All generators | 1 | ind | Dorada - Magdalena 115 kV | m:P:bus1 in MW | 48.9571 | ElmLne
2026 | 2026_DzMN_GzMX_Dp00_Gp00 | Caso Base | All generators | 0.9 | ind | Dorada - Magdalena 115 kV | m:P:bus2 in MW | -48.8329 | ElmLne
2026 | 2026_DzMN_GzMX_Dp00_Gp00 | Caso Base | All generators | 0.91 | ind | Dorada - Magdalena 115 kV | m:P:bus2 in MW | -48.8329 | ElmLne
2026 | 2026_DzMN_GzMX_Dp00_Gp00 | Caso Base | All generators | 0.92 | ind | Dorada - Magdalena 115 kV | m:P:bus2 in MW | -48.8329 | ElmLne
2026 | 2026_DzMN_GzMX_Dp00_Gp00 | Caso Base | All generators | 0.93 | ind | Dorada - Magdalena 115 kV | m:P:bus2 in MW | -48.8329 | ElmLne
2026 | 2026_DzMN_GzMX_Dp00_Gp00 | Caso Base | All generators | 0.94 | ind | Dorada - Magdalena 115 kV | m:P:bus2 in MW | -48.8329 | ElmLne
2026 | 2026_DzMN_GzMX_Dp00_Gp00 | Caso Base | All generators | 0.95 | ind | Dorada - Magdalena 115 kV | m:P:bus2 in MW | -48.8329 | ElmLne
2026 | 2026_DzMN_GzMX_Dp00_Gp00 | Caso Base | All generators | 0.96 | ind | Dorada - Magdalena 115 kV | m:P:bus2 in MW | -48.8329 | ElmLne
2026 | 2026_DzMN_GzMX_Dp00_Gp00 | Caso Base | All generators | 0.97 | ind | Dorada - Magdalena 115 kV | m:P:bus2 in MW | -48.8329 | ElmLne
2026 | 2026_DzMN_GzMX_Dp00_Gp00 | Caso Base | All generators | 0.98 | ind | Dorada - Magdalena 115 kV | m:P:bus2 in MW | -48.8329 | ElmLne
2026 | 2026_DzMN_GzMX_Dp00_Gp00 | Caso Base | All generators | 0.99 | ind | Dorada - Magdalena 115 kV | m:P:bus2 in MW | -48.8329 | ElmLne
2026 | 2026_DzMN_GzMX_Dp00_Gp00 | Caso Base | All generators | 1 | ind | Dorada - Magdalena 115 kV | m:P:bus2 in MW | -48.8329 | ElmLne
2026 | 2026_DzMN_GzMX_Dp00_Gp00 | Caso Base | All generators | 0.9 | ind | Dorada - Magdalena 115 kV | m:Q:bus1 in Mvar | -0.92906 | ElmLne
2026 | 2026_DzMN_GzMX_Dp00_Gp00 | Caso Base | All generators | 0.91 | ind | Dorada - Magdalena 115 kV | m:Q:bus1 in Mvar | -0.92906 | ElmLne
2026 | 2026_DzMN_GzMX_Dp00_Gp00 | Caso Base | All generators | 0.92 | ind | Dorada - Magdalena 115 kV | m:Q:bus1 in Mvar | -0.92906 | ElmLne
2026 | 2026_DzMN_GzMX_Dp00_Gp00 | Caso Base | All generators | 0.93 | ind | Dorada - Magdalena 115 kV | m:Q:bus1 in Mvar | -0.92906 | ElmLne
2026 | 2026_DzMN_GzMX_Dp00_Gp00 | Caso Base | All generators | 0.94 | ind | Dorada - Magdalena 115 kV | m:Q:bus1 in Mvar | -0.92906 | ElmLne
2026 | 2026_DzMN_GzMX_Dp00_Gp00 | Caso Base | All generators | 0.95 | ind | Dorada - Magdalena 115 kV | m:Q:bus1 in Mvar | -0.92906 | ElmLne
2026 | 2026_DzMN_GzMX_Dp00_Gp00 | Caso Base | All generators | 0.96 | ind | Dorada - Magdalena 115 kV | m:Q:bus1 in Mvar | -0.92906 | ElmLne
2026 | 2026_DzMN_GzMX_Dp00_Gp00 | Caso Base | All generators | 0.97 | ind | Dorada - Magdalena 115 kV | m:Q:bus1 in Mvar | -0.92906 | ElmLne
2026 | 2026_DzMN_GzMX_Dp00_Gp00 | Caso Base | All generators | 0.98 | ind | Dorada - Magdalena 115 kV | m:Q:bus1 in Mvar | -0.92906 | ElmLne
2026 | 2026_DzMN_GzMX_Dp00_Gp00 | Caso Base | All generators | 0.99 | ind | Dorada - Magdalena 115 kV | m:Q:bus1 in Mvar | -0.92906 | ElmLne
2026 | 2026_DzMN_GzMX_Dp00_Gp00 | Caso Base | All generators | 1 | ind | Dorada - Magdalena 115 kV | m:Q:bus1 in Mvar | -0.92906 | ElmLne
2026 | 2026_DzMN_GzMX_Dp00_Gp00 | Caso Base | All generators | 0.9 | ind | Dorada - Magdalena 115 kV | m:Q:bus2 in Mvar | 1.179 | ElmLne
2026 | 2026_DzMN_GzMX_Dp00_Gp00 | Caso Base | All generators | 0.91 | ind | Dorada - Magdalena 115 kV | m:Q:bus2 in Mvar | 1.179 | ElmLne
2026 | 2026_DzMN_GzMX_Dp00_Gp00 | Caso Base | All generators | 0.92 | ind | Dorada - Magdalena 115 kV | m:Q:bus2 in Mvar | 1.179 | ElmLne
2026 | 2026_DzMN_GzMX_Dp00_Gp00 | Caso Base | All generators | 0.93 | ind | Dorada - Magdalena 115 kV | m:Q:bus2 in Mvar | 1.179 | ElmLne
2026 | 2026_DzMN_GzMX_Dp00_Gp00 | Caso Base | All generators | 0.94 | ind | Dorada - Magdalena 115 kV | m:Q:bus2 in Mvar | 1.179 | ElmLne
2026 | 2026_DzMN_GzMX_Dp00_Gp00 | Caso Base | All generators | 0.95 | ind | Dorada - Magdalena 115 kV | m:Q:bus2 in Mvar | 1.179 | ElmLne
2026 | 2026_DzMN_GzMX_Dp00_Gp00 | Caso Base | All generators | 0.96 | ind | Dorada - Magdalena 115 kV | m:Q:bus2 in Mvar | 1.179 | ElmLne
2026 | 2026_DzMN_GzMX_Dp00_Gp00 | Caso Base | All generators | 0.97 | ind | Dorada - Magdalena 115 kV | m:Q:bus2 in Mvar | 1.179 | ElmLne
2026 | 2026_DzMN_GzMX_Dp00_Gp00 | Caso Base | All generators | 0.98 | ind | Dorada - Magdalena 115 kV | m:Q:bus2 in Mvar | 1.179 | ElmLne
2026 | 2026_DzMN_GzMX_Dp00_Gp00 | Caso Base | All generators | 0.99 | ind | Dorada - Magdalena 115 kV | m:Q:bus2 in Mvar | 1.179 | ElmLne
2026 | 2026_DzMN_GzMX_Dp00_Gp00 | Caso Base | All generators | 1 | ind | Dorada - Magdalena 115 kV | m:Q:bus2 in Mvar | 1.179 | ElmLne
2026 | 2026_DzMN_GzMX_Dp00_Gp00 | Caso Base | All generators | 0.9 | ind | Dorada - Magdalena 115 kV | m:cosphi:bus1 | 0.99982 | ElmLne
2026 | 2026_DzMN_GzMX_Dp00_Gp00 | Caso Base | All generators | 0.91 | ind | Dorada - Magdalena 115 kV | m:cosphi:bus1 | 0.99982 | ElmLne
2026 | 2026_DzMN_GzMX_Dp00_Gp00 | Caso Base | All generators | 0.92 | ind | Dorada - Magdalena 115 kV | m:cosphi:bus1 | 0.99982 | ElmLne
2026 | 2026_DzMN_GzMX_Dp00_Gp00 | Caso Base | All generators | 0.93 | ind | Dorada - Magdalena 115 kV | m:cosphi:bus1 | 0.99982 | ElmLne
2026 | 2026_DzMN_GzMX_Dp00_Gp00 | Caso Base | All generators | 0.94 | ind | Dorada - Magdalena 115 kV | m:cosphi:bus1 | 0.99982 | ElmLne
2026 | 2026_DzMN_GzMX_Dp00_Gp00 | Caso Base | All generators | 0.95 | ind | Dorada - Magdalena 115 kV | m:cosphi:bus1 | 0.99982 | ElmLne
2026 | 2026_DzMN_GzMX_Dp00_Gp00 | Caso Base | All generators | 0.96 | ind | Dorada - Magdalena 115 kV | m:cosphi:bus1 | 0.99982 | ElmLne
2026 | 2026_DzMN_GzMX_Dp00_Gp00 | Caso Base | All generators | 0.97 | ind | Dorada - Magdalena 115 kV | m:cosphi:bus1 | 0.99982 | ElmLne
2026 | 2026_DzMN_GzMX_Dp00_Gp00 | Caso Base | All generators | 0.98 | ind | Dorada - Magdalena 115 kV | m:cosphi:bus1 | 0.99982 | ElmLne
2026 | 2026_DzMN_GzMX_Dp00_Gp00 | Caso Base | All generators | 0.99 | ind | Dorada - Magdalena 115 kV | m:cosphi:bus1 | 0.99982 | ElmLne
2026 | 2026_DzMN_GzMX_Dp00_Gp00 | Caso Base | All generators | 1 | ind | Dorada - Magdalena 115 kV | m:cosphi:bus1 | 0.99982 | ElmLne
2026 | 2026_DzMN_GzMX_Dp00_Gp00 | Caso Base | All generators | 0.9 | ind | Dorada - Magdalena 115 kV | m:cosphi:bus2 | -0.99971 | ElmLne
2026 | 2026_DzMN_GzMX_Dp00_Gp00 | Caso Base | All generators | 0.91 | ind | Dorada - Magdalena 115 kV | m:cosphi:bus2 | -0.99971 | ElmLne
2026 | 2026_DzMN_GzMX_Dp00_Gp00 | Caso Base | All generators | 0.92 | ind | Dorada - Magdalena 115 kV | m:cosphi:bus2 | -0.99971 | ElmLne
2026 | 2026_DzMN_GzMX_Dp00_Gp00 | Caso Base | All generators | 0.93 | ind | Dorada - Magdalena 115 kV | m:cosphi:bus2 | -0.99971 | ElmLne
2026 | 2026_DzMN_GzMX_Dp00_Gp00 | Caso Base | All generators | 0.94 | ind | Dorada - Magdalena 115 kV | m:cosphi:bus2 | -0.99971 | ElmLne
2026 | 2026_DzMN_GzMX_Dp00_Gp00 | Caso Base | All generators | 0.95 | ind | Dorada - Magdalena 115 kV | m:cosphi:bus2 | -0.99971 | ElmLne
2026 | 2026_DzMN_GzMX_Dp00_Gp00 | Caso Base | All generators | 0.96 | ind | Dorada - Magdalena 115 kV | m:cosphi:bus2 | -0.99971 | ElmLne
2026 | 2026_DzMN_GzMX_Dp00_Gp00 | Caso Base | All generators | 0.97 | ind | Dorada - Magdalena 115 kV | m:cosphi:bus2 | -0.99971 | ElmLne
2026 | 2026_DzMN_GzMX_Dp00_Gp00 | Caso Base | All generators | 0.98 | ind | Dorada - Magdalena 115 kV | m:cosphi:bus2 | -0.99971 | ElmLne
2026 | 2026_DzMN_GzMX_Dp00_Gp00 | Caso Base | All generators | 0.99 | ind | Dorada - Magdalena 115 kV | m:cosphi:bus2 | -0.99971 | ElmLne
2026 | 2026_DzMN_GzMX_Dp00_Gp00 | Caso Base | All generators | 1 | ind | Dorada - Magdalena 115 kV | m:cosphi:bus2 | -0.99971 | ElmLne
2026 | 2026_DzMN_GzMX_Dp00_Gp00 | Caso Base | All generators | 0.9 | ind | Mariquita - Victoria 2 115 | m:P:bus1 in MW | 5.0296 | ElmLne
2026 | 2026_DzMN_GzMX_Dp00_Gp00 | Caso Base | All generators | 0.91 | ind | Mariquita - Victoria 2 115 | m:P:bus1 in MW | 5.0296 | ElmLne
2026 | 2026_DzMN_GzMX_Dp00_Gp00 | Caso Base | All generators | 0.92 | ind | Mariquita - Victoria 2 115 | m:P:bus1 in MW | 5.0296 | ElmLne
2026 | 2026_DzMN_GzMX_Dp00_Gp00 | Caso Base | All generators | 0.93 | ind | Mariquita - Victoria 2 115 | m:P:bus1 in MW | 5.0296 | ElmLne
2026 | 2026_DzMN_GzMX_Dp00_Gp00 | Caso Base | All generators | 0.94 | ind | Mariquita - Victoria 2 115 | m:P:bus1 in MW | 5.0296 | ElmLne
2026 | 2026_DzMN_GzMX_Dp00_Gp00 | Caso Base | All generators | 0.95 | ind | Mariquita - Victoria 2 115 | m:P:bus1 in MW | 5.0296 | ElmLne
2026 | 2026_DzMN_GzMX_Dp00_Gp00 | Caso Base | All generators | 0.96 | ind | Mariquita - Victoria 2 115 | m:P:bus1 in MW | 5.0296 | ElmLne
2026 | 2026_DzMN_GzMX_Dp00_Gp00 | Caso Base | All generators | 0.97 | ind | Mariquita - Victoria 2 115 | m:P:bus1 in MW | 5.0296 | ElmLne
2026 | 2026_DzMN_GzMX_Dp00_Gp00 | Caso Base | All generators | 0.98 | ind | Mariquita - Victoria 2 115 | m:P:bus1 in MW | 5.0296 | ElmLne
2026 | 2026_DzMN_GzMX_Dp00_Gp00 | Caso Base | All generators | 0.99 | ind | Mariquita - Victoria 2 115 | m:P:bus1 in MW | 5.0296 | ElmLne
2026 | 2026_DzMN_GzMX_Dp00_Gp00 | Caso Base | All generators | 1 | ind | Mariquita - Victoria 2 115 | m:P:bus1 in MW | 5.0296 | ElmLne
2026 | 2026_DzMN_GzMX_Dp00_Gp00 | Caso Base | All generators | 0.9 | ind | Mariquita - Victoria 2 115 | m:P:bus2 in MW | -5.017 | ElmLne
2026 | 2026_DzMN_GzMX_Dp00_Gp00 | Caso Base | All generators | 0.91 | ind | Mariquita - Victoria 2 115 | m:P:bus2 in MW | -5.017 | ElmLne
2026 | 2026_DzMN_GzMX_Dp00_Gp00 | Caso Base | All generators | 0.92 | ind | Mariquita - Victoria 2 115 | m:P:bus2 in MW | -5.017 | ElmLne
2026 | 2026_DzMN_GzMX_Dp00_Gp00 | Caso Base | All generators | 0.93 | ind | Mariquita - Victoria 2 115 | m:P:bus2 in MW | -5.017 | ElmLne
2026 | 2026_DzMN_GzMX_Dp00_Gp00 | Caso Base | All generators | 0.94 | ind | Mariquita - Victoria 2 115 | m:P:bus2 in MW | -5.017 | ElmLne
2026 | 2026_DzMN_GzMX_Dp00_Gp00 | Caso Base | All generators | 0.95 | ind | Mariquita - Victoria 2 115 | m:P:bus2 in MW | -5.017 | ElmLne
2026 | 2026_DzMN_GzMX_Dp00_Gp00 | Caso Base | All generators | 0.96 | ind | Mariquita - Victoria 2 115 | m:P:bus2 in MW | -5.017 | ElmLne
2026 | 2026_DzMN_GzMX_Dp00_Gp00 | Caso Base | All generators | 0.97 | ind | Mariquita - Victoria 2 115 | m:P:bus2 in MW | -5.017 | ElmLne
2026 | 2026_DzMN_GzMX_Dp00_Gp00 | Caso Base | All generators | 0.98 | ind | Mariquita - Victoria 2 115 | m:P:bus2 in MW | -5.017 | ElmLne
2026 | 2026_DzMN_GzMX_Dp00_Gp00 | Caso Base | All generators | 0.99 | ind | Mariquita - Victoria 2 115 | m:P:bus2 in MW | -5.017 | ElmLne
2026 | 2026_DzMN_GzMX_Dp00_Gp00 | Caso Base | All generators | 1 | ind | Mariquita - Victoria 2 115 | m:P:bus2 in MW | -5.017 | ElmLne
2026 | 2026_DzMN_GzMX_Dp00_Gp00 | Caso Base | All generators | 0.9 | ind | Mariquita - Victoria 2 115 | m:Q:bus1 in Mvar | -6.2557 | ElmLne
2026 | 2026_DzMN_GzMX_Dp00_Gp00 | Caso Base | All generators | 0.91 | ind | Mariquita - Victoria 2 115 | m:Q:bus1 in Mvar | -6.2557 | ElmLne
2026 | 2026_DzMN_GzMX_Dp00_Gp00 | Caso Base | All generators | 0.92 | ind | Mariquita - Victoria 2 115 | m:Q:bus1 in Mvar | -6.2557 | ElmLne
2026 | 2026_DzMN_GzMX_Dp00_Gp00 | Caso Base | All generators | 0.93 | ind | Mariquita - Victoria 2 115 | m:Q:bus1 in Mvar | -6.2557 | ElmLne
2026 | 2026_DzMN_GzMX_Dp00_Gp00 | Caso Base | All generators | 0.94 | ind | Mariquita - Victoria 2 115 | m:Q:bus1 in Mvar | -6.2557 | ElmLne
2026 | 2026_DzMN_GzMX_Dp00_Gp00 | Caso Base | All generators | 0.95 | ind | Mariquita - Victoria 2 115 | m:Q:bus1 in Mvar | -6.2557 | ElmLne
2026 | 2026_DzMN_GzMX_Dp00_Gp00 | Caso Base | All generators | 0.96 | ind | Mariquita - Victoria 2 115 | m:Q:bus1 in Mvar | -6.2557 | ElmLne
2026 | 2026_DzMN_GzMX_Dp00_Gp00 | Caso Base | All generators | 0.97 | ind | Mariquita - Victoria 2 115 | m:Q:bus1 in Mvar | -6.2557 | ElmLne
2026 | 2026_DzMN_GzMX_Dp00_Gp00 | Caso Base | All generators | 0.98 | ind | Mariquita - Victoria 2 115 | m:Q:bus1 in Mvar | -6.2557 | ElmLne
2026 | 2026_DzMN_GzMX_Dp00_Gp00 | Caso Base | All generators | 0.99 | ind | Mariquita - Victoria 2 115 | m:Q:bus1 in Mvar | -6.2557 | ElmLne
2026 | 2026_DzMN_GzMX_Dp00_Gp00 | Caso Base | All generators | 1 | ind | Mariquita - Victoria 2 115 | m:Q:bus1 in Mvar | -6.2557 | ElmLne
2026 | 2026_DzMN_GzMX_Dp00_Gp00 | Caso Base | All generators | 0.9 | ind | Mariquita - Victoria 2 115 | m:Q:bus2 in Mvar | 5.6235 | ElmLne
2026 | 2026_DzMN_GzMX_Dp00_Gp00 | Caso Base | All generators | 0.91 | ind | Mariquita - Victoria 2 115 | m:Q:bus2 in Mvar | 5.6235 | ElmLne
2026 | 2026_DzMN_GzMX_Dp00_Gp00 | Caso Base | All generators | 0.92 | ind | Mariquita - Victoria 2 115 | m:Q:bus2 in Mvar | 5.6235 | ElmLne
2026 | 2026_DzMN_GzMX_Dp00_Gp00 | Caso Base | All generators | 0.93 | ind | Mariquita - Victoria 2 115 | m:Q:bus2 in Mvar | 5.6235 | ElmLne
2026 | 2026_DzMN_GzMX_Dp00_Gp00 | Caso Base | All generators | 0.94 | ind | Mariquita - Victoria 2 115 | m:Q:bus2 in Mvar | 5.6235 | ElmLne
2026 | 2026_DzMN_GzMX_Dp00_Gp00 | Caso Base | All generators | 0.95 | ind | Mariquita - Victoria 2 115 | m:Q:bus2 in Mvar | 5.6235 | ElmLne
2026 | 2026_DzMN_GzMX_Dp00_Gp00 | Caso Base | All generators | 0.96 | ind | Mariquita - Victoria 2 115 | m:Q:bus2 in Mvar | 5.6235 | ElmLne
2026 | 2026_DzMN_GzMX_Dp00_Gp00 | Caso Base | All generators | 0.97 | ind | Mariquita - Victoria 2 115 | m:Q:bus2 in Mvar | 5.6235 | ElmLne
2026 | 2026_DzMN_GzMX_Dp00_Gp00 | Caso Base | All generators | 0.98 | ind | Mariquita - Victoria 2 115 | m:Q:bus2 in Mvar | 5.6235 | ElmLne
2026 | 2026_DzMN_GzMX_Dp00_Gp00 | Caso Base | All generators | 0.99 | ind | Mariquita - Victoria 2 115 | m:Q:bus2 in Mvar | 5.6235 | ElmLne
2026 | 2026_DzMN_GzMX_Dp00_Gp00 | Caso Base | All generators | 1 | ind | Mariquita - Victoria 2 115 | m:Q:bus2 in Mvar | 5.6235 | ElmLne
2026 | 2026_DzMN_GzMX_Dp00_Gp00 | Caso Base | All generators | 0.9 | ind | Mariquita - Victoria 2 115 | m:cosphi:bus1 | 0.6266 | ElmLne
2026 | 2026_DzMN_GzMX_Dp00_Gp00 | Caso Base | All generators | 0.91 | ind | Mariquita - Victoria 2 115 | m:cosphi:bus1 | 0.6266 | ElmLne
2026 | 2026_DzMN_GzMX_Dp00_Gp00 | Caso Base | All generators | 0.92 | ind | Mariquita - Victoria 2 115 | m:cosphi:bus1 | 0.6266 | ElmLne
2026 | 2026_DzMN_GzMX_Dp00_Gp00 | Caso Base | All generators | 0.93 | ind | Mariquita - Victoria 2 115 | m:cosphi:bus1 | 0.6266 | ElmLne
2026 | 2026_DzMN_GzMX_Dp00_Gp00 | Caso Base | All generators | 0.94 | ind | Mariquita - Victoria 2 115 | m:cosphi:bus1 | 0.6266 | ElmLne
2026 | 2026_DzMN_GzMX_Dp00_Gp00 | Caso Base | All generators | 0.95 | ind | Mariquita - Victoria 2 115 | m:cosphi:bus1 | 0.6266 | ElmLne
2026 | 2026_DzMN_GzMX_Dp00_Gp00 | Caso Base | All generators | 0.96 | ind | Mariquita - Victoria 2 115 | m:cosphi:bus1 | 0.6266 | ElmLne
2026 | 2026_DzMN_GzMX_Dp00_Gp00 | Caso Base | All generators | 0.97 | ind | Mariquita - Victoria 2 115 | m:cosphi:bus1 | 0.6266 | ElmLne
2026 | 2026_DzMN_GzMX_Dp00_Gp00 | Caso Base | All generators | 0.98 | ind | Mariquita - Victoria 2 115 | m:cosphi:bus1 | 0.6266 | ElmLne
2026 | 2026_DzMN_GzMX_Dp00_Gp00 | Caso Base | All generators | 0.99 | ind | Mariquita - Victoria 2 115 | m:cosphi:bus1 | 0.6266 | ElmLne
2026 | 2026_DzMN_GzMX_Dp00_Gp00 | Caso Base | All generators | 1 | ind | Mariquita - Victoria 2 115 | m:cosphi:bus1 | 0.6266 | ElmLne
2026 | 2026_DzMN_GzMX_Dp00_Gp00 | Caso Base | All generators | 0.9 | ind | Mariquita - Victoria 2 115 | m:cosphi:bus2 | -0.66572 | ElmLne
2026 | 2026_DzMN_GzMX_Dp00_Gp00 | Caso Base | All generators | 0.91 | ind | Mariquita - Victoria 2 115 | m:cosphi:bus2 | -0.66572 | ElmLne
2026 | 2026_DzMN_GzMX_Dp00_Gp00 | Caso Base | All generators | 0.92 | ind | Mariquita - Victoria 2 115 | m:cosphi:bus2 | -0.66572 | ElmLne
2026 | 2026_DzMN_GzMX_Dp00_Gp00 | Caso Base | All generators | 0.93 | ind | Mariquita - Victoria 2 115 | m:cosphi:bus2 | -0.66572 | ElmLne
2026 | 2026_DzMN_GzMX_Dp00_Gp00 | Caso Base | All generators | 0.94 | ind | Mariquita - Victoria 2 115 | m:cosphi:bus2 | -0.66572 | ElmLne
2026 | 2026_DzMN_GzMX_Dp00_Gp00 | Caso Base | All generators | 0.95 | ind | Mariquita - Victoria 2 115 | m:cosphi:bus2 | -0.66572 | ElmLne
2026 | 2026_DzMN_GzMX_Dp00_Gp00 | Caso Base | All generators | 0.96 | ind | Mariquita - Victoria 2 115 | m:cosphi:bus2 | -0.66572 | ElmLne
2026 | 2026_DzMN_GzMX_Dp00_Gp00 | Caso Base | All generators | 0.97 | ind | Mariquita - Victoria 2 115 | m:cosphi:bus2 | -0.66572 | ElmLne
2026 | 2026_DzMN_GzMX_Dp00_Gp00 | Caso Base | All generators | 0.98 | ind | Mariquita - Victoria 2 115 | m:cosphi:bus2 | -0.66572 | ElmLne
2026 | 2026_DzMN_GzMX_Dp00_Gp00 | Caso Base | All generators | 0.99 | ind | Mariquita - Victoria 2 115 | m:cosphi:bus2 | -0.66572 | ElmLne
2026 | 2026_DzMN_GzMX_Dp00_Gp00 | Caso Base | All generators | 1 | ind | Mariquita - Victoria 2 115 | m:cosphi:bus2 | -0.66572 | ElmLne
2026 | 2026_DzMN_GzMX_Dp00_Gp00 | Caso Base | All generators | 0.9 | ind | Dorada 115/33/13.8 kV | m:P:bushv in MW | -8.4276 | ElmTr3
2026 | 2026_DzMN_GzMX_Dp00_Gp00 | Caso Base | All generators | 0.91 | ind | Dorada 115/33/13.8 kV | m:P:bushv in MW | -8.4276 | ElmTr3
2026 | 2026_DzMN_GzMX_Dp00_Gp00 | Caso Base | All generators | 0.92 | ind | Dorada 115/33/13.8 kV | m:P:bushv in MW | -8.4276 | ElmTr3
2026 | 2026_DzMN_GzMX_Dp00_Gp00 | Caso Base | All generators | 0.93 | ind | Dorada 115/33/13.8 kV | m:P:bushv in MW | -8.4276 | ElmTr3
2026 | 2026_DzMN_GzMX_Dp00_Gp00 | Caso Base | All generators | 0.94 | ind | Dorada 115/33/13.8 kV | m:P:bushv in MW | -8.4276 | ElmTr3
2026 | 2026_DzMN_GzMX_Dp00_Gp00 | Caso Base | All generators | 0.95 | ind | Dorada 115/33/13.8 kV | m:P:bushv in MW | -8.4276 | ElmTr3
2026 | 2026_DzMN_GzMX_Dp00_Gp00 | Caso Base | All generators | 0.96 | ind | Dorada 115/33/13.8 kV | m:P:bushv in MW | -8.4276 | ElmTr3
2026 | 2026_DzMN_GzMX_Dp00_Gp00 | Caso Base | All generators | 0.97 | ind | Dorada 115/33/13.8 kV | m:P:bushv in MW | -8.4276 | ElmTr3
2026 | 2026_DzMN_GzMX_Dp00_Gp00 | Caso Base | All generators | 0.98 | ind | Dorada 115/33/13.8 kV | m:P:bushv in MW | -8.4276 | ElmTr3
2026 | 2026_DzMN_GzMX_Dp00_Gp00 | Caso Base | All generators | 0.99 | ind | Dorada 115/33/13.8 kV | m:P:bushv in MW | -8.4276 | ElmTr3
2026 | 2026_DzMN_GzMX_Dp00_Gp00 | Caso Base | All generators | 1 | ind | Dorada 115/33/13.8 kV | m:P:bushv in MW | -8.4276 | ElmTr3
2026 | 2026_DzMN_GzMX_Dp00_Gp00 | Caso Base | All generators | 0.9 | ind | Dorada 115/33/13.8 kV | m:Q:bushv in Mvar | 2.8999 | ElmTr3
2026 | 2026_DzMN_GzMX_Dp00_Gp00 | Caso Base | All generators | 0.91 | ind | Dorada 115/33/13.8 kV | m:Q:bushv in Mvar | 2.8999 | ElmTr3
2026 | 2026_DzMN_GzMX_Dp00_Gp00 | Caso Base | All generators | 0.92 | ind | Dorada 115/33/13.8 kV | m:Q:bushv in Mvar | 2.8999 | ElmTr3
2026 | 2026_DzMN_GzMX_Dp00_Gp00 | Caso Base | All generators | 0.93 | ind | Dorada 115/33/13.8 kV | m:Q:bushv in Mvar | 2.8999 | ElmTr3
2026 | 2026_DzMN_GzMX_Dp00_Gp00 | Caso Base | All generators | 0.94 | ind | Dorada 115/33/13.8 kV | m:Q:bushv in Mvar | 2.8999 | ElmTr3
2026 | 2026_DzMN_GzMX_Dp00_Gp00 | Caso Base | All generators | 0.95 | ind | Dorada 115/33/13.8 kV | m:Q:bushv in Mvar | 2.8999 | ElmTr3
2026 | 2026_DzMN_GzMX_Dp00_Gp00 | Caso Base | All generators | 0.96 | ind | Dorada 115/33/13.8 kV | m:Q:bushv in Mvar | 2.8999 | ElmTr3
2026 | 2026_DzMN_GzMX_Dp00_Gp00 | Caso Base | All generators | 0.97 | ind | Dorada 115/33/13.8 kV | m:Q:bushv in Mvar | 2.8999 | ElmTr3
2026 | 2026_DzMN_GzMX_Dp00_Gp00 | Caso Base | All generators | 0.98 | ind | Dorada 115/33/13.8 kV | m:Q:bushv in Mvar | 2.8999 | ElmTr3
2026 | 2026_DzMN_GzMX_Dp00_Gp00 | Caso Base | All generators | 0.99 | ind | Dorada 115/33/13.8 kV | m:Q:bushv in Mvar | 2.8999 | ElmTr3
2026 | 2026_DzMN_GzMX_Dp00_Gp00 | Caso Base | All generators | 1 | ind | Dorada 115/33/13.8 kV | m:Q:bushv in Mvar | 2.8999 | ElmTr3
2026 | 2026_DzMN_GzMX_Dp00_Gp00 | Caso Base | All generators | 0.9 | ind | Dorada 115/33/13.8 kV | m:cosphi:bushv | -0.94559 | ElmTr3
2026 | 2026_DzMN_GzMX_Dp00_Gp00 | Caso Base | All generators | 0.91 | ind | Dorada 115/33/13.8 kV | m:cosphi:bushv | -0.94559 | ElmTr3
2026 | 2026_DzMN_GzMX_Dp00_Gp00 | Caso Base | All generators | 0.92 | ind | Dorada 115/33/13.8 kV | m:cosphi:bushv | -0.94559 | ElmTr3
2026 | 2026_DzMN_GzMX_Dp00_Gp00 | Caso Base | All generators | 0.93 | ind | Dorada 115/33/13.8 kV | m:cosphi:bushv | -0.94559 | ElmTr3
2026 | 2026_DzMN_GzMX_Dp00_Gp00 | Caso Base | All generators | 0.94 | ind | Dorada 115/33/13.8 kV | m:cosphi:bushv | -0.94559 | ElmTr3
2026 | 2026_DzMN_GzMX_Dp00_Gp00 | Caso Base | All generators | 0.95 | ind | Dorada 115/33/13.8 kV | m:cosphi:bushv | -0.94559 | ElmTr3
2026 | 2026_DzMN_GzMX_Dp00_Gp00 | Caso Base | All generators | 0.96 | ind | Dorada 115/33/13.8 kV | m:cosphi:bushv | -0.94559 | ElmTr3
2026 | 2026_DzMN_GzMX_Dp00_Gp00 | Caso Base | All generators | 0.97 | ind | Dorada 115/33/13.8 kV | m:cosphi:bushv | -0.94559 | ElmTr3
2026 | 2026_DzMN_GzMX_Dp00_Gp00 | Caso Base | All generators | 0.98 | ind | Dorada 115/33/13.8 kV | m:cosphi:bushv | -0.94559 | ElmTr3
2026 | 2026_DzMN_GzMX_Dp00_Gp00 | Caso Base | All generators | 0.99 | ind | Dorada 115/33/13.8 kV | m:cosphi:bushv | -0.94559 | ElmTr3
2026 | 2026_DzMN_GzMX_Dp00_Gp00 | Caso Base | All generators | 1 | ind | Dorada 115/33/13.8 kV | m:cosphi:bushv | -0.94559 | ElmTr3
2026 | 2026_DzMN_GzMX_Dp00_Gp00 | Caso Base | All generators | 0.9 | ind | Manzanares 115/33/13.8 kV | m:P:bushv in MW | -14.7427 | ElmTr3
2026 | 2026_DzMN_GzMX_Dp00_Gp00 | Caso Base | All generators | 0.91 | ind | Manzanares 115/33/13.8 kV | m:P:bushv in MW | -14.7427 | ElmTr3
2026 | 2026_DzMN_GzMX_Dp00_Gp00 | Caso Base | All generators | 0.92 | ind | Manzanares 115/33/13.8 kV | m:P:bushv in MW | -14.7427 | ElmTr3
2026 | 2026_DzMN_GzMX_Dp00_Gp00 | Caso Base | All generators | 0.93 | ind | Manzanares 115/33/13.8 kV | m:P:bushv in MW | -14.7427 | ElmTr3
2026 | 2026_DzMN_GzMX_Dp00_Gp00 | Caso Base | All generators | 0.94 | ind | Manzanares 115/33/13.8 kV | m:P:bushv in MW | -14.7427 | ElmTr3
2026 | 2026_DzMN_GzMX_Dp00_Gp00 | Caso Base | All generators | 0.95 | ind | Manzanares 115/33/13.8 kV | m:P:bushv in MW | -14.7427 | ElmTr3
2026 | 2026_DzMN_GzMX_Dp00_Gp00 | Caso Base | All generators | 0.96 | ind | Manzanares 115/33/13.8 kV | m:P:bushv in MW | -14.7427 | ElmTr3
2026 | 2026_DzMN_GzMX_Dp00_Gp00 | Caso Base | All generators | 0.97 | ind | Manzanares 115/33/13.8 kV | m:P:bushv in MW | -14.7427 | ElmTr3
2026 | 2026_DzMN_GzMX_Dp00_Gp00 | Caso Base | All generators | 0.98 | ind | Manzanares 115/33/13.8 kV | m:P:bushv in MW | -14.7427 | ElmTr3
2026 | 2026_DzMN_GzMX_Dp00_Gp00 | Caso Base | All generators | 0.99 | ind | Manzanares 115/33/13.8 kV | m:P:bushv in MW | -14.7427 | ElmTr3
2026 | 2026_DzMN_GzMX_Dp00_Gp00 | Caso Base | All generators | 1 | ind | Manzanares 115/33/13.8 kV | m:P:bushv in MW | -14.7427 | ElmTr3
2026 | 2026_DzMN_GzMX_Dp00_Gp00 | Caso Base | All generators | 0.9 | ind | Manzanares 115/33/13.8 kV | m:Q:bushv in Mvar | 2.796 | ElmTr3
2026 | 2026_DzMN_GzMX_Dp00_Gp00 | Caso Base | All generators | 0.91 | ind | Manzanares 115/33/13.8 kV | m:Q:bushv in Mvar | 2.796 | ElmTr3
2026 | 2026_DzMN_GzMX_Dp00_Gp00 | Caso Base | All generators | 0.92 | ind | Manzanares 115/33/13.8 kV | m:Q:bushv in Mvar | 2.796 | ElmTr3
2026 | 2026_DzMN_GzMX_Dp00_Gp00 | Caso Base | All generators | 0.93 | ind | Manzanares 115/33/13.8 kV | m:Q:bushv in Mvar | 2.796 | ElmTr3
2026 | 2026_DzMN_GzMX_Dp00_Gp00 | Caso Base | All generators | 0.94 | ind | Manzanares 115/33/13.8 kV | m:Q:bushv in Mvar | 2.796 | ElmTr3
2026 | 2026_DzMN_GzMX_Dp00_Gp00 | Caso Base | All generators | 0.95 | ind | Manzanares 115/33/13.8 kV | m:Q:bushv in Mvar | 2.796 | ElmTr3
2026 | 2026_DzMN_GzMX_Dp00_Gp00 | Caso Base | All generators | 0.96 | ind | Manzanares 115/33/13.8 kV | m:Q:bushv in Mvar | 2.796 | ElmTr3
2026 | 2026_DzMN_GzMX_Dp00_Gp00 | Caso Base | All generators | 0.97 | ind | Manzanares 115/33/13.8 kV | m:Q:bushv in Mvar | 2.796 | ElmTr3
2026 | 2026_DzMN_GzMX_Dp00_Gp00 | Caso Base | All generators | 0.98 | ind | Manzanares 115/33/13.8 kV | m:Q:bushv in Mvar | 2.796 | ElmTr3
2026 | 2026_DzMN_GzMX_Dp00_Gp00 | Caso Base | All generators | 0.99 | ind | Manzanares 115/33/13.8 kV | m:Q:bushv in Mvar | 2.796 | ElmTr3
2026 | 2026_DzMN_GzMX_Dp00_Gp00 | Caso Base | All generators | 1 | ind | Manzanares 115/33/13.8 kV | m:Q:bushv in Mvar | 2.796 | ElmTr3
2026 | 2026_DzMN_GzMX_Dp00_Gp00 | Caso Base | All generators | 0.9 | ind | Manzanares 115/33/13.8 kV | m:cosphi:bushv | -0.98249 | ElmTr3
2026 | 2026_DzMN_GzMX_Dp00_Gp00 | Caso Base | All generators | 0.91 | ind | Manzanares 115/33/13.8 kV | m:cosphi:bushv | -0.98249 | ElmTr3
2026 | 2026_DzMN_GzMX_Dp00_Gp00 | Caso Base | All generators | 0.92 | ind | Manzanares 115/33/13.8 kV | m:cosphi:bushv | -0.98249 | ElmTr3
2026 | 2026_DzMN_GzMX_Dp00_Gp00 | Caso Base | All generators | 0.93 | ind | Manzanares 115/33/13.8 kV | m:cosphi:bushv | -0.98249 | ElmTr3
2026 | 2026_DzMN_GzMX_Dp00_Gp00 | Caso Base | All generators | 0.94 | ind | Manzanares 115/33/13.8 kV | m:cosphi:bushv | -0.98249 | ElmTr3
2026 | 2026_DzMN_GzMX_Dp00_Gp00 | Caso Base | All generators | 0.95 | ind | Manzanares 115/33/13.8 kV | m:cosphi:bushv | -0.98249 | ElmTr3
2026 | 2026_DzMN_GzMX_Dp00_Gp00 | Caso Base | All generators | 0.96 | ind | Manzanares 115/33/13.8 kV | m:cosphi:bushv | -0.98249 | ElmTr3
2026 | 2026_DzMN_GzMX_Dp00_Gp00 | Caso Base | All generators | 0.97 | ind | Manzanares 115/33/13.8 kV | m:cosphi:bushv | -0.98249 | ElmTr3
2026 | 2026_DzMN_GzMX_Dp00_Gp00 | Caso Base | All generators | 0.98 | ind | Manzanares 115/33/13.8 kV | m:cosphi:bushv | -0.98249 | ElmTr3
2026 | 2026_DzMN_GzMX_Dp00_Gp00 | Caso Base | All generators | 0.99 | ind | Manzanares 115/33/13.8 kV | m:cosphi:bushv | -0.98249 | ElmTr3
2026 | 2026_DzMN_GzMX_Dp00_Gp00 | Caso Base | All generators | 1 | ind | Manzanares 115/33/13.8 kV | m:cosphi:bushv | -0.98249 | ElmTr3
2026 | 2026_DzMN_GzMX_Dp00_Gp00 | Caso Base | All generators | 0.9 | ind | Purnio 230/115 | m:P:bushv in MW | -5.3837 | ElmTr3
2026 | 2026_DzMN_GzMX_Dp00_Gp00 | Caso Base | All generators | 0.91 | ind | Purnio 230/115 | m:P:bushv in MW | -5.3837 | ElmTr3
2026 | 2026_DzMN_GzMX_Dp00_Gp00 | Caso Base | All generators | 0.92 | ind | Purnio 230/115 | m:P:bushv in MW | -5.3837 | ElmTr3
2026 | 2026_DzMN_GzMX_Dp00_Gp00 | Caso Base | All generators | 0.93 | ind | Purnio 230/115 | m:P:bushv in MW | -5.3837 | ElmTr3
2026 | 2026_DzMN_GzMX_Dp00_Gp00 | Caso Base | All generators | 0.94 | ind | Purnio 230/115 | m:P:bushv in MW | -5.3837 | ElmTr3
2026 | 2026_DzMN_GzMX_Dp00_Gp00 | Caso Base | All generators | 0.95 | ind | Purnio 230/115 | m:P:bushv in MW | -5.3837 | ElmTr3
2026 | 2026_DzMN_GzMX_Dp00_Gp00 | Caso Base | All generators | 0.96 | ind | Purnio 230/115 | m:P:bushv in MW | -5.3837 | ElmTr3
2026 | 2026_DzMN_GzMX_Dp00_Gp00 | Caso Base | All generators | 0.97 | ind | Purnio 230/115 | m:P:bushv in MW | -5.3837 | ElmTr3
2026 | 2026_DzMN_GzMX_Dp00_Gp00 | Caso Base | All generators | 0.98 | ind | Purnio 230/115 | m:P:bushv in MW | -5.3837 | ElmTr3
2026 | 2026_DzMN_GzMX_Dp00_Gp00 | Caso Base | All generators | 0.99 | ind | Purnio 230/115 | m:P:bushv in MW | -5.3837 | ElmTr3
2026 | 2026_DzMN_GzMX_Dp00_Gp00 | Caso Base | All generators | 1 | ind | Purnio 230/115 | m:P:bushv in MW | -5.3837 | ElmTr3
2026 | 2026_DzMN_GzMX_Dp00_Gp00 | Caso Base | All generators | 0.9 | ind | Purnio 230/115 | m:Q:bushv in Mvar | -7.0529 | ElmTr3
2026 | 2026_DzMN_GzMX_Dp00_Gp00 | Caso Base | All generators | 0.91 | ind | Purnio 230/115 | m:Q:bushv in Mvar | -7.0529 | ElmTr3
2026 | 2026_DzMN_GzMX_Dp00_Gp00 | Caso Base | All generators | 0.92 | ind | Purnio 230/115 | m:Q:bushv in Mvar | -7.0529 | ElmTr3
2026 | 2026_DzMN_GzMX_Dp00_Gp00 | Caso Base | All generators | 0.93 | ind | Purnio 230/115 | m:Q:bushv in Mvar | -7.0529 | ElmTr3
2026 | 2026_DzMN_GzMX_Dp00_Gp00 | Caso Base | All generators | 0.94 | ind | Purnio 230/115 | m:Q:bushv in Mvar | -7.0529 | ElmTr3
2026 | 2026_DzMN_GzMX_Dp00_Gp00 | Caso Base | All generators | 0.95 | ind | Purnio 230/115 | m:Q:bushv in Mvar | -7.0529 | ElmTr3
2026 | 2026_DzMN_GzMX_Dp00_Gp00 | Caso Base | All generators | 0.96 | ind | Purnio 230/115 | m:Q:bushv in Mvar | -7.0529 | ElmTr3
2026 | 2026_DzMN_GzMX_Dp00_Gp00 | Caso Base | All generators | 0.97 | ind | Purnio 230/115 | m:Q:bushv in Mvar | -7.0529 | ElmTr3
2026 | 2026_DzMN_GzMX_Dp00_Gp00 | Caso Base | All generators | 0.98 | ind | Purnio 230/115 | m:Q:bushv in Mvar | -7.0529 | ElmTr3
2026 | 2026_DzMN_GzMX_Dp00_Gp00 | Caso Base | All generators | 0.99 | ind | Purnio 230/115 | m:Q:bushv in Mvar | -7.0529 | ElmTr3
2026 | 2026_DzMN_GzMX_Dp00_Gp00 | Caso Base | All generators | 1 | ind | Purnio 230/115 | m:Q:bushv in Mvar | -7.0529 | ElmTr3
2026 | 2026_DzMN_GzMX_Dp00_Gp00 | Caso Base | All generators | 0.9 | ind | Purnio 230/115 | m:cosphi:bushv | -0.60676 | ElmTr3
2026 | 2026_DzMN_GzMX_Dp00_Gp00 | Caso Base | All generators | 0.91 | ind | Purnio 230/115 | m:cosphi:bushv | -0.60676 | ElmTr3
2026 | 2026_DzMN_GzMX_Dp00_Gp00 | Caso Base | All generators | 0.92 | ind | Purnio 230/115 | m:cosphi:bushv | -0.60676 | ElmTr3
2026 | 2026_DzMN_GzMX_Dp00_Gp00 | Caso Base | All generators | 0.93 | ind | Purnio 230/115 | m:cosphi:bushv | -0.60676 | ElmTr3
2026 | 2026_DzMN_GzMX_Dp00_Gp00 | Caso Base | All generators | 0.94 | ind | Purnio 230/115 | m:cosphi:bushv | -0.60676 | ElmTr3
2026 | 2026_DzMN_GzMX_Dp00_Gp00 | Caso Base | All generators | 0.95 | ind | Purnio 230/115 | m:cosphi:bushv | -0.60676 | ElmTr3
2026 | 2026_DzMN_GzMX_Dp00_Gp00 | Caso Base | All generators | 0.96 | ind | Purnio 230/115 | m:cosphi:bushv | -0.60676 | ElmTr3
2026 | 2026_DzMN_GzMX_Dp00_Gp00 | Caso Base | All generators | 0.97 | ind | Purnio 230/115 | m:cosphi:bushv | -0.60676 | ElmTr3
2026 | 2026_DzMN_GzMX_Dp00_Gp00 | Caso Base | All generators | 0.98 | ind | Purnio 230/115 | m:cosphi:bushv | -0.60676 | ElmTr3
2026 | 2026_DzMN_GzMX_Dp00_Gp00 | Caso Base | All generators | 0.99 | ind | Purnio 230/115 | m:cosphi:bushv | -0.60676 | ElmTr3
2026 | 2026_DzMN_GzMX_Dp00_Gp00 | Caso Base | All generators | 1 | ind | Purnio 230/115 | m:cosphi:bushv | -0.60676 | ElmTr3
2026 | 2026_DzMN_GzMX_Dp00_Gp00 | Caso Base | All generators | 0.9 | ind | Victoria 115/33/13.8 kV | m:P:bushv in MW | -15.3791 | ElmTr3
2026 | 2026_DzMN_GzMX_Dp00_Gp00 | Caso Base | All generators | 0.91 | ind | Victoria 115/33/13.8 kV | m:P:bushv in MW | -15.3791 | ElmTr3
2026 | 2026_DzMN_GzMX_Dp00_Gp00 | Caso Base | All generators | 0.92 | ind | Victoria 115/33/13.8 kV | m:P:bushv in MW | -15.3791 | ElmTr3
2026 | 2026_DzMN_GzMX_Dp00_Gp00 | Caso Base | All generators | 0.93 | ind | Victoria 115/33/13.8 kV | m:P:bushv in MW | -15.3791 | ElmTr3
2026 | 2026_DzMN_GzMX_Dp00_Gp00 | Caso Base | All generators | 0.94 | ind | Victoria 115/33/13.8 kV | m:P:bushv in MW | -15.3791 | ElmTr3
2026 | 2026_DzMN_GzMX_Dp00_Gp00 | Caso Base | All generators | 0.95 | ind | Victoria 115/33/13.8 kV | m:P:bushv in MW | -15.3791 | ElmTr3
2026 | 2026_DzMN_GzMX_Dp00_Gp00 | Caso Base | All generators | 0.96 | ind | Victoria 115/33/13.8 kV | m:P:bushv in MW | -15.3791 | ElmTr3
2026 | 2026_DzMN_GzMX_Dp00_Gp00 | Caso Base | All generators | 0.97 | ind | Victoria 115/33/13.8 kV | m:P:bushv in MW | -15.3791 | ElmTr3
2026 | 2026_DzMN_GzMX_Dp00_Gp00 | Caso Base | All generators | 0.98 | ind | Victoria 115/33/13.8 kV | m:P:bushv in MW | -15.3791 | ElmTr3
2026 | 2026_DzMN_GzMX_Dp00_Gp00 | Caso Base | All generators | 0.99 | ind | Victoria 115/33/13.8 kV | m:P:bushv in MW | -15.3791 | ElmTr3
2026 | 2026_DzMN_GzMX_Dp00_Gp00 | Caso Base | All generators | 1 | ind | Victoria 115/33/13.8 kV | m:P:bushv in MW | -15.3791 | ElmTr3
2026 | 2026_DzMN_GzMX_Dp00_Gp00 | Caso Base | All generators | 0.9 | ind | Victoria 115/33/13.8 kV | m:Q:bushv in Mvar | 7.7312 | ElmTr3
2026 | 2026_DzMN_GzMX_Dp00_Gp00 | Caso Base | All generators | 0.91 | ind | Victoria 115/33/13.8 kV | m:Q:bushv in Mvar | 7.7312 | ElmTr3
2026 | 2026_DzMN_GzMX_Dp00_Gp00 | Caso Base | All generators | 0.92 | ind | Victoria 115/33/13.8 kV | m:Q:bushv in Mvar | 7.7312 | ElmTr3
2026 | 2026_DzMN_GzMX_Dp00_Gp00 | Caso Base | All generators | 0.93 | ind | Victoria 115/33/13.8 kV | m:Q:bushv in Mvar | 7.7312 | ElmTr3
2026 | 2026_DzMN_GzMX_Dp00_Gp00 | Caso Base | All generators | 0.94 | ind | Victoria 115/33/13.8 kV | m:Q:bushv in Mvar | 7.7312 | ElmTr3
2026 | 2026_DzMN_GzMX_Dp00_Gp00 | Caso Base | All generators | 0.95 | ind | Victoria 115/33/13.8 kV | m:Q:bushv in Mvar | 7.7312 | ElmTr3
2026 | 2026_DzMN_GzMX_Dp00_Gp00 | Caso Base | All generators | 0.96 | ind | Victoria 115/33/13.8 kV | m:Q:bushv in Mvar | 7.7312 | ElmTr3
2026 | 2026_DzMN_GzMX_Dp00_Gp00 | Caso Base | All generators | 0.97 | ind | Victoria 115/33/13.8 kV | m:Q:bushv in Mvar | 7.7312 | ElmTr3
2026 | 2026_DzMN_GzMX_Dp00_Gp00 | Caso Base | All generators | 0.98 | ind | Victoria 115/33/13.8 kV | m:Q:bushv in Mvar | 7.7312 | ElmTr3
2026 | 2026_DzMN_GzMX_Dp00_Gp00 | Caso Base | All generators | 0.99 | ind | Victoria 115/33/13.8 kV | m:Q:bushv in Mvar | 7.7312 | ElmTr3
2026 | 2026_DzMN_GzMX_Dp00_Gp00 | Caso Base | All generators | 1 | ind | Victoria 115/33/13.8 kV | m:Q:bushv in Mvar | 7.7312 | ElmTr3
2026 | 2026_DzMN_GzMX_Dp00_Gp00 | Caso Base | All generators | 0.9 | ind | Victoria 115/33/13.8 kV | m:cosphi:bushv | -0.89346 | ElmTr3
2026 | 2026_DzMN_GzMX_Dp00_Gp00 | Caso Base | All generators | 0.91 | ind | Victoria 115/33/13.8 kV | m:cosphi:bushv | -0.89346 | ElmTr3
2026 | 2026_DzMN_GzMX_Dp00_Gp00 | Caso Base | All generators | 0.92 | ind | Victoria 115/33/13.8 kV | m:cosphi:bushv | -0.89346 | ElmTr3
2026 | 2026_DzMN_GzMX_Dp00_Gp00 | Caso Base | All generators | 0.93 | ind | Victoria 115/33/13.8 kV | m:cosphi:bushv | -0.89346 | ElmTr3
2026 | 2026_DzMN_GzMX_Dp00_Gp00 | Caso Base | All generators | 0.94 | ind | Victoria 115/33/13.8 kV | m:cosphi:bushv | -0.89346 | ElmTr3
2026 | 2026_DzMN_GzMX_Dp00_Gp00 | Caso Base | All generators | 0.95 | ind | Victoria 115/33/13.8 kV | m:cosphi:bushv | -0.89346 | ElmTr3
2026 | 2026_DzMN_GzMX_Dp00_Gp00 | Caso Base | All generators | 0.96 | ind | Victoria 115/33/13.8 kV | m:cosphi:bushv | -0.89346 | ElmTr3
2026 | 2026_DzMN_GzMX_Dp00_Gp00 | Caso Base | All generators | 0.97 | ind | Victoria 115/33/13.8 kV | m:cosphi:bushv | -0.89346 | ElmTr3
2026 | 2026_DzMN_GzMX_Dp00_Gp00 | Caso Base | All generators | 0.98 | ind | Victoria 115/33/13.8 kV | m:cosphi:bushv | -0.89346 | ElmTr3
2026 | 2026_DzMN_GzMX_Dp00_Gp00 | Caso Base | All generators | 0.99 | ind | Victoria 115/33/13.8 kV | m:cosphi:bushv | -0.89346 | ElmTr3
2026 | 2026_DzMN_GzMX_Dp00_Gp00 | Caso Base | All generators | 1 | ind | Victoria 115/33/13.8 kV | m:cosphi:bushv | -0.89346 | ElmTr3
2026 | 2026_DzMX_GzMN_Dp00_Gp00 | A1-Pensilvania 33 kV | All generators | 0.9 | cap | Dorada - Magdalena 115 kV | m:P:bus1 in MW | 43.5458 | ElmLne
2026 | 2026_DzMX_GzMN_Dp00_Gp00 | A1-Pensilvania 33 kV | All generators | 0.91 | cap | Dorada - Magdalena 115 kV | m:P:bus1 in MW | 43.5696 | ElmLne
2026 | 2026_DzMX_GzMN_Dp00_Gp00 | A1-Pensilvania 33 kV | All generators | 0.92 | cap | Dorada - Magdalena 115 kV | m:P:bus1 in MW | 43.5921 | ElmLne
2026 | 2026_DzMX_GzMN_Dp00_Gp00 | A1-Pensilvania 33 kV | All generators | 0.93 | cap | Dorada - Magdalena 115 kV | m:P:bus1 in MW | 43.6136 | ElmLne
2026 | 2026_DzMX_GzMN_Dp00_Gp00 | A1-Pensilvania 33 kV | All generators | 0.94 | cap | Dorada - Magdalena 115 kV | m:P:bus1 in MW | 43.6345 | ElmLne
2026 | 2026_DzMX_GzMN_Dp00_Gp00 | A1-Pensilvania 33 kV | All generators | 0.95 | cap | Dorada - Magdalena 115 kV | m:P:bus1 in MW | 43.6551 | ElmLne
2026 | 2026_DzMX_GzMN_Dp00_Gp00 | A1-Pensilvania 33 kV | All generators | 0.96 | cap | Dorada - Magdalena 115 kV | m:P:bus1 in MW | 43.6758 | ElmLne
2026 | 2026_DzMX_GzMN_Dp00_Gp00 | A1-Pensilvania 33 kV | All generators | 0.97 | cap | Dorada - Magdalena 115 kV | m:P:bus1 in MW | 43.6972 | ElmLne
2026 | 2026_DzMX_GzMN_Dp00_Gp00 | A1-Pensilvania 33 kV | All generators | 0.98 | cap | Dorada - Magdalena 115 kV | m:P:bus1 in MW | 43.7201 | ElmLne
2026 | 2026_DzMX_GzMN_Dp00_Gp00 | A1-Pensilvania 33 kV | All generators | 0.99 | cap | Dorada - Magdalena 115 kV | m:P:bus1 in MW | 43.747 | ElmLne
2026 | 2026_DzMX_GzMN_Dp00_Gp00 | A1-Pensilvania 33 kV | All generators | 1 | cap | Dorada - Magdalena 115 kV | m:P:bus1 in MW | 43.8019 | ElmLne
2026 | 2026_DzMX_GzMN_Dp00_Gp00 | A1-Pensilvania 33 kV | All generators | 0.9 | cap | Dorada - Magdalena 115 kV | m:P:bus2 in MW | -43.4442 | ElmLne
2026 | 2026_DzMX_GzMN_Dp00_Gp00 | A1-Pensilvania 33 kV | All generators | 0.91 | cap | Dorada - Magdalena 115 kV | m:P:bus2 in MW | -43.4679 | ElmLne
2026 | 2026_DzMX_GzMN_Dp00_Gp00 | A1-Pensilvania 33 kV | All generators | 0.92 | cap | Dorada - Magdalena 115 kV | m:P:bus2 in MW | -43.4903 | ElmLne
2026 | 2026_DzMX_GzMN_Dp00_Gp00 | A1-Pensilvania 33 kV | All generators | 0.93 | cap | Dorada - Magdalena 115 kV | m:P:bus2 in MW | -43.5117 | ElmLne
2026 | 2026_DzMX_GzMN_Dp00_Gp00 | A1-Pensilvania 33 kV | All generators | 0.94 | cap | Dorada - Magdalena 115 kV | m:P:bus2 in MW | -43.5326 | ElmLne
2026 | 2026_DzMX_GzMN_Dp00_Gp00 | A1-Pensilvania 33 kV | All generators | 0.95 | cap | Dorada - Magdalena 115 kV | m:P:bus2 in MW | -43.5531 | ElmLne
2026 | 2026_DzMX_GzMN_Dp00_Gp00 | A1-Pensilvania 33 kV | All generators | 0.96 | cap | Dorada - Magdalena 115 kV | m:P:bus2 in MW | -43.5738 | ElmLne
2026 | 2026_DzMX_GzMN_Dp00_Gp00 | A1-Pensilvania 33 kV | All generators | 0.97 | cap | Dorada - Magdalena 115 kV | m:P:bus2 in MW | -43.5951 | ElmLne
2026 | 2026_DzMX_GzMN_Dp00_Gp00 | A1-Pensilvania 33 kV | All generators | 0.98 | cap | Dorada - Magdalena 115 kV | m:P:bus2 in MW | -43.618 | ElmLne
2026 | 2026_DzMX_GzMN_Dp00_Gp00 | A1-Pensilvania 33 kV | All generators | 0.99 | cap | Dorada - Magdalena 115 kV | m:P:bus2 in MW | -43.6448 | ElmLne
2026 | 2026_DzMX_GzMN_Dp00_Gp00 | A1-Pensilvania 33 kV | All generators | 1 | cap | Dorada - Magdalena 115 kV | m:P:bus2 in MW | -43.6996 | ElmLne
2026 | 2026_DzMX_GzMN_Dp00_Gp00 | A1-Pensilvania 33 kV | All generators | 0.9 | cap | Dorada - Magdalena 115 kV | m:Q:bus1 in Mvar | 3.4024 | ElmLne
2026 | 2026_DzMX_GzMN_Dp00_Gp00 | A1-Pensilvania 33 kV | All generators | 0.91 | cap | Dorada - Magdalena 115 kV | m:Q:bus1 in Mvar | 3.4541 | ElmLne
2026 | 2026_DzMX_GzMN_Dp00_Gp00 | A1-Pensilvania 33 kV | All generators | 0.92 | cap | Dorada - Magdalena 115 kV | m:Q:bus1 in Mvar | 3.5038 | ElmLne
2026 | 2026_DzMX_GzMN_Dp00_Gp00 | A1-Pensilvania 33 kV | All generators | 0.93 | cap | Dorada - Magdalena 115 kV | m:Q:bus1 in Mvar | 3.5524 | ElmLne
2026 | 2026_DzMX_GzMN_Dp00_Gp00 | A1-Pensilvania 33 kV | All generators | 0.94 | cap | Dorada - Magdalena 115 kV | m:Q:bus1 in Mvar | 3.6005 | ElmLne
2026 | 2026_DzMX_GzMN_Dp00_Gp00 | A1-Pensilvania 33 kV | All generators | 0.95 | cap | Dorada - Magdalena 115 kV | m:Q:bus1 in Mvar | 3.6488 | ElmLne
2026 | 2026_DzMX_GzMN_Dp00_Gp00 | A1-Pensilvania 33 kV | All generators | 0.96 | cap | Dorada - Magdalena 115 kV | m:Q:bus1 in Mvar | 3.6984 | ElmLne
2026 | 2026_DzMX_GzMN_Dp00_Gp00 | A1-Pensilvania 33 kV | All generators | 0.97 | cap | Dorada - Magdalena 115 kV | m:Q:bus1 in Mvar | 3.7506 | ElmLne
2026 | 2026_DzMX_GzMN_Dp00_Gp00 | A1-Pensilvania 33 kV | All generators | 0.98 | cap | Dorada - Magdalena 115 kV | m:Q:bus1 in Mvar | 3.8079 | ElmLne
2026 | 2026_DzMX_GzMN_Dp00_Gp00 | A1-Pensilvania 33 kV | All generators | 0.99 | cap | Dorada - Magdalena 115 kV | m:Q:bus1 in Mvar | 3.8769 | ElmLne
2026 | 2026_DzMX_GzMN_Dp00_Gp00 | A1-Pensilvania 33 kV | All generators | 1 | cap | Dorada - Magdalena 115 kV | m:Q:bus1 in Mvar | 4.025 | ElmLne
2026 | 2026_DzMX_GzMN_Dp00_Gp00 | A1-Pensilvania 33 kV | All generators | 0.9 | cap | Dorada - Magdalena 115 kV | m:Q:bus2 in Mvar | -3.2529 | ElmLne
2026 | 2026_DzMX_GzMN_Dp00_Gp00 | A1-Pensilvania 33 kV | All generators | 0.91 | cap | Dorada - Magdalena 115 kV | m:Q:bus2 in Mvar | -3.3045 | ElmLne
2026 | 2026_DzMX_GzMN_Dp00_Gp00 | A1-Pensilvania 33 kV | All generators | 0.92 | cap | Dorada - Magdalena 115 kV | m:Q:bus2 in Mvar | -3.3541 | ElmLne
2026 | 2026_DzMX_GzMN_Dp00_Gp00 | A1-Pensilvania 33 kV | All generators | 0.93 | cap | Dorada - Magdalena 115 kV | m:Q:bus2 in Mvar | -3.4025 | ElmLne
2026 | 2026_DzMX_GzMN_Dp00_Gp00 | A1-Pensilvania 33 kV | All generators | 0.94 | cap | Dorada - Magdalena 115 kV | m:Q:bus2 in Mvar | -3.4505 | ElmLne
2026 | 2026_DzMX_GzMN_Dp00_Gp00 | A1-Pensilvania 33 kV | All generators | 0.95 | cap | Dorada - Magdalena 115 kV | m:Q:bus2 in Mvar | -3.4987 | ElmLne
2026 | 2026_DzMX_GzMN_Dp00_Gp00 | A1-Pensilvania 33 kV | All generators | 0.96 | cap | Dorada - Magdalena 115 kV | m:Q:bus2 in Mvar | -3.5481 | ElmLne
2026 | 2026_DzMX_GzMN_Dp00_Gp00 | A1-Pensilvania 33 kV | All generators | 0.97 | cap | Dorada - Magdalena 115 kV | m:Q:bus2 in Mvar | -3.6002 | ElmLne
2026 | 2026_DzMX_GzMN_Dp00_Gp00 | A1-Pensilvania 33 kV | All generators | 0.98 | cap | Dorada - Magdalena 115 kV | m:Q:bus2 in Mvar | -3.6575 | ElmLne
2026 | 2026_DzMX_GzMN_Dp00_Gp00 | A1-Pensilvania 33 kV | All generators | 0.99 | cap | Dorada - Magdalena 115 kV | m:Q:bus2 in Mvar | -3.7263 | ElmLne
2026 | 2026_DzMX_GzMN_Dp00_Gp00 | A1-Pensilvania 33 kV | All generators | 1 | cap | Dorada - Magdalena 115 kV | m:Q:bus2 in Mvar | -3.8742 | ElmLne
2026 | 2026_DzMX_GzMN_Dp00_Gp00 | A1-Pensilvania 33 kV | All generators | 0.9 | cap | Dorada - Magdalena 115 kV | m:cosphi:bus1 | 0.99696 | ElmLne
2026 | 2026_DzMX_GzMN_Dp00_Gp00 | A1-Pensilvania 33 kV | All generators | 0.91 | cap | Dorada - Magdalena 115 kV | m:cosphi:bus1 | 0.99687 | ElmLne
2026 | 2026_DzMX_GzMN_Dp00_Gp00 | A1-Pensilvania 33 kV | All generators | 0.92 | cap | Dorada - Magdalena 115 kV | m:cosphi:bus1 | 0.99679 | ElmLne
2026 | 2026_DzMX_GzMN_Dp00_Gp00 | A1-Pensilvania 33 kV | All generators | 0.93 | cap | Dorada - Magdalena 115 kV | m:cosphi:bus1 | 0.9967 | ElmLne
2026 | 2026_DzMX_GzMN_Dp00_Gp00 | A1-Pensilvania 33 kV | All generators | 0.94 | cap | Dorada - Magdalena 115 kV | m:cosphi:bus1 | 0.99661 | ElmLne
2026 | 2026_DzMX_GzMN_Dp00_Gp00 | A1-Pensilvania 33 kV | All generators | 0.95 | cap | Dorada - Magdalena 115 kV | m:cosphi:bus1 | 0.99652 | ElmLne
2026 | 2026_DzMX_GzMN_Dp00_Gp00 | A1-Pensilvania 33 kV | All generators | 0.96 | cap | Dorada - Magdalena 115 kV | m:cosphi:bus1 | 0.99643 | ElmLne
2026 | 2026_DzMX_GzMN_Dp00_Gp00 | A1-Pensilvania 33 kV | All generators | 0.97 | cap | Dorada - Magdalena 115 kV | m:cosphi:bus1 | 0.99634 | ElmLne
2026 | 2026_DzMX_GzMN_Dp00_Gp00 | A1-Pensilvania 33 kV | All generators | 0.98 | cap | Dorada - Magdalena 115 kV | m:cosphi:bus1 | 0.99623 | ElmLne
2026 | 2026_DzMX_GzMN_Dp00_Gp00 | A1-Pensilvania 33 kV | All generators | 0.99 | cap | Dorada - Magdalena 115 kV | m:cosphi:bus1 | 0.9961 | ElmLne
2026 | 2026_DzMX_GzMN_Dp00_Gp00 | A1-Pensilvania 33 kV | All generators | 1 | cap | Dorada - Magdalena 115 kV | m:cosphi:bus1 | 0.9958 | ElmLne
2026 | 2026_DzMX_GzMN_Dp00_Gp00 | A1-Pensilvania 33 kV | All generators | 0.9 | cap | Dorada - Magdalena 115 kV | m:cosphi:bus2 | -0.99721 | ElmLne
2026 | 2026_DzMX_GzMN_Dp00_Gp00 | A1-Pensilvania 33 kV | All generators | 0.91 | cap | Dorada - Magdalena 115 kV | m:cosphi:bus2 | -0.99712 | ElmLne
2026 | 2026_DzMX_GzMN_Dp00_Gp00 | A1-Pensilvania 33 kV | All generators | 0.92 | cap | Dorada - Magdalena 115 kV | m:cosphi:bus2 | -0.99704 | ElmLne
2026 | 2026_DzMX_GzMN_Dp00_Gp00 | A1-Pensilvania 33 kV | All generators | 0.93 | cap | Dorada - Magdalena 115 kV | m:cosphi:bus2 | -0.99696 | ElmLne
2026 | 2026_DzMX_GzMN_Dp00_Gp00 | A1-Pensilvania 33 kV | All generators | 0.94 | cap | Dorada - Magdalena 115 kV | m:cosphi:bus2 | -0.99687 | ElmLne
2026 | 2026_DzMX_GzMN_Dp00_Gp00 | A1-Pensilvania 33 kV | All generators | 0.95 | cap | Dorada - Magdalena 115 kV | m:cosphi:bus2 | -0.99679 | ElmLne
2026 | 2026_DzMX_GzMN_Dp00_Gp00 | A1-Pensilvania 33 kV | All generators | 0.96 | cap | Dorada - Magdalena 115 kV | m:cosphi:bus2 | -0.9967 | ElmLne
2026 | 2026_DzMX_GzMN_Dp00_Gp00 | A1-Pensilvania 33 kV | All generators | 0.97 | cap | Dorada - Magdalena 115 kV | m:cosphi:bus2 | -0.99661 | ElmLne
2026 | 2026_DzMX_GzMN_Dp00_Gp00 | A1-Pensilvania 33 kV | All generators | 0.98 | cap | Dorada - Magdalena 115 kV | m:cosphi:bus2 | -0.9965 | ElmLne
2026 | 2026_DzMX_GzMN_Dp00_Gp00 | A1-Pensilvania 33 kV | All generators | 0.99 | cap | Dorada - Magdalena 115 kV | m:cosphi:bus2 | -0.99638 | ElmLne
2026 | 2026_DzMX_GzMN_Dp00_Gp00 | A1-Pensilvania 33 kV | All generators | 1 | cap | Dorada - Magdalena 115 kV | m:cosphi:bus2 | -0.99609 | ElmLne
2026 | 2026_DzMX_GzMN_Dp00_Gp00 | A1-Pensilvania 33 kV | All generators | 0.9 | cap | Mariquita - Victoria 2 115 | m:P:bus1 in MW | 8.1371 | ElmLne
2026 | 2026_DzMX_GzMN_Dp00_Gp00 | A1-Pensilvania 33 kV | All generators | 0.91 | cap | Mariquita - Victoria 2 115 | m:P:bus1 in MW | 8.1325 | ElmLne
2026 | 2026_DzMX_GzMN_Dp00_Gp00 | A1-Pensilvania 33 kV | All generators | 0.92 | cap | Mariquita - Victoria 2 115 | m:P:bus1 in MW | 8.1281 | ElmLne
2026 | 2026_DzMX_GzMN_Dp00_Gp00 | A1-Pensilvania 33 kV | All generators | 0.93 | cap | Mariquita - Victoria 2 115 | m:P:bus1 in MW | 8.1238 | ElmLne
2026 | 2026_DzMX_GzMN_Dp00_Gp00 | A1-Pensilvania 33 kV | All generators | 0.94 | cap | Mariquita - Victoria 2 115 | m:P:bus1 in MW | 8.1195 | ElmLne
2026 | 2026_DzMX_GzMN_Dp00_Gp00 | A1-Pensilvania 33 kV | All generators | 0.95 | cap | Mariquita - Victoria 2 115 | m:P:bus1 in MW | 8.1152 | ElmLne
2026 | 2026_DzMX_GzMN_Dp00_Gp00 | A1-Pensilvania 33 kV | All generators | 0.96 | cap | Mariquita - Victoria 2 115 | m:P:bus1 in MW | 8.1107 | ElmLne
2026 | 2026_DzMX_GzMN_Dp00_Gp00 | A1-Pensilvania 33 kV | All generators | 0.97 | cap | Mariquita - Victoria 2 115 | m:P:bus1 in MW | 8.106 | ElmLne
2026 | 2026_DzMX_GzMN_Dp00_Gp00 | A1-Pensilvania 33 kV | All generators | 0.98 | cap | Mariquita - Victoria 2 115 | m:P:bus1 in MW | 8.1008 | ElmLne
2026 | 2026_DzMX_GzMN_Dp00_Gp00 | A1-Pensilvania 33 kV | All generators | 0.99 | cap | Mariquita - Victoria 2 115 | m:P:bus1 in MW | 8.0946 | ElmLne
2026 | 2026_DzMX_GzMN_Dp00_Gp00 | A1-Pensilvania 33 kV | All generators | 1 | cap | Mariquita - Victoria 2 115 | m:P:bus1 in MW | 8.081 | ElmLne
2026 | 2026_DzMX_GzMN_Dp00_Gp00 | A1-Pensilvania 33 kV | All generators | 0.9 | cap | Mariquita - Victoria 2 115 | m:P:bus2 in MW | -8.1107 | ElmLne
2026 | 2026_DzMX_GzMN_Dp00_Gp00 | A1-Pensilvania 33 kV | All generators | 0.91 | cap | Mariquita - Victoria 2 115 | m:P:bus2 in MW | -8.1061 | ElmLne
2026 | 2026_DzMX_GzMN_Dp00_Gp00 | A1-Pensilvania 33 kV | All generators | 0.92 | cap | Mariquita - Victoria 2 115 | m:P:bus2 in MW | -8.1018 | ElmLne
2026 | 2026_DzMX_GzMN_Dp00_Gp00 | A1-Pensilvania 33 kV | All generators | 0.93 | cap | Mariquita - Victoria 2 115 | m:P:bus2 in MW | -8.0975 | ElmLne
2026 | 2026_DzMX_GzMN_Dp00_Gp00 | A1-Pensilvania 33 kV | All generators | 0.94 | cap | Mariquita - Victoria 2 115 | m:P:bus2 in MW | -8.0932 | ElmLne
2026 | 2026_DzMX_GzMN_Dp00_Gp00 | A1-Pensilvania 33 kV | All generators | 0.95 | cap | Mariquita - Victoria 2 115 | m:P:bus2 in MW | -8.0889 | ElmLne
2026 | 2026_DzMX_GzMN_Dp00_Gp00 | A1-Pensilvania 33 kV | All generators | 0.96 | cap | Mariquita - Victoria 2 115 | m:P:bus2 in MW | -8.0845 | ElmLne
2026 | 2026_DzMX_GzMN_Dp00_Gp00 | A1-Pensilvania 33 kV | All generators | 0.97 | cap | Mariquita - Victoria 2 115 | m:P:bus2 in MW | -8.0798 | ElmLne
2026 | 2026_DzMX_GzMN_Dp00_Gp00 | A1-Pensilvania 33 kV | All generators | 0.98 | cap | Mariquita - Victoria 2 115 | m:P:bus2 in MW | -8.0746 | ElmLne
2026 | 2026_DzMX_GzMN_Dp00_Gp00 | A1-Pensilvania 33 kV | All generators | 0.99 | cap | Mariquita - Victoria 2 115 | m:P:bus2 in MW | -8.0683 | ElmLne
2026 | 2026_DzMX_GzMN_Dp00_Gp00 | A1-Pensilvania 33 kV | All generators | 1 | cap | Mariquita - Victoria 2 115 | m:P:bus2 in MW | -8.0548 | ElmLne
2026 | 2026_DzMX_GzMN_Dp00_Gp00 | A1-Pensilvania 33 kV | All generators | 0.9 | cap | Mariquita - Victoria 2 115 | m:Q:bus1 in Mvar | -7.7713 | ElmLne
2026 | 2026_DzMX_GzMN_Dp00_Gp00 | A1-Pensilvania 33 kV | All generators | 0.91 | cap | Mariquita - Victoria 2 115 | m:Q:bus1 in Mvar | -7.7775 | ElmLne
2026 | 2026_DzMX_GzMN_Dp00_Gp00 | A1-Pensilvania 33 kV | All generators | 0.92 | cap | Mariquita - Victoria 2 115 | m:Q:bus1 in Mvar | -7.7834 | ElmLne
2026 | 2026_DzMX_GzMN_Dp00_Gp00 | A1-Pensilvania 33 kV | All generators | 0.93 | cap | Mariquita - Victoria 2 115 | m:Q:bus1 in Mvar | -7.7892 | ElmLne
2026 | 2026_DzMX_GzMN_Dp00_Gp00 | A1-Pensilvania 33 kV | All generators | 0.94 | cap | Mariquita - Victoria 2 115 | m:Q:bus1 in Mvar | -7.7949 | ElmLne
2026 | 2026_DzMX_GzMN_Dp00_Gp00 | A1-Pensilvania 33 kV | All generators | 0.95 | cap | Mariquita - Victoria 2 115 | m:Q:bus1 in Mvar | -7.8007 | ElmLne
2026 | 2026_DzMX_GzMN_Dp00_Gp00 | A1-Pensilvania 33 kV | All generators | 0.96 | cap | Mariquita - Victoria 2 115 | m:Q:bus1 in Mvar | -7.8066 | ElmLne
2026 | 2026_DzMX_GzMN_Dp00_Gp00 | A1-Pensilvania 33 kV | All generators | 0.97 | cap | Mariquita - Victoria 2 115 | m:Q:bus1 in Mvar | -7.8129 | ElmLne
2026 | 2026_DzMX_GzMN_Dp00_Gp00 | A1-Pensilvania 33 kV | All generators | 0.98 | cap | Mariquita - Victoria 2 115 | m:Q:bus1 in Mvar | -7.8199 | ElmLne
2026 | 2026_DzMX_GzMN_Dp00_Gp00 | A1-Pensilvania 33 kV | All generators | 0.99 | cap | Mariquita - Victoria 2 115 | m:Q:bus1 in Mvar | -7.8282 | ElmLne
2026 | 2026_DzMX_GzMN_Dp00_Gp00 | A1-Pensilvania 33 kV | All generators | 1 | cap | Mariquita - Victoria 2 115 | m:Q:bus1 in Mvar | -7.8463 | ElmLne
2026 | 2026_DzMX_GzMN_Dp00_Gp00 | A1-Pensilvania 33 kV | All generators | 0.9 | cap | Mariquita - Victoria 2 115 | m:Q:bus2 in Mvar | 7.1958 | ElmLne
2026 | 2026_DzMX_GzMN_Dp00_Gp00 | A1-Pensilvania 33 kV | All generators | 0.91 | cap | Mariquita - Victoria 2 115 | m:Q:bus2 in Mvar | 7.2013 | ElmLne
2026 | 2026_DzMX_GzMN_Dp00_Gp00 | A1-Pensilvania 33 kV | All generators | 0.92 | cap | Mariquita - Victoria 2 115 | m:Q:bus2 in Mvar | 7.2066 | ElmLne
2026 | 2026_DzMX_GzMN_Dp00_Gp00 | A1-Pensilvania 33 kV | All generators | 0.93 | cap | Mariquita - Victoria 2 115 | m:Q:bus2 in Mvar | 7.2119 | ElmLne
2026 | 2026_DzMX_GzMN_Dp00_Gp00 | A1-Pensilvania 33 kV | All generators | 0.94 | cap | Mariquita - Victoria 2 115 | m:Q:bus2 in Mvar | 7.2171 | ElmLne
2026 | 2026_DzMX_GzMN_Dp00_Gp00 | A1-Pensilvania 33 kV | All generators | 0.95 | cap | Mariquita - Victoria 2 115 | m:Q:bus2 in Mvar | 7.2223 | ElmLne
2026 | 2026_DzMX_GzMN_Dp00_Gp00 | A1-Pensilvania 33 kV | All generators | 0.96 | cap | Mariquita - Victoria 2 115 | m:Q:bus2 in Mvar | 7.2277 | ElmLne
2026 | 2026_DzMX_GzMN_Dp00_Gp00 | A1-Pensilvania 33 kV | All generators | 0.97 | cap | Mariquita - Victoria 2 115 | m:Q:bus2 in Mvar | 7.2334 | ElmLne
2026 | 2026_DzMX_GzMN_Dp00_Gp00 | A1-Pensilvania 33 kV | All generators | 0.98 | cap | Mariquita - Victoria 2 115 | m:Q:bus2 in Mvar | 7.2397 | ElmLne
2026 | 2026_DzMX_GzMN_Dp00_Gp00 | A1-Pensilvania 33 kV | All generators | 0.99 | cap | Mariquita - Victoria 2 115 | m:Q:bus2 in Mvar | 7.2472 | ElmLne
2026 | 2026_DzMX_GzMN_Dp00_Gp00 | A1-Pensilvania 33 kV | All generators | 1 | cap | Mariquita - Victoria 2 115 | m:Q:bus2 in Mvar | 7.2636 | ElmLne
2026 | 2026_DzMX_GzMN_Dp00_Gp00 | A1-Pensilvania 33 kV | All generators | 0.9 | cap | Mariquita - Victoria 2 115 | m:cosphi:bus1 | 0.72317 | ElmLne
2026 | 2026_DzMX_GzMN_Dp00_Gp00 | A1-Pensilvania 33 kV | All generators | 0.91 | cap | Mariquita - Victoria 2 115 | m:cosphi:bus1 | 0.72271 | ElmLne
2026 | 2026_DzMX_GzMN_Dp00_Gp00 | A1-Pensilvania 33 kV | All generators | 0.92 | cap | Mariquita - Victoria 2 115 | m:cosphi:bus1 | 0.72226 | ElmLne
2026 | 2026_DzMX_GzMN_Dp00_Gp00 | A1-Pensilvania 33 kV | All generators | 0.93 | cap | Mariquita - Victoria 2 115 | m:cosphi:bus1 | 0.72182 | ElmLne
2026 | 2026_DzMX_GzMN_Dp00_Gp00 | A1-Pensilvania 33 kV | All generators | 0.94 | cap | Mariquita - Victoria 2 115 | m:cosphi:bus1 | 0.72138 | ElmLne
2026 | 2026_DzMX_GzMN_Dp00_Gp00 | A1-Pensilvania 33 kV | All generators | 0.95 | cap | Mariquita - Victoria 2 115 | m:cosphi:bus1 | 0.72094 | ElmLne
2026 | 2026_DzMX_GzMN_Dp00_Gp00 | A1-Pensilvania 33 kV | All generators | 0.96 | cap | Mariquita - Victoria 2 115 | m:cosphi:bus1 | 0.72048 | ElmLne
2026 | 2026_DzMX_GzMN_Dp00_Gp00 | A1-Pensilvania 33 kV | All generators | 0.97 | cap | Mariquita - Victoria 2 115 | m:cosphi:bus1 | 0.72 | ElmLne
2026 | 2026_DzMX_GzMN_Dp00_Gp00 | A1-Pensilvania 33 kV | All generators | 0.98 | cap | Mariquita - Victoria 2 115 | m:cosphi:bus1 | 0.71947 | ElmLne
2026 | 2026_DzMX_GzMN_Dp00_Gp00 | A1-Pensilvania 33 kV | All generators | 0.99 | cap | Mariquita - Victoria 2 115 | m:cosphi:bus1 | 0.71883 | ElmLne
2026 | 2026_DzMX_GzMN_Dp00_Gp00 | A1-Pensilvania 33 kV | All generators | 1 | cap | Mariquita - Victoria 2 115 | m:cosphi:bus1 | 0.71745 | ElmLne
2026 | 2026_DzMX_GzMN_Dp00_Gp00 | A1-Pensilvania 33 kV | All generators | 0.9 | cap | Mariquita - Victoria 2 115 | m:cosphi:bus2 | -0.74804 | ElmLne
2026 | 2026_DzMX_GzMN_Dp00_Gp00 | A1-Pensilvania 33 kV | All generators | 0.91 | cap | Mariquita - Victoria 2 115 | m:cosphi:bus2 | -0.7476 | ElmLne
2026 | 2026_DzMX_GzMN_Dp00_Gp00 | A1-Pensilvania 33 kV | All generators | 0.92 | cap | Mariquita - Victoria 2 115 | m:cosphi:bus2 | -0.74718 | ElmLne
2026 | 2026_DzMX_GzMN_Dp00_Gp00 | A1-Pensilvania 33 kV | All generators | 0.93 | cap | Mariquita - Victoria 2 115 | m:cosphi:bus2 | -0.74676 | ElmLne
2026 | 2026_DzMX_GzMN_Dp00_Gp00 | A1-Pensilvania 33 kV | All generators | 0.94 | cap | Mariquita - Victoria 2 115 | m:cosphi:bus2 | -0.74635 | ElmLne
2026 | 2026_DzMX_GzMN_Dp00_Gp00 | A1-Pensilvania 33 kV | All generators | 0.95 | cap | Mariquita - Victoria 2 115 | m:cosphi:bus2 | -0.74594 | ElmLne
2026 | 2026_DzMX_GzMN_Dp00_Gp00 | A1-Pensilvania 33 kV | All generators | 0.96 | cap | Mariquita - Victoria 2 115 | m:cosphi:bus2 | -0.74551 | ElmLne
2026 | 2026_DzMX_GzMN_Dp00_Gp00 | A1-Pensilvania 33 kV | All generators | 0.97 | cap | Mariquita - Victoria 2 115 | m:cosphi:bus2 | -0.74505 | ElmLne
2026 | 2026_DzMX_GzMN_Dp00_Gp00 | A1-Pensilvania 33 kV | All generators | 0.98 | cap | Mariquita - Victoria 2 115 | m:cosphi:bus2 | -0.74455 | ElmLne
2026 | 2026_DzMX_GzMN_Dp00_Gp00 | A1-Pensilvania 33 kV | All generators | 0.99 | cap | Mariquita - Victoria 2 115 | m:cosphi:bus2 | -0.74395 | ElmLne
2026 | 2026_DzMX_GzMN_Dp00_Gp00 | A1-Pensilvania 33 kV | All generators | 1 | cap | Mariquita - Victoria 2 115 | m:cosphi:bus2 | -0.74264 | ElmLne
2026 | 2026_DzMX_GzMN_Dp00_Gp00 | A1-Pensilvania 33 kV | All generators | 0.9 | cap | Dorada 115/33/13.8 kV | m:P:bushv in MW | 13.0134 | ElmTr3
2026 | 2026_DzMX_GzMN_Dp00_Gp00 | A1-Pensilvania 33 kV | All generators | 0.91 | cap | Dorada 115/33/13.8 kV | m:P:bushv in MW | 12.9983 | ElmTr3
2026 | 2026_DzMX_GzMN_Dp00_Gp00 | A1-Pensilvania 33 kV | All generators | 0.92 | cap | Dorada 115/33/13.8 kV | m:P:bushv in MW | 12.9846 | ElmTr3
2026 | 2026_DzMX_GzMN_Dp00_Gp00 | A1-Pensilvania 33 kV | All generators | 0.93 | cap | Dorada 115/33/13.8 kV | m:P:bushv in MW | 12.972 | ElmTr3
2026 | 2026_DzMX_GzMN_Dp00_Gp00 | A1-Pensilvania 33 kV | All generators | 0.94 | cap | Dorada 115/33/13.8 kV | m:P:bushv in MW | 12.9603 | ElmTr3
2026 | 2026_DzMX_GzMN_Dp00_Gp00 | A1-Pensilvania 33 kV | All generators | 0.95 | cap | Dorada 115/33/13.8 kV | m:P:bushv in MW | 12.9492 | ElmTr3
2026 | 2026_DzMX_GzMN_Dp00_Gp00 | A1-Pensilvania 33 kV | All generators | 0.96 | cap | Dorada 115/33/13.8 kV | m:P:bushv in MW | 12.9387 | ElmTr3
2026 | 2026_DzMX_GzMN_Dp00_Gp00 | A1-Pensilvania 33 kV | All generators | 0.97 | cap | Dorada 115/33/13.8 kV | m:P:bushv in MW | 12.9285 | ElmTr3
2026 | 2026_DzMX_GzMN_Dp00_Gp00 | A1-Pensilvania 33 kV | All generators | 0.98 | cap | Dorada 115/33/13.8 kV | m:P:bushv in MW | 12.9183 | ElmTr3
2026 | 2026_DzMX_GzMN_Dp00_Gp00 | A1-Pensilvania 33 kV | All generators | 0.99 | cap | Dorada 115/33/13.8 kV | m:P:bushv in MW | 12.9074 | ElmTr3
2026 | 2026_DzMX_GzMN_Dp00_Gp00 | A1-Pensilvania 33 kV | All generators | 1 | cap | Dorada 115/33/13.8 kV | m:P:bushv in MW | 12.8893 | ElmTr3
2026 | 2026_DzMX_GzMN_Dp00_Gp00 | A1-Pensilvania 33 kV | All generators | 0.9 | cap | Dorada 115/33/13.8 kV | m:Q:bushv in Mvar | 8.5279 | ElmTr3
2026 | 2026_DzMX_GzMN_Dp00_Gp00 | A1-Pensilvania 33 kV | All generators | 0.91 | cap | Dorada 115/33/13.8 kV | m:Q:bushv in Mvar | 8.4471 | ElmTr3
2026 | 2026_DzMX_GzMN_Dp00_Gp00 | A1-Pensilvania 33 kV | All generators | 0.92 | cap | Dorada 115/33/13.8 kV | m:Q:bushv in Mvar | 8.3693 | ElmTr3
2026 | 2026_DzMX_GzMN_Dp00_Gp00 | A1-Pensilvania 33 kV | All generators | 0.93 | cap | Dorada 115/33/13.8 kV | m:Q:bushv in Mvar | 8.2933 | ElmTr3
2026 | 2026_DzMX_GzMN_Dp00_Gp00 | A1-Pensilvania 33 kV | All generators | 0.94 | cap | Dorada 115/33/13.8 kV | m:Q:bushv in Mvar | 8.2181 | ElmTr3
2026 | 2026_DzMX_GzMN_Dp00_Gp00 | A1-Pensilvania 33 kV | All generators | 0.95 | cap | Dorada 115/33/13.8 kV | m:Q:bushv in Mvar | 8.1425 | ElmTr3
2026 | 2026_DzMX_GzMN_Dp00_Gp00 | A1-Pensilvania 33 kV | All generators | 0.96 | cap | Dorada 115/33/13.8 kV | m:Q:bushv in Mvar | 8.0649 | ElmTr3
2026 | 2026_DzMX_GzMN_Dp00_Gp00 | A1-Pensilvania 33 kV | All generators | 0.97 | cap | Dorada 115/33/13.8 kV | m:Q:bushv in Mvar | 7.9832 | ElmTr3
2026 | 2026_DzMX_GzMN_Dp00_Gp00 | A1-Pensilvania 33 kV | All generators | 0.98 | cap | Dorada 115/33/13.8 kV | m:Q:bushv in Mvar | 7.8934 | ElmTr3
2026 | 2026_DzMX_GzMN_Dp00_Gp00 | A1-Pensilvania 33 kV | All generators | 0.99 | cap | Dorada 115/33/13.8 kV | m:Q:bushv in Mvar | 7.7853 | ElmTr3
2026 | 2026_DzMX_GzMN_Dp00_Gp00 | A1-Pensilvania 33 kV | All generators | 1 | cap | Dorada 115/33/13.8 kV | m:Q:bushv in Mvar | 7.5534 | ElmTr3
2026 | 2026_DzMX_GzMN_Dp00_Gp00 | A1-Pensilvania 33 kV | All generators | 0.9 | cap | Dorada 115/33/13.8 kV | m:cosphi:bushv | 0.83641 | ElmTr3
2026 | 2026_DzMX_GzMN_Dp00_Gp00 | A1-Pensilvania 33 kV | All generators | 0.91 | cap | Dorada 115/33/13.8 kV | m:cosphi:bushv | 0.8385 | ElmTr3
2026 | 2026_DzMX_GzMN_Dp00_Gp00 | A1-Pensilvania 33 kV | All generators | 0.92 | cap | Dorada 115/33/13.8 kV | m:cosphi:bushv | 0.84053 | ElmTr3
2026 | 2026_DzMX_GzMN_Dp00_Gp00 | A1-Pensilvania 33 kV | All generators | 0.93 | cap | Dorada 115/33/13.8 kV | m:cosphi:bushv | 0.84253 | ElmTr3
2026 | 2026_DzMX_GzMN_Dp00_Gp00 | A1-Pensilvania 33 kV | All generators | 0.94 | cap | Dorada 115/33/13.8 kV | m:cosphi:bushv | 0.84453 | ElmTr3
2026 | 2026_DzMX_GzMN_Dp00_Gp00 | A1-Pensilvania 33 kV | All generators | 0.95 | cap | Dorada 115/33/13.8 kV | m:cosphi:bushv | 0.84655 | ElmTr3
2026 | 2026_DzMX_GzMN_Dp00_Gp00 | A1-Pensilvania 33 kV | All generators | 0.96 | cap | Dorada 115/33/13.8 kV | m:cosphi:bushv | 0.84864 | ElmTr3
2026 | 2026_DzMX_GzMN_Dp00_Gp00 | A1-Pensilvania 33 kV | All generators | 0.97 | cap | Dorada 115/33/13.8 kV | m:cosphi:bushv | 0.85086 | ElmTr3
2026 | 2026_DzMX_GzMN_Dp00_Gp00 | A1-Pensilvania 33 kV | All generators | 0.98 | cap | Dorada 115/33/13.8 kV | m:cosphi:bushv | 0.85331 | ElmTr3
2026 | 2026_DzMX_GzMN_Dp00_Gp00 | A1-Pensilvania 33 kV | All generators | 0.99 | cap | Dorada 115/33/13.8 kV | m:cosphi:bushv | 0.85629 | ElmTr3
2026 | 2026_DzMX_GzMN_Dp00_Gp00 | A1-Pensilvania 33 kV | All generators | 1 | cap | Dorada 115/33/13.8 kV | m:cosphi:bushv | 0.86277 | ElmTr3
2026 | 2026_DzMX_GzMN_Dp00_Gp00 | A1-Pensilvania 33 kV | All generators | 0.9 | cap | Manzanares 115/33/13.8 kV | m:P:bushv in MW | -3.512 | ElmTr3
2026 | 2026_DzMX_GzMN_Dp00_Gp00 | A1-Pensilvania 33 kV | All generators | 0.91 | cap | Manzanares 115/33/13.8 kV | m:P:bushv in MW | -3.6239 | ElmTr3
2026 | 2026_DzMX_GzMN_Dp00_Gp00 | A1-Pensilvania 33 kV | All generators | 0.92 | cap | Manzanares 115/33/13.8 kV | m:P:bushv in MW | -3.7262 | ElmTr3
2026 | 2026_DzMX_GzMN_Dp00_Gp00 | A1-Pensilvania 33 kV | All generators | 0.93 | cap | Manzanares 115/33/13.8 kV | m:P:bushv in MW | -3.8211 | ElmTr3
2026 | 2026_DzMX_GzMN_Dp00_Gp00 | A1-Pensilvania 33 kV | All generators | 0.94 | cap | Manzanares 115/33/13.8 kV | m:P:bushv in MW | -3.9101 | ElmTr3
2026 | 2026_DzMX_GzMN_Dp00_Gp00 | A1-Pensilvania 33 kV | All generators | 0.95 | cap | Manzanares 115/33/13.8 kV | m:P:bushv in MW | -3.9948 | ElmTr3
2026 | 2026_DzMX_GzMN_Dp00_Gp00 | A1-Pensilvania 33 kV | All generators | 0.96 | cap | Manzanares 115/33/13.8 kV | m:P:bushv in MW | -4.0765 | ElmTr3
2026 | 2026_DzMX_GzMN_Dp00_Gp00 | A1-Pensilvania 33 kV | All generators | 0.97 | cap | Manzanares 115/33/13.8 kV | m:P:bushv in MW | -4.157 | ElmTr3
2026 | 2026_DzMX_GzMN_Dp00_Gp00 | A1-Pensilvania 33 kV | All generators | 0.98 | cap | Manzanares 115/33/13.8 kV | m:P:bushv in MW | -4.2389 | ElmTr3
2026 | 2026_DzMX_GzMN_Dp00_Gp00 | A1-Pensilvania 33 kV | All generators | 0.99 | cap | Manzanares 115/33/13.8 kV | m:P:bushv in MW | -4.3283 | ElmTr3
2026 | 2026_DzMX_GzMN_Dp00_Gp00 | A1-Pensilvania 33 kV | All generators | 1 | cap | Manzanares 115/33/13.8 kV | m:P:bushv in MW | -4.4865 | ElmTr3
2026 | 2026_DzMX_GzMN_Dp00_Gp00 | A1-Pensilvania 33 kV | All generators | 0.9 | cap | Manzanares 115/33/13.8 kV | m:Q:bushv in Mvar | 9.4732 | ElmTr3
2026 | 2026_DzMX_GzMN_Dp00_Gp00 | A1-Pensilvania 33 kV | All generators | 0.91 | cap | Manzanares 115/33/13.8 kV | m:Q:bushv in Mvar | 8.9813 | ElmTr3
2026 | 2026_DzMX_GzMN_Dp00_Gp00 | A1-Pensilvania 33 kV | All generators | 0.92 | cap | Manzanares 115/33/13.8 kV | m:Q:bushv in Mvar | 8.5065 | ElmTr3
2026 | 2026_DzMX_GzMN_Dp00_Gp00 | A1-Pensilvania 33 kV | All generators | 0.93 | cap | Manzanares 115/33/13.8 kV | m:Q:bushv in Mvar | 8.0419 | ElmTr3
2026 | 2026_DzMX_GzMN_Dp00_Gp00 | A1-Pensilvania 33 kV | All generators | 0.94 | cap | Manzanares 115/33/13.8 kV | m:Q:bushv in Mvar | 7.5809 | ElmTr3
2026 | 2026_DzMX_GzMN_Dp00_Gp00 | A1-Pensilvania 33 kV | All generators | 0.95 | cap | Manzanares 115/33/13.8 kV | m:Q:bushv in Mvar | 7.1162 | ElmTr3
2026 | 2026_DzMX_GzMN_Dp00_Gp00 | A1-Pensilvania 33 kV | All generators | 0.96 | cap | Manzanares 115/33/13.8 kV | m:Q:bushv in Mvar | 6.6387 | ElmTr3
2026 | 2026_DzMX_GzMN_Dp00_Gp00 | A1-Pensilvania 33 kV | All generators | 0.97 | cap | Manzanares 115/33/13.8 kV | m:Q:bushv in Mvar | 6.1346 | ElmTr3
2026 | 2026_DzMX_GzMN_Dp00_Gp00 | A1-Pensilvania 33 kV | All generators | 0.98 | cap | Manzanares 115/33/13.8 kV | m:Q:bushv in Mvar | 5.5789 | ElmTr3
2026 | 2026_DzMX_GzMN_Dp00_Gp00 | A1-Pensilvania 33 kV | All generators | 0.99 | cap | Manzanares 115/33/13.8 kV | m:Q:bushv in Mvar | 4.9088 | ElmTr3
2026 | 2026_DzMX_GzMN_Dp00_Gp00 | A1-Pensilvania 33 kV | All generators | 1 | cap | Manzanares 115/33/13.8 kV | m:Q:bushv in Mvar | 3.4627 | ElmTr3
2026 | 2026_DzMX_GzMN_Dp00_Gp00 | A1-Pensilvania 33 kV | All generators | 0.9 | cap | Manzanares 115/33/13.8 kV | m:cosphi:bushv | -0.34762 | ElmTr3
2026 | 2026_DzMX_GzMN_Dp00_Gp00 | A1-Pensilvania 33 kV | All generators | 0.91 | cap | Manzanares 115/33/13.8 kV | m:cosphi:bushv | -0.37418 | ElmTr3
2026 | 2026_DzMX_GzMN_Dp00_Gp00 | A1-Pensilvania 33 kV | All generators | 0.92 | cap | Manzanares 115/33/13.8 kV | m:cosphi:bushv | -0.40124 | ElmTr3
2026 | 2026_DzMX_GzMN_Dp00_Gp00 | A1-Pensilvania 33 kV | All generators | 0.93 | cap | Manzanares 115/33/13.8 kV | m:cosphi:bushv | -0.42917 | ElmTr3
2026 | 2026_DzMX_GzMN_Dp00_Gp00 | A1-Pensilvania 33 kV | All generators | 0.94 | cap | Manzanares 115/33/13.8 kV | m:cosphi:bushv | -0.45841 | ElmTr3
2026 | 2026_DzMX_GzMN_Dp00_Gp00 | A1-Pensilvania 33 kV | All generators | 0.95 | cap | Manzanares 115/33/13.8 kV | m:cosphi:bushv | -0.48951 | ElmTr3
2026 | 2026_DzMX_GzMN_Dp00_Gp00 | A1-Pensilvania 33 kV | All generators | 0.96 | cap | Manzanares 115/33/13.8 kV | m:cosphi:bushv | -0.52327 | ElmTr3
2026 | 2026_DzMX_GzMN_Dp00_Gp00 | A1-Pensilvania 33 kV | All generators | 0.97 | cap | Manzanares 115/33/13.8 kV | m:cosphi:bushv | -0.56097 | ElmTr3
2026 | 2026_DzMX_GzMN_Dp00_Gp00 | A1-Pensilvania 33 kV | All generators | 0.98 | cap | Manzanares 115/33/13.8 kV | m:cosphi:bushv | -0.60499 | ElmTr3
2026 | 2026_DzMX_GzMN_Dp00_Gp00 | A1-Pensilvania 33 kV | All generators | 0.99 | cap | Manzanares 115/33/13.8 kV | m:cosphi:bushv | -0.66137 | ElmTr3
2026 | 2026_DzMX_GzMN_Dp00_Gp00 | A1-Pensilvania 33 kV | All generators | 1 | cap | Manzanares 115/33/13.8 kV | m:cosphi:bushv | -0.79164 | ElmTr3
2026 | 2026_DzMX_GzMN_Dp00_Gp00 | A1-Pensilvania 33 kV | All generators | 0.9 | cap | Purnio 230/115 | m:P:bushv in MW | 50.2327 | ElmTr3
2026 | 2026_DzMX_GzMN_Dp00_Gp00 | A1-Pensilvania 33 kV | All generators | 0.91 | cap | Purnio 230/115 | m:P:bushv in MW | 50.2076 | ElmTr3
2026 | 2026_DzMX_GzMN_Dp00_Gp00 | A1-Pensilvania 33 kV | All generators | 0.92 | cap | Purnio 230/115 | m:P:bushv in MW | 50.1853 | ElmTr3
2026 | 2026_DzMX_GzMN_Dp00_Gp00 | A1-Pensilvania 33 kV | All generators | 0.93 | cap | Purnio 230/115 | m:P:bushv in MW | 50.1655 | ElmTr3
2026 | 2026_DzMX_GzMN_Dp00_Gp00 | A1-Pensilvania 33 kV | All generators | 0.94 | cap | Purnio 230/115 | m:P:bushv in MW | 50.1477 | ElmTr3
2026 | 2026_DzMX_GzMN_Dp00_Gp00 | A1-Pensilvania 33 kV | All generators | 0.95 | cap | Purnio 230/115 | m:P:bushv in MW | 50.1316 | ElmTr3
2026 | 2026_DzMX_GzMN_Dp00_Gp00 | A1-Pensilvania 33 kV | All generators | 0.96 | cap | Purnio 230/115 | m:P:bushv in MW | 50.117 | ElmTr3
2026 | 2026_DzMX_GzMN_Dp00_Gp00 | A1-Pensilvania 33 kV | All generators | 0.97 | cap | Purnio 230/115 | m:P:bushv in MW | 50.1038 | ElmTr3
2026 | 2026_DzMX_GzMN_Dp00_Gp00 | A1-Pensilvania 33 kV | All generators | 0.98 | cap | Purnio 230/115 | m:P:bushv in MW | 50.0917 | ElmTr3
2026 | 2026_DzMX_GzMN_Dp00_Gp00 | A1-Pensilvania 33 kV | All generators | 0.99 | cap | Purnio 230/115 | m:P:bushv in MW | 50.0805 | ElmTr3
2026 | 2026_DzMX_GzMN_Dp00_Gp00 | A1-Pensilvania 33 kV | All generators | 1 | cap | Purnio 230/115 | m:P:bushv in MW | 50.0692 | ElmTr3
2026 | 2026_DzMX_GzMN_Dp00_Gp00 | A1-Pensilvania 33 kV | All generators | 0.9 | cap | Purnio 230/115 | m:Q:bushv in Mvar | 6.5548 | ElmTr3
2026 | 2026_DzMX_GzMN_Dp00_Gp00 | A1-Pensilvania 33 kV | All generators | 0.91 | cap | Purnio 230/115 | m:Q:bushv in Mvar | 6.3688 | ElmTr3
2026 | 2026_DzMX_GzMN_Dp00_Gp00 | A1-Pensilvania 33 kV | All generators | 0.92 | cap | Purnio 230/115 | m:Q:bushv in Mvar | 6.1899 | ElmTr3
2026 | 2026_DzMX_GzMN_Dp00_Gp00 | A1-Pensilvania 33 kV | All generators | 0.93 | cap | Purnio 230/115 | m:Q:bushv in Mvar | 6.0154 | ElmTr3
2026 | 2026_DzMX_GzMN_Dp00_Gp00 | A1-Pensilvania 33 kV | All generators | 0.94 | cap | Purnio 230/115 | m:Q:bushv in Mvar | 5.8427 | ElmTr3
2026 | 2026_DzMX_GzMN_Dp00_Gp00 | A1-Pensilvania 33 kV | All generators | 0.95 | cap | Purnio 230/115 | m:Q:bushv in Mvar | 5.6692 | ElmTr3
2026 | 2026_DzMX_GzMN_Dp00_Gp00 | A1-Pensilvania 33 kV | All generators | 0.96 | cap | Purnio 230/115 | m:Q:bushv in Mvar | 5.4914 | ElmTr3
2026 | 2026_DzMX_GzMN_Dp00_Gp00 | A1-Pensilvania 33 kV | All generators | 0.97 | cap | Purnio 230/115 | m:Q:bushv in Mvar | 5.3043 | ElmTr3
2026 | 2026_DzMX_GzMN_Dp00_Gp00 | A1-Pensilvania 33 kV | All generators | 0.98 | cap | Purnio 230/115 | m:Q:bushv in Mvar | 5.0988 | ElmTr3
2026 | 2026_DzMX_GzMN_Dp00_Gp00 | A1-Pensilvania 33 kV | All generators | 0.99 | cap | Purnio 230/115 | m:Q:bushv in Mvar | 4.8519 | ElmTr3
2026 | 2026_DzMX_GzMN_Dp00_Gp00 | A1-Pensilvania 33 kV | All generators | 1 | cap | Purnio 230/115 | m:Q:bushv in Mvar | 4.3225 | ElmTr3
2026 | 2026_DzMX_GzMN_Dp00_Gp00 | A1-Pensilvania 33 kV | All generators | 0.9 | cap | Purnio 230/115 | m:cosphi:bushv | 0.99159 | ElmTr3
2026 | 2026_DzMX_GzMN_Dp00_Gp00 | A1-Pensilvania 33 kV | All generators | 0.91 | cap | Purnio 230/115 | m:cosphi:bushv | 0.99205 | ElmTr3
2026 | 2026_DzMX_GzMN_Dp00_Gp00 | A1-Pensilvania 33 kV | All generators | 0.92 | cap | Purnio 230/115 | m:cosphi:bushv | 0.99248 | ElmTr3
2026 | 2026_DzMX_GzMN_Dp00_Gp00 | A1-Pensilvania 33 kV | All generators | 0.93 | cap | Purnio 230/115 | m:cosphi:bushv | 0.99289 | ElmTr3
2026 | 2026_DzMX_GzMN_Dp00_Gp00 | A1-Pensilvania 33 kV | All generators | 0.94 | cap | Purnio 230/115 | m:cosphi:bushv | 0.99328 | ElmTr3
2026 | 2026_DzMX_GzMN_Dp00_Gp00 | A1-Pensilvania 33 kV | All generators | 0.95 | cap | Purnio 230/115 | m:cosphi:bushv | 0.99367 | ElmTr3
2026 | 2026_DzMX_GzMN_Dp00_Gp00 | A1-Pensilvania 33 kV | All generators | 0.96 | cap | Purnio 230/115 | m:cosphi:bushv | 0.99405 | ElmTr3
2026 | 2026_DzMX_GzMN_Dp00_Gp00 | A1-Pensilvania 33 kV | All generators | 0.97 | cap | Purnio 230/115 | m:cosphi:bushv | 0.99444 | ElmTr3
2026 | 2026_DzMX_GzMN_Dp00_Gp00 | A1-Pensilvania 33 kV | All generators | 0.98 | cap | Purnio 230/115 | m:cosphi:bushv | 0.99486 | ElmTr3
2026 | 2026_DzMX_GzMN_Dp00_Gp00 | A1-Pensilvania 33 kV | All generators | 0.99 | cap | Purnio 230/115 | m:cosphi:bushv | 0.99534 | ElmTr3
2026 | 2026_DzMX_GzMN_Dp00_Gp00 | A1-Pensilvania 33 kV | All generators | 1 | cap | Purnio 230/115 | m:cosphi:bushv | 0.99629 | ElmTr3
2026 | 2026_DzMX_GzMN_Dp00_Gp00 | A1-Pensilvania 33 kV | All generators | 0.9 | cap | Victoria 115/33/13.8 kV | m:P:bushv in MW | 1.6308 | ElmTr3
2026 | 2026_DzMX_GzMN_Dp00_Gp00 | A1-Pensilvania 33 kV | All generators | 0.91 | cap | Victoria 115/33/13.8 kV | m:P:bushv in MW | 1.6029 | ElmTr3
2026 | 2026_DzMX_GzMN_Dp00_Gp00 | A1-Pensilvania 33 kV | All generators | 0.92 | cap | Victoria 115/33/13.8 kV | m:P:bushv in MW | 1.5793 | ElmTr3
2026 | 2026_DzMX_GzMN_Dp00_Gp00 | A1-Pensilvania 33 kV | All generators | 0.93 | cap | Victoria 115/33/13.8 kV | m:P:bushv in MW | 1.5594 | ElmTr3
2026 | 2026_DzMX_GzMN_Dp00_Gp00 | A1-Pensilvania 33 kV | All generators | 0.94 | cap | Victoria 115/33/13.8 kV | m:P:bushv in MW | 1.5428 | ElmTr3
2026 | 2026_DzMX_GzMN_Dp00_Gp00 | A1-Pensilvania 33 kV | All generators | 0.95 | cap | Victoria 115/33/13.8 kV | m:P:bushv in MW | 1.5291 | ElmTr3
2026 | 2026_DzMX_GzMN_Dp00_Gp00 | A1-Pensilvania 33 kV | All generators | 0.96 | cap | Victoria 115/33/13.8 kV | m:P:bushv in MW | 1.5182 | ElmTr3
2026 | 2026_DzMX_GzMN_Dp00_Gp00 | A1-Pensilvania 33 kV | All generators | 0.97 | cap | Victoria 115/33/13.8 kV | m:P:bushv in MW | 1.5103 | ElmTr3
2026 | 2026_DzMX_GzMN_Dp00_Gp00 | A1-Pensilvania 33 kV | All generators | 0.98 | cap | Victoria 115/33/13.8 kV | m:P:bushv in MW | 1.5056 | ElmTr3
2026 | 2026_DzMX_GzMN_Dp00_Gp00 | A1-Pensilvania 33 kV | All generators | 0.99 | cap | Victoria 115/33/13.8 kV | m:P:bushv in MW | 1.5056 | ElmTr3
2026 | 2026_DzMX_GzMN_Dp00_Gp00 | A1-Pensilvania 33 kV | All generators | 1 | cap | Victoria 115/33/13.8 kV | m:P:bushv in MW | 1.5267 | ElmTr3
2026 | 2026_DzMX_GzMN_Dp00_Gp00 | A1-Pensilvania 33 kV | All generators | 0.9 | cap | Victoria 115/33/13.8 kV | m:Q:bushv in Mvar | 7.5704 | ElmTr3
2026 | 2026_DzMX_GzMN_Dp00_Gp00 | A1-Pensilvania 33 kV | All generators | 0.91 | cap | Victoria 115/33/13.8 kV | m:Q:bushv in Mvar | 7.266 | ElmTr3
2026 | 2026_DzMX_GzMN_Dp00_Gp00 | A1-Pensilvania 33 kV | All generators | 0.92 | cap | Victoria 115/33/13.8 kV | m:Q:bushv in Mvar | 6.9727 | ElmTr3
2026 | 2026_DzMX_GzMN_Dp00_Gp00 | A1-Pensilvania 33 kV | All generators | 0.93 | cap | Victoria 115/33/13.8 kV | m:Q:bushv in Mvar | 6.686 | ElmTr3
2026 | 2026_DzMX_GzMN_Dp00_Gp00 | A1-Pensilvania 33 kV | All generators | 0.94 | cap | Victoria 115/33/13.8 kV | m:Q:bushv in Mvar | 6.402 | ElmTr3
2026 | 2026_DzMX_GzMN_Dp00_Gp00 | A1-Pensilvania 33 kV | All generators | 0.95 | cap | Victoria 115/33/13.8 kV | m:Q:bushv in Mvar | 6.1161 | ElmTr3
2026 | 2026_DzMX_GzMN_Dp00_Gp00 | A1-Pensilvania 33 kV | All generators | 0.96 | cap | Victoria 115/33/13.8 kV | m:Q:bushv in Mvar | 5.8228 | ElmTr3
2026 | 2026_DzMX_GzMN_Dp00_Gp00 | A1-Pensilvania 33 kV | All generators | 0.97 | cap | Victoria 115/33/13.8 kV | m:Q:bushv in Mvar | 5.5135 | ElmTr3
2026 | 2026_DzMX_GzMN_Dp00_Gp00 | A1-Pensilvania 33 kV | All generators | 0.98 | cap | Victoria 115/33/13.8 kV | m:Q:bushv in Mvar | 5.1731 | ElmTr3
2026 | 2026_DzMX_GzMN_Dp00_Gp00 | A1-Pensilvania 33 kV | All generators | 0.99 | cap | Victoria 115/33/13.8 kV | m:Q:bushv in Mvar | 4.7634 | ElmTr3
2026 | 2026_DzMX_GzMN_Dp00_Gp00 | A1-Pensilvania 33 kV | All generators | 1 | cap | Victoria 115/33/13.8 kV | m:Q:bushv in Mvar | 3.882 | ElmTr3
2026 | 2026_DzMX_GzMN_Dp00_Gp00 | A1-Pensilvania 33 kV | All generators | 0.9 | cap | Victoria 115/33/13.8 kV | m:cosphi:bushv | 0.21059 | ElmTr3
2026 | 2026_DzMX_GzMN_Dp00_Gp00 | A1-Pensilvania 33 kV | All generators | 0.91 | cap | Victoria 115/33/13.8 kV | m:cosphi:bushv | 0.21542 | ElmTr3
2026 | 2026_DzMX_GzMN_Dp00_Gp00 | A1-Pensilvania 33 kV | All generators | 0.92 | cap | Victoria 115/33/13.8 kV | m:cosphi:bushv | 0.2209 | ElmTr3
2026 | 2026_DzMX_GzMN_Dp00_Gp00 | A1-Pensilvania 33 kV | All generators | 0.93 | cap | Victoria 115/33/13.8 kV | m:cosphi:bushv | 0.22714 | ElmTr3
2026 | 2026_DzMX_GzMN_Dp00_Gp00 | A1-Pensilvania 33 kV | All generators | 0.94 | cap | Victoria 115/33/13.8 kV | m:cosphi:bushv | 0.23428 | ElmTr3
2026 | 2026_DzMX_GzMN_Dp00_Gp00 | A1-Pensilvania 33 kV | All generators | 0.95 | cap | Victoria 115/33/13.8 kV | m:cosphi:bushv | 0.24255 | ElmTr3
2026 | 2026_DzMX_GzMN_Dp00_Gp00 | A1-Pensilvania 33 kV | All generators | 0.96 | cap | Victoria 115/33/13.8 kV | m:cosphi:bushv | 0.25231 | ElmTr3
2026 | 2026_DzMX_GzMN_Dp00_Gp00 | A1-Pensilvania 33 kV | All generators | 0.97 | cap | Victoria 115/33/13.8 kV | m:cosphi:bushv | 0.26419 | ElmTr3
2026 | 2026_DzMX_GzMN_Dp00_Gp00 | A1-Pensilvania 33 kV | All generators | 0.98 | cap | Victoria 115/33/13.8 kV | m:cosphi:bushv | 0.27944 | ElmTr3
2026 | 2026_DzMX_GzMN_Dp00_Gp00 | A1-Pensilvania 33 kV | All generators | 0.99 | cap | Victoria 115/33/13.8 kV | m:cosphi:bushv | 0.30138 | ElmTr3
2026 | 2026_DzMX_GzMN_Dp00_Gp00 | A1-Pensilvania 33 kV | All generators | 1 | cap | Victoria 115/33/13.8 kV | m:cosphi:bushv | 0.36599 | ElmTr3
2026 | 2026_DzMX_GzMN_Dp00_Gp00 | A1-Pensilvania 33 kV | All generators | 0.9 | ind | Dorada - Magdalena 115 kV | m:P:bus1 in MW | 43.9346 | ElmLne
2026 | 2026_DzMX_GzMN_Dp00_Gp00 | A1-Pensilvania 33 kV | All generators | 0.91 | ind | Dorada - Magdalena 115 kV | m:P:bus1 in MW | 43.9283 | ElmLne
2026 | 2026_DzMX_GzMN_Dp00_Gp00 | A1-Pensilvania 33 kV | All generators | 0.92 | ind | Dorada - Magdalena 115 kV | m:P:bus1 in MW | 43.9217 | ElmLne
2026 | 2026_DzMX_GzMN_Dp00_Gp00 | A1-Pensilvania 33 kV | All generators | 0.93 | ind | Dorada - Magdalena 115 kV | m:P:bus1 in MW | 43.9147 | ElmLne
2026 | 2026_DzMX_GzMN_Dp00_Gp00 | A1-Pensilvania 33 kV | All generators | 0.94 | ind | Dorada - Magdalena 115 kV | m:P:bus1 in MW | 43.9071 | ElmLne
2026 | 2026_DzMX_GzMN_Dp00_Gp00 | A1-Pensilvania 33 kV | All generators | 0.95 | ind | Dorada - Magdalena 115 kV | m:P:bus1 in MW | 43.8987 | ElmLne
2026 | 2026_DzMX_GzMN_Dp00_Gp00 | A1-Pensilvania 33 kV | All generators | 0.96 | ind | Dorada - Magdalena 115 kV | m:P:bus1 in MW | 43.8894 | ElmLne
2026 | 2026_DzMX_GzMN_Dp00_Gp00 | A1-Pensilvania 33 kV | All generators | 0.97 | ind | Dorada - Magdalena 115 kV | m:P:bus1 in MW | 43.8786 | ElmLne
2026 | 2026_DzMX_GzMN_Dp00_Gp00 | A1-Pensilvania 33 kV | All generators | 0.98 | ind | Dorada - Magdalena 115 kV | m:P:bus1 in MW | 43.8656 | ElmLne
2026 | 2026_DzMX_GzMN_Dp00_Gp00 | A1-Pensilvania 33 kV | All generators | 0.99 | ind | Dorada - Magdalena 115 kV | m:P:bus1 in MW | 43.8481 | ElmLne
2026 | 2026_DzMX_GzMN_Dp00_Gp00 | A1-Pensilvania 33 kV | All generators | 1 | ind | Dorada - Magdalena 115 kV | m:P:bus1 in MW | 43.8019 | ElmLne
2026 | 2026_DzMX_GzMN_Dp00_Gp00 | A1-Pensilvania 33 kV | All generators | 0.9 | ind | Dorada - Magdalena 115 kV | m:P:bus2 in MW | -43.8318 | ElmLne
2026 | 2026_DzMX_GzMN_Dp00_Gp00 | A1-Pensilvania 33 kV | All generators | 0.91 | ind | Dorada - Magdalena 115 kV | m:P:bus2 in MW | -43.8256 | ElmLne
2026 | 2026_DzMX_GzMN_Dp00_Gp00 | A1-Pensilvania 33 kV | All generators | 0.92 | ind | Dorada - Magdalena 115 kV | m:P:bus2 in MW | -43.819 | ElmLne
2026 | 2026_DzMX_GzMN_Dp00_Gp00 | A1-Pensilvania 33 kV | All generators | 0.93 | ind | Dorada - Magdalena 115 kV | m:P:bus2 in MW | -43.812 | ElmLne
2026 | 2026_DzMX_GzMN_Dp00_Gp00 | A1-Pensilvania 33 kV | All generators | 0.94 | ind | Dorada - Magdalena 115 kV | m:P:bus2 in MW | -43.8044 | ElmLne
2026 | 2026_DzMX_GzMN_Dp00_Gp00 | A1-Pensilvania 33 kV | All generators | 0.95 | ind | Dorada - Magdalena 115 kV | m:P:bus2 in MW | -43.7961 | ElmLne
2026 | 2026_DzMX_GzMN_Dp00_Gp00 | A1-Pensilvania 33 kV | All generators | 0.96 | ind | Dorada - Magdalena 115 kV | m:P:bus2 in MW | -43.7868 | ElmLne
2026 | 2026_DzMX_GzMN_Dp00_Gp00 | A1-Pensilvania 33 kV | All generators | 0.97 | ind | Dorada - Magdalena 115 kV | m:P:bus2 in MW | -43.776 | ElmLne
2026 | 2026_DzMX_GzMN_Dp00_Gp00 | A1-Pensilvania 33 kV | All generators | 0.98 | ind | Dorada - Magdalena 115 kV | m:P:bus2 in MW | -43.7631 | ElmLne
2026 | 2026_DzMX_GzMN_Dp00_Gp00 | A1-Pensilvania 33 kV | All generators | 0.99 | ind | Dorada - Magdalena 115 kV | m:P:bus2 in MW | -43.7456 | ElmLne
2026 | 2026_DzMX_GzMN_Dp00_Gp00 | A1-Pensilvania 33 kV | All generators | 1 | ind | Dorada - Magdalena 115 kV | m:P:bus2 in MW | -43.6996 | ElmLne
2026 | 2026_DzMX_GzMN_Dp00_Gp00 | A1-Pensilvania 33 kV | All generators | 0.9 | ind | Dorada - Magdalena 115 kV | m:Q:bus1 in Mvar | 4.4352 | ElmLne
2026 | 2026_DzMX_GzMN_Dp00_Gp00 | A1-Pensilvania 33 kV | All generators | 0.91 | ind | Dorada - Magdalena 115 kV | m:Q:bus1 in Mvar | 4.4137 | ElmLne
2026 | 2026_DzMX_GzMN_Dp00_Gp00 | A1-Pensilvania 33 kV | All generators | 0.92 | ind | Dorada - Magdalena 115 kV | m:Q:bus1 in Mvar | 4.3912 | ElmLne
2026 | 2026_DzMX_GzMN_Dp00_Gp00 | A1-Pensilvania 33 kV | All generators | 0.93 | ind | Dorada - Magdalena 115 kV | m:Q:bus1 in Mvar | 4.3675 | ElmLne
2026 | 2026_DzMX_GzMN_Dp00_Gp00 | A1-Pensilvania 33 kV | All generators | 0.94 | ind | Dorada - Magdalena 115 kV | m:Q:bus1 in Mvar | 4.3422 | ElmLne
2026 | 2026_DzMX_GzMN_Dp00_Gp00 | A1-Pensilvania 33 kV | All generators | 0.95 | ind | Dorada - Magdalena 115 kV | m:Q:bus1 in Mvar | 4.315 | ElmLne
2026 | 2026_DzMX_GzMN_Dp00_Gp00 | A1-Pensilvania 33 kV | All generators | 0.96 | ind | Dorada - Magdalena 115 kV | m:Q:bus1 in Mvar | 4.285 | ElmLne
2026 | 2026_DzMX_GzMN_Dp00_Gp00 | A1-Pensilvania 33 kV | All generators | 0.97 | ind | Dorada - Magdalena 115 kV | m:Q:bus1 in Mvar | 4.2511 | ElmLne
2026 | 2026_DzMX_GzMN_Dp00_Gp00 | A1-Pensilvania 33 kV | All generators | 0.98 | ind | Dorada - Magdalena 115 kV | m:Q:bus1 in Mvar | 4.2108 | ElmLne
2026 | 2026_DzMX_GzMN_Dp00_Gp00 | A1-Pensilvania 33 kV | All generators | 0.99 | ind | Dorada - Magdalena 115 kV | m:Q:bus1 in Mvar | 4.1579 | ElmLne
2026 | 2026_DzMX_GzMN_Dp00_Gp00 | A1-Pensilvania 33 kV | All generators | 1 | ind | Dorada - Magdalena 115 kV | m:Q:bus1 in Mvar | 4.025 | ElmLne
2026 | 2026_DzMX_GzMN_Dp00_Gp00 | A1-Pensilvania 33 kV | All generators | 0.9 | ind | Dorada - Magdalena 115 kV | m:Q:bus2 in Mvar | -4.2842 | ElmLne
2026 | 2026_DzMX_GzMN_Dp00_Gp00 | A1-Pensilvania 33 kV | All generators | 0.91 | ind | Dorada - Magdalena 115 kV | m:Q:bus2 in Mvar | -4.2627 | ElmLne
2026 | 2026_DzMX_GzMN_Dp00_Gp00 | A1-Pensilvania 33 kV | All generators | 0.92 | ind | Dorada - Magdalena 115 kV | m:Q:bus2 in Mvar | -4.2402 | ElmLne
2026 | 2026_DzMX_GzMN_Dp00_Gp00 | A1-Pensilvania 33 kV | All generators | 0.93 | ind | Dorada - Magdalena 115 kV | m:Q:bus2 in Mvar | -4.2165 | ElmLne
2026 | 2026_DzMX_GzMN_Dp00_Gp00 | A1-Pensilvania 33 kV | All generators | 0.94 | ind | Dorada - Magdalena 115 kV | m:Q:bus2 in Mvar | -4.1913 | ElmLne
2026 | 2026_DzMX_GzMN_Dp00_Gp00 | A1-Pensilvania 33 kV | All generators | 0.95 | ind | Dorada - Magdalena 115 kV | m:Q:bus2 in Mvar | -4.164 | ElmLne
2026 | 2026_DzMX_GzMN_Dp00_Gp00 | A1-Pensilvania 33 kV | All generators | 0.96 | ind | Dorada - Magdalena 115 kV | m:Q:bus2 in Mvar | -4.1341 | ElmLne
2026 | 2026_DzMX_GzMN_Dp00_Gp00 | A1-Pensilvania 33 kV | All generators | 0.97 | ind | Dorada - Magdalena 115 kV | m:Q:bus2 in Mvar | -4.1002 | ElmLne
2026 | 2026_DzMX_GzMN_Dp00_Gp00 | A1-Pensilvania 33 kV | All generators | 0.98 | ind | Dorada - Magdalena 115 kV | m:Q:bus2 in Mvar | -4.0599 | ElmLne
2026 | 2026_DzMX_GzMN_Dp00_Gp00 | A1-Pensilvania 33 kV | All generators | 0.99 | ind | Dorada - Magdalena 115 kV | m:Q:bus2 in Mvar | -4.007 | ElmLne
2026 | 2026_DzMX_GzMN_Dp00_Gp00 | A1-Pensilvania 33 kV | All generators | 1 | ind | Dorada - Magdalena 115 kV | m:Q:bus2 in Mvar | -3.8742 | ElmLne
2026 | 2026_DzMX_GzMN_Dp00_Gp00 | A1-Pensilvania 33 kV | All generators | 0.9 | ind | Dorada - Magdalena 115 kV | m:cosphi:bus1 | 0.99494 | ElmLne
2026 | 2026_DzMX_GzMN_Dp00_Gp00 | A1-Pensilvania 33 kV | All generators | 0.91 | ind | Dorada - Magdalena 115 kV | m:cosphi:bus1 | 0.99499 | ElmLne
2026 | 2026_DzMX_GzMN_Dp00_Gp00 | A1-Pensilvania 33 kV | All generators | 0.92 | ind | Dorada - Magdalena 115 kV | m:cosphi:bus1 | 0.99504 | ElmLne
2026 | 2026_DzMX_GzMN_Dp00_Gp00 | A1-Pensilvania 33 kV | All generators | 0.93 | ind | Dorada - Magdalena 115 kV | m:cosphi:bus1 | 0.99509 | ElmLne
2026 | 2026_DzMX_GzMN_Dp00_Gp00 | A1-Pensilvania 33 kV | All generators | 0.94 | ind | Dorada - Magdalena 115 kV | m:cosphi:bus1 | 0.99515 | ElmLne
2026 | 2026_DzMX_GzMN_Dp00_Gp00 | A1-Pensilvania 33 kV | All generators | 0.95 | ind | Dorada - Magdalena 115 kV | m:cosphi:bus1 | 0.9952 | ElmLne
2026 | 2026_DzMX_GzMN_Dp00_Gp00 | A1-Pensilvania 33 kV | All generators | 0.96 | ind | Dorada - Magdalena 115 kV | m:cosphi:bus1 | 0.99527 | ElmLne
2026 | 2026_DzMX_GzMN_Dp00_Gp00 | A1-Pensilvania 33 kV | All generators | 0.97 | ind | Dorada - Magdalena 115 kV | m:cosphi:bus1 | 0.99534 | ElmLne
2026 | 2026_DzMX_GzMN_Dp00_Gp00 | A1-Pensilvania 33 kV | All generators | 0.98 | ind | Dorada - Magdalena 115 kV | m:cosphi:bus1 | 0.99542 | ElmLne
2026 | 2026_DzMX_GzMN_Dp00_Gp00 | A1-Pensilvania 33 kV | All generators | 0.99 | ind | Dorada - Magdalena 115 kV | m:cosphi:bus1 | 0.99553 | ElmLne
2026 | 2026_DzMX_GzMN_Dp00_Gp00 | A1-Pensilvania 33 kV | All generators | 1 | ind | Dorada - Magdalena 115 kV | m:cosphi:bus1 | 0.9958 | ElmLne
2026 | 2026_DzMX_GzMN_Dp00_Gp00 | A1-Pensilvania 33 kV | All generators | 0.9 | ind | Dorada - Magdalena 115 kV | m:cosphi:bus2 | -0.99526 | ElmLne
2026 | 2026_DzMX_GzMN_Dp00_Gp00 | A1-Pensilvania 33 kV | All generators | 0.91 | ind | Dorada - Magdalena 115 kV | m:cosphi:bus2 | -0.9953 | ElmLne
2026 | 2026_DzMX_GzMN_Dp00_Gp00 | A1-Pensilvania 33 kV | All generators | 0.92 | ind | Dorada - Magdalena 115 kV | m:cosphi:bus2 | -0.99535 | ElmLne
2026 | 2026_DzMX_GzMN_Dp00_Gp00 | A1-Pensilvania 33 kV | All generators | 0.93 | ind | Dorada - Magdalena 115 kV | m:cosphi:bus2 | -0.9954 | ElmLne
2026 | 2026_DzMX_GzMN_Dp00_Gp00 | A1-Pensilvania 33 kV | All generators | 0.94 | ind | Dorada - Magdalena 115 kV | m:cosphi:bus2 | -0.99545 | ElmLne
2026 | 2026_DzMX_GzMN_Dp00_Gp00 | A1-Pensilvania 33 kV | All generators | 0.95 | ind | Dorada - Magdalena 115 kV | m:cosphi:bus2 | -0.99551 | ElmLne
2026 | 2026_DzMX_GzMN_Dp00_Gp00 | A1-Pensilvania 33 kV | All generators | 0.96 | ind | Dorada - Magdalena 115 kV | m:cosphi:bus2 | -0.99557 | ElmLne
2026 | 2026_DzMX_GzMN_Dp00_Gp00 | A1-Pensilvania 33 kV | All generators | 0.97 | ind | Dorada - Magdalena 115 kV | m:cosphi:bus2 | -0.99564 | ElmLne
2026 | 2026_DzMX_GzMN_Dp00_Gp00 | A1-Pensilvania 33 kV | All generators | 0.98 | ind | Dorada - Magdalena 115 kV | m:cosphi:bus2 | -0.99572 | ElmLne
2026 | 2026_DzMX_GzMN_Dp00_Gp00 | A1-Pensilvania 33 kV | All generators | 0.99 | ind | Dorada - Magdalena 115 kV | m:cosphi:bus2 | -0.99583 | ElmLne
2026 | 2026_DzMX_GzMN_Dp00_Gp00 | A1-Pensilvania 33 kV | All generators | 1 | ind | Dorada - Magdalena 115 kV | m:cosphi:bus2 | -0.99609 | ElmLne
2026 | 2026_DzMX_GzMN_Dp00_Gp00 | A1-Pensilvania 33 kV | All generators | 0.9 | ind | Mariquita - Victoria 2 115 | m:P:bus1 in MW | 8.0425 | ElmLne
2026 | 2026_DzMX_GzMN_Dp00_Gp00 | A1-Pensilvania 33 kV | All generators | 0.91 | ind | Mariquita - Victoria 2 115 | m:P:bus1 in MW | 8.0446 | ElmLne
2026 | 2026_DzMX_GzMN_Dp00_Gp00 | A1-Pensilvania 33 kV | All generators | 0.92 | ind | Mariquita - Victoria 2 115 | m:P:bus1 in MW | 8.0467 | ElmLne
2026 | 2026_DzMX_GzMN_Dp00_Gp00 | A1-Pensilvania 33 kV | All generators | 0.93 | ind | Mariquita - Victoria 2 115 | m:P:bus1 in MW | 8.049 | ElmLne
2026 | 2026_DzMX_GzMN_Dp00_Gp00 | A1-Pensilvania 33 kV | All generators | 0.94 | ind | Mariquita - Victoria 2 115 | m:P:bus1 in MW | 8.0513 | ElmLne
2026 | 2026_DzMX_GzMN_Dp00_Gp00 | A1-Pensilvania 33 kV | All generators | 0.95 | ind | Mariquita - Victoria 2 115 | m:P:bus1 in MW | 8.0539 | ElmLne
2026 | 2026_DzMX_GzMN_Dp00_Gp00 | A1-Pensilvania 33 kV | All generators | 0.96 | ind | Mariquita - Victoria 2 115 | m:P:bus1 in MW | 8.0567 | ElmLne
2026 | 2026_DzMX_GzMN_Dp00_Gp00 | A1-Pensilvania 33 kV | All generators | 0.97 | ind | Mariquita - Victoria 2 115 | m:P:bus1 in MW | 8.0599 | ElmLne
2026 | 2026_DzMX_GzMN_Dp00_Gp00 | A1-Pensilvania 33 kV | All generators | 0.98 | ind | Mariquita - Victoria 2 115 | m:P:bus1 in MW | 8.0637 | ElmLne
2026 | 2026_DzMX_GzMN_Dp00_Gp00 | A1-Pensilvania 33 kV | All generators | 0.99 | ind | Mariquita - Victoria 2 115 | m:P:bus1 in MW | 8.0686 | ElmLne
2026 | 2026_DzMX_GzMN_Dp00_Gp00 | A1-Pensilvania 33 kV | All generators | 1 | ind | Mariquita - Victoria 2 115 | m:P:bus1 in MW | 8.081 | ElmLne
2026 | 2026_DzMX_GzMN_Dp00_Gp00 | A1-Pensilvania 33 kV | All generators | 0.9 | ind | Mariquita - Victoria 2 115 | m:P:bus2 in MW | -8.0165 | ElmLne
2026 | 2026_DzMX_GzMN_Dp00_Gp00 | A1-Pensilvania 33 kV | All generators | 0.91 | ind | Mariquita - Victoria 2 115 | m:P:bus2 in MW | -8.0186 | ElmLne
2026 | 2026_DzMX_GzMN_Dp00_Gp00 | A1-Pensilvania 33 kV | All generators | 0.92 | ind | Mariquita - Victoria 2 115 | m:P:bus2 in MW | -8.0207 | ElmLne
2026 | 2026_DzMX_GzMN_Dp00_Gp00 | A1-Pensilvania 33 kV | All generators | 0.93 | ind | Mariquita - Victoria 2 115 | m:P:bus2 in MW | -8.0229 | ElmLne
2026 | 2026_DzMX_GzMN_Dp00_Gp00 | A1-Pensilvania 33 kV | All generators | 0.94 | ind | Mariquita - Victoria 2 115 | m:P:bus2 in MW | -8.0253 | ElmLne
2026 | 2026_DzMX_GzMN_Dp00_Gp00 | A1-Pensilvania 33 kV | All generators | 0.95 | ind | Mariquita - Victoria 2 115 | m:P:bus2 in MW | -8.0279 | ElmLne
2026 | 2026_DzMX_GzMN_Dp00_Gp00 | A1-Pensilvania 33 kV | All generators | 0.96 | ind | Mariquita - Victoria 2 115 | m:P:bus2 in MW | -8.0307 | ElmLne
2026 | 2026_DzMX_GzMN_Dp00_Gp00 | A1-Pensilvania 33 kV | All generators | 0.97 | ind | Mariquita - Victoria 2 115 | m:P:bus2 in MW | -8.0339 | ElmLne
2026 | 2026_DzMX_GzMN_Dp00_Gp00 | A1-Pensilvania 33 kV | All generators | 0.98 | ind | Mariquita - Victoria 2 115 | m:P:bus2 in MW | -8.0376 | ElmLne
2026 | 2026_DzMX_GzMN_Dp00_Gp00 | A1-Pensilvania 33 kV | All generators | 0.99 | ind | Mariquita - Victoria 2 115 | m:P:bus2 in MW | -8.0425 | ElmLne
2026 | 2026_DzMX_GzMN_Dp00_Gp00 | A1-Pensilvania 33 kV | All generators | 1 | ind | Mariquita - Victoria 2 115 | m:P:bus2 in MW | -8.0548 | ElmLne
2026 | 2026_DzMX_GzMN_Dp00_Gp00 | A1-Pensilvania 33 kV | All generators | 0.9 | ind | Mariquita - Victoria 2 115 | m:Q:bus1 in Mvar | -7.8972 | ElmLne
2026 | 2026_DzMX_GzMN_Dp00_Gp00 | A1-Pensilvania 33 kV | All generators | 0.91 | ind | Mariquita - Victoria 2 115 | m:Q:bus1 in Mvar | -7.8945 | ElmLne
2026 | 2026_DzMX_GzMN_Dp00_Gp00 | A1-Pensilvania 33 kV | All generators | 0.92 | ind | Mariquita - Victoria 2 115 | m:Q:bus1 in Mvar | -7.8917 | ElmLne
2026 | 2026_DzMX_GzMN_Dp00_Gp00 | A1-Pensilvania 33 kV | All generators | 0.93 | ind | Mariquita - Victoria 2 115 | m:Q:bus1 in Mvar | -7.8887 | ElmLne
2026 | 2026_DzMX_GzMN_Dp00_Gp00 | A1-Pensilvania 33 kV | All generators | 0.94 | ind | Mariquita - Victoria 2 115 | m:Q:bus1 in Mvar | -7.8855 | ElmLne
2026 | 2026_DzMX_GzMN_Dp00_Gp00 | A1-Pensilvania 33 kV | All generators | 0.95 | ind | Mariquita - Victoria 2 115 | m:Q:bus1 in Mvar | -7.8821 | ElmLne
2026 | 2026_DzMX_GzMN_Dp00_Gp00 | A1-Pensilvania 33 kV | All generators | 0.96 | ind | Mariquita - Victoria 2 115 | m:Q:bus1 in Mvar | -7.8784 | ElmLne
2026 | 2026_DzMX_GzMN_Dp00_Gp00 | A1-Pensilvania 33 kV | All generators | 0.97 | ind | Mariquita - Victoria 2 115 | m:Q:bus1 in Mvar | -7.8742 | ElmLne
2026 | 2026_DzMX_GzMN_Dp00_Gp00 | A1-Pensilvania 33 kV | All generators | 0.98 | ind | Mariquita - Victoria 2 115 | m:Q:bus1 in Mvar | -7.8692 | ElmLne
2026 | 2026_DzMX_GzMN_Dp00_Gp00 | A1-Pensilvania 33 kV | All generators | 0.99 | ind | Mariquita - Victoria 2 115 | m:Q:bus1 in Mvar | -7.8627 | ElmLne
2026 | 2026_DzMX_GzMN_Dp00_Gp00 | A1-Pensilvania 33 kV | All generators | 1 | ind | Mariquita - Victoria 2 115 | m:Q:bus1 in Mvar | -7.8463 | ElmLne
2026 | 2026_DzMX_GzMN_Dp00_Gp00 | A1-Pensilvania 33 kV | All generators | 0.9 | ind | Mariquita - Victoria 2 115 | m:Q:bus2 in Mvar | 7.3099 | ElmLne
2026 | 2026_DzMX_GzMN_Dp00_Gp00 | A1-Pensilvania 33 kV | All generators | 0.91 | ind | Mariquita - Victoria 2 115 | m:Q:bus2 in Mvar | 7.3074 | ElmLne
2026 | 2026_DzMX_GzMN_Dp00_Gp00 | A1-Pensilvania 33 kV | All generators | 0.92 | ind | Mariquita - Victoria 2 115 | m:Q:bus2 in Mvar | 7.3048 | ElmLne
2026 | 2026_DzMX_GzMN_Dp00_Gp00 | A1-Pensilvania 33 kV | All generators | 0.93 | ind | Mariquita - Victoria 2 115 | m:Q:bus2 in Mvar | 7.3022 | ElmLne
2026 | 2026_DzMX_GzMN_Dp00_Gp00 | A1-Pensilvania 33 kV | All generators | 0.94 | ind | Mariquita - Victoria 2 115 | m:Q:bus2 in Mvar | 7.2993 | ElmLne
2026 | 2026_DzMX_GzMN_Dp00_Gp00 | A1-Pensilvania 33 kV | All generators | 0.95 | ind | Mariquita - Victoria 2 115 | m:Q:bus2 in Mvar | 7.2962 | ElmLne
2026 | 2026_DzMX_GzMN_Dp00_Gp00 | A1-Pensilvania 33 kV | All generators | 0.96 | ind | Mariquita - Victoria 2 115 | m:Q:bus2 in Mvar | 7.2928 | ElmLne
2026 | 2026_DzMX_GzMN_Dp00_Gp00 | A1-Pensilvania 33 kV | All generators | 0.97 | ind | Mariquita - Victoria 2 115 | m:Q:bus2 in Mvar | 7.289 | ElmLne
2026 | 2026_DzMX_GzMN_Dp00_Gp00 | A1-Pensilvania 33 kV | All generators | 0.98 | ind | Mariquita - Victoria 2 115 | m:Q:bus2 in Mvar | 7.2844 | ElmLne
2026 | 2026_DzMX_GzMN_Dp00_Gp00 | A1-Pensilvania 33 kV | All generators | 0.99 | ind | Mariquita - Victoria 2 115 | m:Q:bus2 in Mvar | 7.2785 | ElmLne
2026 | 2026_DzMX_GzMN_Dp00_Gp00 | A1-Pensilvania 33 kV | All generators | 1 | ind | Mariquita - Victoria 2 115 | m:Q:bus2 in Mvar | 7.2636 | ElmLne
2026 | 2026_DzMX_GzMN_Dp00_Gp00 | A1-Pensilvania 33 kV | All generators | 0.9 | ind | Mariquita - Victoria 2 115 | m:cosphi:bus1 | 0.71352 | ElmLne
2026 | 2026_DzMX_GzMN_Dp00_Gp00 | A1-Pensilvania 33 kV | All generators | 0.91 | ind | Mariquita - Victoria 2 115 | m:cosphi:bus1 | 0.71373 | ElmLne
2026 | 2026_DzMX_GzMN_Dp00_Gp00 | A1-Pensilvania 33 kV | All generators | 0.92 | ind | Mariquita - Victoria 2 115 | m:cosphi:bus1 | 0.71395 | ElmLne
2026 | 2026_DzMX_GzMN_Dp00_Gp00 | A1-Pensilvania 33 kV | All generators | 0.93 | ind | Mariquita - Victoria 2 115 | m:cosphi:bus1 | 0.71418 | ElmLne
2026 | 2026_DzMX_GzMN_Dp00_Gp00 | A1-Pensilvania 33 kV | All generators | 0.94 | ind | Mariquita - Victoria 2 115 | m:cosphi:bus1 | 0.71442 | ElmLne
2026 | 2026_DzMX_GzMN_Dp00_Gp00 | A1-Pensilvania 33 kV | All generators | 0.95 | ind | Mariquita - Victoria 2 115 | m:cosphi:bus1 | 0.71469 | ElmLne
2026 | 2026_DzMX_GzMN_Dp00_Gp00 | A1-Pensilvania 33 kV | All generators | 0.96 | ind | Mariquita - Victoria 2 115 | m:cosphi:bus1 | 0.71498 | ElmLne
2026 | 2026_DzMX_GzMN_Dp00_Gp00 | A1-Pensilvania 33 kV | All generators | 0.97 | ind | Mariquita - Victoria 2 115 | m:cosphi:bus1 | 0.7153 | ElmLne
2026 | 2026_DzMX_GzMN_Dp00_Gp00 | A1-Pensilvania 33 kV | All generators | 0.98 | ind | Mariquita - Victoria 2 115 | m:cosphi:bus1 | 0.71569 | ElmLne
2026 | 2026_DzMX_GzMN_Dp00_Gp00 | A1-Pensilvania 33 kV | All generators | 0.99 | ind | Mariquita - Victoria 2 115 | m:cosphi:bus1 | 0.71619 | ElmLne
2026 | 2026_DzMX_GzMN_Dp00_Gp00 | A1-Pensilvania 33 kV | All generators | 1 | ind | Mariquita - Victoria 2 115 | m:cosphi:bus1 | 0.71745 | ElmLne
2026 | 2026_DzMX_GzMN_Dp00_Gp00 | A1-Pensilvania 33 kV | All generators | 0.9 | ind | Mariquita - Victoria 2 115 | m:cosphi:bus2 | -0.73892 | ElmLne
2026 | 2026_DzMX_GzMN_Dp00_Gp00 | A1-Pensilvania 33 kV | All generators | 0.91 | ind | Mariquita - Victoria 2 115 | m:cosphi:bus2 | -0.73912 | ElmLne
2026 | 2026_DzMX_GzMN_Dp00_Gp00 | A1-Pensilvania 33 kV | All generators | 0.92 | ind | Mariquita - Victoria 2 115 | m:cosphi:bus2 | -0.73933 | ElmLne
2026 | 2026_DzMX_GzMN_Dp00_Gp00 | A1-Pensilvania 33 kV | All generators | 0.93 | ind | Mariquita - Victoria 2 115 | m:cosphi:bus2 | -0.73955 | ElmLne
2026 | 2026_DzMX_GzMN_Dp00_Gp00 | A1-Pensilvania 33 kV | All generators | 0.94 | ind | Mariquita - Victoria 2 115 | m:cosphi:bus2 | -0.73978 | ElmLne
2026 | 2026_DzMX_GzMN_Dp00_Gp00 | A1-Pensilvania 33 kV | All generators | 0.95 | ind | Mariquita - Victoria 2 115 | m:cosphi:bus2 | -0.74003 | ElmLne
2026 | 2026_DzMX_GzMN_Dp00_Gp00 | A1-Pensilvania 33 kV | All generators | 0.96 | ind | Mariquita - Victoria 2 115 | m:cosphi:bus2 | -0.7403 | ElmLne
2026 | 2026_DzMX_GzMN_Dp00_Gp00 | A1-Pensilvania 33 kV | All generators | 0.97 | ind | Mariquita - Victoria 2 115 | m:cosphi:bus2 | -0.74061 | ElmLne
2026 | 2026_DzMX_GzMN_Dp00_Gp00 | A1-Pensilvania 33 kV | All generators | 0.98 | ind | Mariquita - Victoria 2 115 | m:cosphi:bus2 | -0.74097 | ElmLne
2026 | 2026_DzMX_GzMN_Dp00_Gp00 | A1-Pensilvania 33 kV | All generators | 0.99 | ind | Mariquita - Victoria 2 115 | m:cosphi:bus2 | -0.74145 | ElmLne
2026 | 2026_DzMX_GzMN_Dp00_Gp00 | A1-Pensilvania 33 kV | All generators | 1 | ind | Mariquita - Victoria 2 115 | m:cosphi:bus2 | -0.74264 | ElmLne
2026 | 2026_DzMX_GzMN_Dp00_Gp00 | A1-Pensilvania 33 kV | All generators | 0.9 | ind | Dorada 115/33/13.8 kV | m:P:bushv in MW | 12.8764 | ElmTr3
2026 | 2026_DzMX_GzMN_Dp00_Gp00 | A1-Pensilvania 33 kV | All generators | 0.91 | ind | Dorada 115/33/13.8 kV | m:P:bushv in MW | 12.8757 | ElmTr3
2026 | 2026_DzMX_GzMN_Dp00_Gp00 | A1-Pensilvania 33 kV | All generators | 0.92 | ind | Dorada 115/33/13.8 kV | m:P:bushv in MW | 12.8752 | ElmTr3
2026 | 2026_DzMX_GzMN_Dp00_Gp00 | A1-Pensilvania 33 kV | All generators | 0.93 | ind | Dorada 115/33/13.8 kV | m:P:bushv in MW | 12.8747 | ElmTr3
2026 | 2026_DzMX_GzMN_Dp00_Gp00 | A1-Pensilvania 33 kV | All generators | 0.94 | ind | Dorada 115/33/13.8 kV | m:P:bushv in MW | 12.8745 | ElmTr3
2026 | 2026_DzMX_GzMN_Dp00_Gp00 | A1-Pensilvania 33 kV | All generators | 0.95 | ind | Dorada 115/33/13.8 kV | m:P:bushv in MW | 12.8745 | ElmTr3
2026 | 2026_DzMX_GzMN_Dp00_Gp00 | A1-Pensilvania 33 kV | All generators | 0.96 | ind | Dorada 115/33/13.8 kV | m:P:bushv in MW | 12.8747 | ElmTr3
2026 | 2026_DzMX_GzMN_Dp00_Gp00 | A1-Pensilvania 33 kV | All generators | 0.97 | ind | Dorada 115/33/13.8 kV | m:P:bushv in MW | 12.8754 | ElmTr3
2026 | 2026_DzMX_GzMN_Dp00_Gp00 | A1-Pensilvania 33 kV | All generators | 0.98 | ind | Dorada 115/33/13.8 kV | m:P:bushv in MW | 12.8766 | ElmTr3
2026 | 2026_DzMX_GzMN_Dp00_Gp00 | A1-Pensilvania 33 kV | All generators | 0.99 | ind | Dorada 115/33/13.8 kV | m:P:bushv in MW | 12.8791 | ElmTr3
2026 | 2026_DzMX_GzMN_Dp00_Gp00 | A1-Pensilvania 33 kV | All generators | 1 | ind | Dorada 115/33/13.8 kV | m:P:bushv in MW | 12.8893 | ElmTr3
2026 | 2026_DzMX_GzMN_Dp00_Gp00 | A1-Pensilvania 33 kV | All generators | 0.9 | ind | Dorada 115/33/13.8 kV | m:Q:bushv in Mvar | 6.91 | ElmTr3
2026 | 2026_DzMX_GzMN_Dp00_Gp00 | A1-Pensilvania 33 kV | All generators | 0.91 | ind | Dorada 115/33/13.8 kV | m:Q:bushv in Mvar | 6.9438 | ElmTr3
2026 | 2026_DzMX_GzMN_Dp00_Gp00 | A1-Pensilvania 33 kV | All generators | 0.92 | ind | Dorada 115/33/13.8 kV | m:Q:bushv in Mvar | 6.9791 | ElmTr3
2026 | 2026_DzMX_GzMN_Dp00_Gp00 | A1-Pensilvania 33 kV | All generators | 0.93 | ind | Dorada 115/33/13.8 kV | m:Q:bushv in Mvar | 7.0163 | ElmTr3
2026 | 2026_DzMX_GzMN_Dp00_Gp00 | A1-Pensilvania 33 kV | All generators | 0.94 | ind | Dorada 115/33/13.8 kV | m:Q:bushv in Mvar | 7.0559 | ElmTr3
2026 | 2026_DzMX_GzMN_Dp00_Gp00 | A1-Pensilvania 33 kV | All generators | 0.95 | ind | Dorada 115/33/13.8 kV | m:Q:bushv in Mvar | 7.0986 | ElmTr3
2026 | 2026_DzMX_GzMN_Dp00_Gp00 | A1-Pensilvania 33 kV | All generators | 0.96 | ind | Dorada 115/33/13.8 kV | m:Q:bushv in Mvar | 7.1456 | ElmTr3
2026 | 2026_DzMX_GzMN_Dp00_Gp00 | A1-Pensilvania 33 kV | All generators | 0.97 | ind | Dorada 115/33/13.8 kV | m:Q:bushv in Mvar | 7.1988 | ElmTr3
2026 | 2026_DzMX_GzMN_Dp00_Gp00 | A1-Pensilvania 33 kV | All generators | 0.98 | ind | Dorada 115/33/13.8 kV | m:Q:bushv in Mvar | 7.262 | ElmTr3
2026 | 2026_DzMX_GzMN_Dp00_Gp00 | A1-Pensilvania 33 kV | All generators | 0.99 | ind | Dorada 115/33/13.8 kV | m:Q:bushv in Mvar | 7.345 | ElmTr3
2026 | 2026_DzMX_GzMN_Dp00_Gp00 | A1-Pensilvania 33 kV | All generators | 1 | ind | Dorada 115/33/13.8 kV | m:Q:bushv in Mvar | 7.5534 | ElmTr3
2026 | 2026_DzMX_GzMN_Dp00_Gp00 | A1-Pensilvania 33 kV | All generators | 0.9 | ind | Dorada 115/33/13.8 kV | m:cosphi:bushv | 0.88114 | ElmTr3
2026 | 2026_DzMX_GzMN_Dp00_Gp00 | A1-Pensilvania 33 kV | All generators | 0.91 | ind | Dorada 115/33/13.8 kV | m:cosphi:bushv | 0.88017 | ElmTr3
2026 | 2026_DzMX_GzMN_Dp00_Gp00 | A1-Pensilvania 33 kV | All generators | 0.92 | ind | Dorada 115/33/13.8 kV | m:cosphi:bushv | 0.87915 | ElmTr3
2026 | 2026_DzMX_GzMN_Dp00_Gp00 | A1-Pensilvania 33 kV | All generators | 0.93 | ind | Dorada 115/33/13.8 kV | m:cosphi:bushv | 0.87808 | ElmTr3
2026 | 2026_DzMX_GzMN_Dp00_Gp00 | A1-Pensilvania 33 kV | All generators | 0.94 | ind | Dorada 115/33/13.8 kV | m:cosphi:bushv | 0.87694 | ElmTr3
2026 | 2026_DzMX_GzMN_Dp00_Gp00 | A1-Pensilvania 33 kV | All generators | 0.95 | ind | Dorada 115/33/13.8 kV | m:cosphi:bushv | 0.87571 | ElmTr3
2026 | 2026_DzMX_GzMN_Dp00_Gp00 | A1-Pensilvania 33 kV | All generators | 0.96 | ind | Dorada 115/33/13.8 kV | m:cosphi:bushv | 0.87436 | ElmTr3
2026 | 2026_DzMX_GzMN_Dp00_Gp00 | A1-Pensilvania 33 kV | All generators | 0.97 | ind | Dorada 115/33/13.8 kV | m:cosphi:bushv | 0.87284 | ElmTr3
2026 | 2026_DzMX_GzMN_Dp00_Gp00 | A1-Pensilvania 33 kV | All generators | 0.98 | ind | Dorada 115/33/13.8 kV | m:cosphi:bushv | 0.87103 | ElmTr3
2026 | 2026_DzMX_GzMN_Dp00_Gp00 | A1-Pensilvania 33 kV | All generators | 0.99 | ind | Dorada 115/33/13.8 kV | m:cosphi:bushv | 0.86866 | ElmTr3
2026 | 2026_DzMX_GzMN_Dp00_Gp00 | A1-Pensilvania 33 kV | All generators | 1 | ind | Dorada 115/33/13.8 kV | m:cosphi:bushv | 0.86277 | ElmTr3
2026 | 2026_DzMX_GzMN_Dp00_Gp00 | A1-Pensilvania 33 kV | All generators | 0.9 | ind | Manzanares 115/33/13.8 kV | m:P:bushv in MW | -4.6837 | ElmTr3
2026 | 2026_DzMX_GzMN_Dp00_Gp00 | A1-Pensilvania 33 kV | All generators | 0.91 | ind | Manzanares 115/33/13.8 kV | m:P:bushv in MW | -4.6823 | ElmTr3
2026 | 2026_DzMX_GzMN_Dp00_Gp00 | A1-Pensilvania 33 kV | All generators | 0.92 | ind | Manzanares 115/33/13.8 kV | m:P:bushv in MW | -4.6797 | ElmTr3
2026 | 2026_DzMX_GzMN_Dp00_Gp00 | A1-Pensilvania 33 kV | All generators | 0.93 | ind | Manzanares 115/33/13.8 kV | m:P:bushv in MW | -4.6758 | ElmTr3
2026 | 2026_DzMX_GzMN_Dp00_Gp00 | A1-Pensilvania 33 kV | All generators | 0.94 | ind | Manzanares 115/33/13.8 kV | m:P:bushv in MW | -4.6704 | ElmTr3
2026 | 2026_DzMX_GzMN_Dp00_Gp00 | A1-Pensilvania 33 kV | All generators | 0.95 | ind | Manzanares 115/33/13.8 kV | m:P:bushv in MW | -4.663 | ElmTr3
2026 | 2026_DzMX_GzMN_Dp00_Gp00 | A1-Pensilvania 33 kV | All generators | 0.96 | ind | Manzanares 115/33/13.8 kV | m:P:bushv in MW | -4.653 | ElmTr3
2026 | 2026_DzMX_GzMN_Dp00_Gp00 | A1-Pensilvania 33 kV | All generators | 0.97 | ind | Manzanares 115/33/13.8 kV | m:P:bushv in MW | -4.6394 | ElmTr3
2026 | 2026_DzMX_GzMN_Dp00_Gp00 | A1-Pensilvania 33 kV | All generators | 0.98 | ind | Manzanares 115/33/13.8 kV | m:P:bushv in MW | -4.62 | ElmTr3
2026 | 2026_DzMX_GzMN_Dp00_Gp00 | A1-Pensilvania 33 kV | All generators | 0.99 | ind | Manzanares 115/33/13.8 kV | m:P:bushv in MW | -4.5894 | ElmTr3
2026 | 2026_DzMX_GzMN_Dp00_Gp00 | A1-Pensilvania 33 kV | All generators | 1 | ind | Manzanares 115/33/13.8 kV | m:P:bushv in MW | -4.4865 | ElmTr3
2026 | 2026_DzMX_GzMN_Dp00_Gp00 | A1-Pensilvania 33 kV | All generators | 0.9 | ind | Manzanares 115/33/13.8 kV | m:Q:bushv in Mvar | -0.59786 | ElmTr3
2026 | 2026_DzMX_GzMN_Dp00_Gp00 | A1-Pensilvania 33 kV | All generators | 0.91 | ind | Manzanares 115/33/13.8 kV | m:Q:bushv in Mvar | -0.38286 | ElmTr3
2026 | 2026_DzMX_GzMN_Dp00_Gp00 | A1-Pensilvania 33 kV | All generators | 0.92 | ind | Manzanares 115/33/13.8 kV | m:Q:bushv in Mvar | -0.15835 | ElmTr3
2026 | 2026_DzMX_GzMN_Dp00_Gp00 | A1-Pensilvania 33 kV | All generators | 0.93 | ind | Manzanares 115/33/13.8 kV | m:Q:bushv in Mvar | 0.077971 | ElmTr3
2026 | 2026_DzMX_GzMN_Dp00_Gp00 | A1-Pensilvania 33 kV | All generators | 0.94 | ind | Manzanares 115/33/13.8 kV | m:Q:bushv in Mvar | 0.32928 | ElmTr3
2026 | 2026_DzMX_GzMN_Dp00_Gp00 | A1-Pensilvania 33 kV | All generators | 0.95 | ind | Manzanares 115/33/13.8 kV | m:Q:bushv in Mvar | 0.60019 | ElmTr3
2026 | 2026_DzMX_GzMN_Dp00_Gp00 | A1-Pensilvania 33 kV | All generators | 0.96 | ind | Manzanares 115/33/13.8 kV | m:Q:bushv in Mvar | 0.89778 | ElmTr3
2026 | 2026_DzMX_GzMN_Dp00_Gp00 | A1-Pensilvania 33 kV | All generators | 0.97 | ind | Manzanares 115/33/13.8 kV | m:Q:bushv in Mvar | 1.2341 | ElmTr3
2026 | 2026_DzMX_GzMN_Dp00_Gp00 | A1-Pensilvania 33 kV | All generators | 0.98 | ind | Manzanares 115/33/13.8 kV | m:Q:bushv in Mvar | 1.6327 | ElmTr3
2026 | 2026_DzMX_GzMN_Dp00_Gp00 | A1-Pensilvania 33 kV | All generators | 0.99 | ind | Manzanares 115/33/13.8 kV | m:Q:bushv in Mvar | 2.1554 | ElmTr3
2026 | 2026_DzMX_GzMN_Dp00_Gp00 | A1-Pensilvania 33 kV | All generators | 1 | ind | Manzanares 115/33/13.8 kV | m:Q:bushv in Mvar | 3.4627 | ElmTr3
2026 | 2026_DzMX_GzMN_Dp00_Gp00 | A1-Pensilvania 33 kV | All generators | 0.9 | ind | Manzanares 115/33/13.8 kV | m:cosphi:bushv | -0.99195 | ElmTr3
2026 | 2026_DzMX_GzMN_Dp00_Gp00 | A1-Pensilvania 33 kV | All generators | 0.91 | ind | Manzanares 115/33/13.8 kV | m:cosphi:bushv | -0.99667 | ElmTr3
2026 | 2026_DzMX_GzMN_Dp00_Gp00 | A1-Pensilvania 33 kV | All generators | 0.92 | ind | Manzanares 115/33/13.8 kV | m:cosphi:bushv | -0.99943 | ElmTr3
2026 | 2026_DzMX_GzMN_Dp00_Gp00 | A1-Pensilvania 33 kV | All generators | 0.93 | ind | Manzanares 115/33/13.8 kV | m:cosphi:bushv | -0.99986 | ElmTr3
2026 | 2026_DzMX_GzMN_Dp00_Gp00 | A1-Pensilvania 33 kV | All generators | 0.94 | ind | Manzanares 115/33/13.8 kV | m:cosphi:bushv | -0.99752 | ElmTr3
2026 | 2026_DzMX_GzMN_Dp00_Gp00 | A1-Pensilvania 33 kV | All generators | 0.95 | ind | Manzanares 115/33/13.8 kV | m:cosphi:bushv | -0.99182 | ElmTr3
2026 | 2026_DzMX_GzMN_Dp00_Gp00 | A1-Pensilvania 33 kV | All generators | 0.96 | ind | Manzanares 115/33/13.8 kV | m:cosphi:bushv | -0.98189 | ElmTr3
2026 | 2026_DzMX_GzMN_Dp00_Gp00 | A1-Pensilvania 33 kV | All generators | 0.97 | ind | Manzanares 115/33/13.8 kV | m:cosphi:bushv | -0.9664 | ElmTr3
2026 | 2026_DzMX_GzMN_Dp00_Gp00 | A1-Pensilvania 33 kV | All generators | 0.98 | ind | Manzanares 115/33/13.8 kV | m:cosphi:bushv | -0.94285 | ElmTr3
2026 | 2026_DzMX_GzMN_Dp00_Gp00 | A1-Pensilvania 33 kV | All generators | 0.99 | ind | Manzanares 115/33/13.8 kV | m:cosphi:bushv | -0.90515 | ElmTr3
2026 | 2026_DzMX_GzMN_Dp00_Gp00 | A1-Pensilvania 33 kV | All generators | 1 | ind | Manzanares 115/33/13.8 kV | m:cosphi:bushv | -0.79164 | ElmTr3
2026 | 2026_DzMX_GzMN_Dp00_Gp00 | A1-Pensilvania 33 kV | All generators | 0.9 | ind | Purnio 230/115 | m:P:bushv in MW | 50.1284 | ElmTr3
2026 | 2026_DzMX_GzMN_Dp00_Gp00 | A1-Pensilvania 33 kV | All generators | 0.91 | ind | Purnio 230/115 | m:P:bushv in MW | 50.122 | ElmTr3
2026 | 2026_DzMX_GzMN_Dp00_Gp00 | A1-Pensilvania 33 kV | All generators | 0.92 | ind | Purnio 230/115 | m:P:bushv in MW | 50.1156 | ElmTr3
2026 | 2026_DzMX_GzMN_Dp00_Gp00 | A1-Pensilvania 33 kV | All generators | 0.93 | ind | Purnio 230/115 | m:P:bushv in MW | 50.1094 | ElmTr3
2026 | 2026_DzMX_GzMN_Dp00_Gp00 | A1-Pensilvania 33 kV | All generators | 0.94 | ind | Purnio 230/115 | m:P:bushv in MW | 50.1033 | ElmTr3
2026 | 2026_DzMX_GzMN_Dp00_Gp00 | A1-Pensilvania 33 kV | All generators | 0.95 | ind | Purnio 230/115 | m:P:bushv in MW | 50.0972 | ElmTr3
2026 | 2026_DzMX_GzMN_Dp00_Gp00 | A1-Pensilvania 33 kV | All generators | 0.96 | ind | Purnio 230/115 | m:P:bushv in MW | 50.0912 | ElmTr3
2026 | 2026_DzMX_GzMN_Dp00_Gp00 | A1-Pensilvania 33 kV | All generators | 0.97 | ind | Purnio 230/115 | m:P:bushv in MW | 50.0853 | ElmTr3
2026 | 2026_DzMX_GzMN_Dp00_Gp00 | A1-Pensilvania 33 kV | All generators | 0.98 | ind | Purnio 230/115 | m:P:bushv in MW | 50.0795 | ElmTr3
2026 | 2026_DzMX_GzMN_Dp00_Gp00 | A1-Pensilvania 33 kV | All generators | 0.99 | ind | Purnio 230/115 | m:P:bushv in MW | 50.0738 | ElmTr3
2026 | 2026_DzMX_GzMN_Dp00_Gp00 | A1-Pensilvania 33 kV | All generators | 1 | ind | Purnio 230/115 | m:P:bushv in MW | 50.0692 | ElmTr3
2026 | 2026_DzMX_GzMN_Dp00_Gp00 | A1-Pensilvania 33 kV | All generators | 0.9 | ind | Purnio 230/115 | m:Q:bushv in Mvar | 2.861 | ElmTr3
2026 | 2026_DzMX_GzMN_Dp00_Gp00 | A1-Pensilvania 33 kV | All generators | 0.91 | ind | Purnio 230/115 | m:Q:bushv in Mvar | 2.9375 | ElmTr3
2026 | 2026_DzMX_GzMN_Dp00_Gp00 | A1-Pensilvania 33 kV | All generators | 0.92 | ind | Purnio 230/115 | m:Q:bushv in Mvar | 3.0175 | ElmTr3
2026 | 2026_DzMX_GzMN_Dp00_Gp00 | A1-Pensilvania 33 kV | All generators | 0.93 | ind | Purnio 230/115 | m:Q:bushv in Mvar | 3.1018 | ElmTr3
2026 | 2026_DzMX_GzMN_Dp00_Gp00 | A1-Pensilvania 33 kV | All generators | 0.94 | ind | Purnio 230/115 | m:Q:bushv in Mvar | 3.1916 | ElmTr3
2026 | 2026_DzMX_GzMN_Dp00_Gp00 | A1-Pensilvania 33 kV | All generators | 0.95 | ind | Purnio 230/115 | m:Q:bushv in Mvar | 3.2885 | ElmTr3
2026 | 2026_DzMX_GzMN_Dp00_Gp00 | A1-Pensilvania 33 kV | All generators | 0.96 | ind | Purnio 230/115 | m:Q:bushv in Mvar | 3.3952 | ElmTr3
2026 | 2026_DzMX_GzMN_Dp00_Gp00 | A1-Pensilvania 33 kV | All generators | 0.97 | ind | Purnio 230/115 | m:Q:bushv in Mvar | 3.5159 | ElmTr3
2026 | 2026_DzMX_GzMN_Dp00_Gp00 | A1-Pensilvania 33 kV | All generators | 0.98 | ind | Purnio 230/115 | m:Q:bushv in Mvar | 3.6594 | ElmTr3
2026 | 2026_DzMX_GzMN_Dp00_Gp00 | A1-Pensilvania 33 kV | All generators | 0.99 | ind | Purnio 230/115 | m:Q:bushv in Mvar | 3.8481 | ElmTr3
2026 | 2026_DzMX_GzMN_Dp00_Gp00 | A1-Pensilvania 33 kV | All generators | 1 | ind | Purnio 230/115 | m:Q:bushv in Mvar | 4.3225 | ElmTr3
2026 | 2026_DzMX_GzMN_Dp00_Gp00 | A1-Pensilvania 33 kV | All generators | 0.9 | ind | Purnio 230/115 | m:cosphi:bushv | 0.99838 | ElmTr3
2026 | 2026_DzMX_GzMN_Dp00_Gp00 | A1-Pensilvania 33 kV | All generators | 0.91 | ind | Purnio 230/115 | m:cosphi:bushv | 0.99829 | ElmTr3
2026 | 2026_DzMX_GzMN_Dp00_Gp00 | A1-Pensilvania 33 kV | All generators | 0.92 | ind | Purnio 230/115 | m:cosphi:bushv | 0.99819 | ElmTr3
2026 | 2026_DzMX_GzMN_Dp00_Gp00 | A1-Pensilvania 33 kV | All generators | 0.93 | ind | Purnio 230/115 | m:cosphi:bushv | 0.99809 | ElmTr3
2026 | 2026_DzMX_GzMN_Dp00_Gp00 | A1-Pensilvania 33 kV | All generators | 0.94 | ind | Purnio 230/115 | m:cosphi:bushv | 0.99798 | ElmTr3
2026 | 2026_DzMX_GzMN_Dp00_Gp00 | A1-Pensilvania 33 kV | All generators | 0.95 | ind | Purnio 230/115 | m:cosphi:bushv | 0.99785 | ElmTr3
2026 | 2026_DzMX_GzMN_Dp00_Gp00 | A1-Pensilvania 33 kV | All generators | 0.96 | ind | Purnio 230/115 | m:cosphi:bushv | 0.99771 | ElmTr3
2026 | 2026_DzMX_GzMN_Dp00_Gp00 | A1-Pensilvania 33 kV | All generators | 0.97 | ind | Purnio 230/115 | m:cosphi:bushv | 0.99755 | ElmTr3
2026 | 2026_DzMX_GzMN_Dp00_Gp00 | A1-Pensilvania 33 kV | All generators | 0.98 | ind | Purnio 230/115 | m:cosphi:bushv | 0.99734 | ElmTr3
2026 | 2026_DzMX_GzMN_Dp00_Gp00 | A1-Pensilvania 33 kV | All generators | 0.99 | ind | Purnio 230/115 | m:cosphi:bushv | 0.99706 | ElmTr3
2026 | 2026_DzMX_GzMN_Dp00_Gp00 | A1-Pensilvania 33 kV | All generators | 1 | ind | Purnio 230/115 | m:cosphi:bushv | 0.99629 | ElmTr3
2026 | 2026_DzMX_GzMN_Dp00_Gp00 | A1-Pensilvania 33 kV | All generators | 0.9 | ind | Victoria 115/33/13.8 kV | m:P:bushv in MW | 1.7353 | ElmTr3
2026 | 2026_DzMX_GzMN_Dp00_Gp00 | A1-Pensilvania 33 kV | All generators | 0.91 | ind | Victoria 115/33/13.8 kV | m:P:bushv in MW | 1.7188 | ElmTr3
2026 | 2026_DzMX_GzMN_Dp00_Gp00 | A1-Pensilvania 33 kV | All generators | 0.92 | ind | Victoria 115/33/13.8 kV | m:P:bushv in MW | 1.7023 | ElmTr3
2026 | 2026_DzMX_GzMN_Dp00_Gp00 | A1-Pensilvania 33 kV | All generators | 0.93 | ind | Victoria 115/33/13.8 kV | m:P:bushv in MW | 1.6855 | ElmTr3
2026 | 2026_DzMX_GzMN_Dp00_Gp00 | A1-Pensilvania 33 kV | All generators | 0.94 | ind | Victoria 115/33/13.8 kV | m:P:bushv in MW | 1.6685 | ElmTr3
2026 | 2026_DzMX_GzMN_Dp00_Gp00 | A1-Pensilvania 33 kV | All generators | 0.95 | ind | Victoria 115/33/13.8 kV | m:P:bushv in MW | 1.6511 | ElmTr3
2026 | 2026_DzMX_GzMN_Dp00_Gp00 | A1-Pensilvania 33 kV | All generators | 0.96 | ind | Victoria 115/33/13.8 kV | m:P:bushv in MW | 1.6331 | ElmTr3
2026 | 2026_DzMX_GzMN_Dp00_Gp00 | A1-Pensilvania 33 kV | All generators | 0.97 | ind | Victoria 115/33/13.8 kV | m:P:bushv in MW | 1.6142 | ElmTr3
2026 | 2026_DzMX_GzMN_Dp00_Gp00 | A1-Pensilvania 33 kV | All generators | 0.98 | ind | Victoria 115/33/13.8 kV | m:P:bushv in MW | 1.5937 | ElmTr3
2026 | 2026_DzMX_GzMN_Dp00_Gp00 | A1-Pensilvania 33 kV | All generators | 0.99 | ind | Victoria 115/33/13.8 kV | m:P:bushv in MW | 1.57 | ElmTr3
2026 | 2026_DzMX_GzMN_Dp00_Gp00 | A1-Pensilvania 33 kV | All generators | 1 | ind | Victoria 115/33/13.8 kV | m:P:bushv in MW | 1.5267 | ElmTr3
2026 | 2026_DzMX_GzMN_Dp00_Gp00 | A1-Pensilvania 33 kV | All generators | 0.9 | ind | Victoria 115/33/13.8 kV | m:Q:bushv in Mvar | 1.4263 | ElmTr3
2026 | 2026_DzMX_GzMN_Dp00_Gp00 | A1-Pensilvania 33 kV | All generators | 0.91 | ind | Victoria 115/33/13.8 kV | m:Q:bushv in Mvar | 1.5556 | ElmTr3
2026 | 2026_DzMX_GzMN_Dp00_Gp00 | A1-Pensilvania 33 kV | All generators | 0.92 | ind | Victoria 115/33/13.8 kV | m:Q:bushv in Mvar | 1.6907 | ElmTr3
2026 | 2026_DzMX_GzMN_Dp00_Gp00 | A1-Pensilvania 33 kV | All generators | 0.93 | ind | Victoria 115/33/13.8 kV | m:Q:bushv in Mvar | 1.8331 | ElmTr3
2026 | 2026_DzMX_GzMN_Dp00_Gp00 | A1-Pensilvania 33 kV | All generators | 0.94 | ind | Victoria 115/33/13.8 kV | m:Q:bushv in Mvar | 1.9845 | ElmTr3
2026 | 2026_DzMX_GzMN_Dp00_Gp00 | A1-Pensilvania 33 kV | All generators | 0.95 | ind | Victoria 115/33/13.8 kV | m:Q:bushv in Mvar | 2.1479 | ElmTr3
2026 | 2026_DzMX_GzMN_Dp00_Gp00 | A1-Pensilvania 33 kV | All generators | 0.96 | ind | Victoria 115/33/13.8 kV | m:Q:bushv in Mvar | 2.3275 | ElmTr3
2026 | 2026_DzMX_GzMN_Dp00_Gp00 | A1-Pensilvania 33 kV | All generators | 0.97 | ind | Victoria 115/33/13.8 kV | m:Q:bushv in Mvar | 2.5307 | ElmTr3
2026 | 2026_DzMX_GzMN_Dp00_Gp00 | A1-Pensilvania 33 kV | All generators | 0.98 | ind | Victoria 115/33/13.8 kV | m:Q:bushv in Mvar | 2.7718 | ElmTr3
2026 | 2026_DzMX_GzMN_Dp00_Gp00 | A1-Pensilvania 33 kV | All generators | 0.99 | ind | Victoria 115/33/13.8 kV | m:Q:bushv in Mvar | 3.0883 | ElmTr3
2026 | 2026_DzMX_GzMN_Dp00_Gp00 | A1-Pensilvania 33 kV | All generators | 1 | ind | Victoria 115/33/13.8 kV | m:Q:bushv in Mvar | 3.882 | ElmTr3
2026 | 2026_DzMX_GzMN_Dp00_Gp00 | A1-Pensilvania 33 kV | All generators | 0.9 | ind | Victoria 115/33/13.8 kV | m:cosphi:bushv | 0.77254 | ElmTr3
2026 | 2026_DzMX_GzMN_Dp00_Gp00 | A1-Pensilvania 33 kV | All generators | 0.91 | ind | Victoria 115/33/13.8 kV | m:cosphi:bushv | 0.74143 | ElmTr3
2026 | 2026_DzMX_GzMN_Dp00_Gp00 | A1-Pensilvania 33 kV | All generators | 0.92 | ind | Victoria 115/33/13.8 kV | m:cosphi:bushv | 0.7095 | ElmTr3
2026 | 2026_DzMX_GzMN_Dp00_Gp00 | A1-Pensilvania 33 kV | All generators | 0.93 | ind | Victoria 115/33/13.8 kV | m:cosphi:bushv | 0.67686 | ElmTr3
2026 | 2026_DzMX_GzMN_Dp00_Gp00 | A1-Pensilvania 33 kV | All generators | 0.94 | ind | Victoria 115/33/13.8 kV | m:cosphi:bushv | 0.64354 | ElmTr3
2026 | 2026_DzMX_GzMN_Dp00_Gp00 | A1-Pensilvania 33 kV | All generators | 0.95 | ind | Victoria 115/33/13.8 kV | m:cosphi:bushv | 0.60946 | ElmTr3
2026 | 2026_DzMX_GzMN_Dp00_Gp00 | A1-Pensilvania 33 kV | All generators | 0.96 | ind | Victoria 115/33/13.8 kV | m:cosphi:bushv | 0.57438 | ElmTr3
2026 | 2026_DzMX_GzMN_Dp00_Gp00 | A1-Pensilvania 33 kV | All generators | 0.97 | ind | Victoria 115/33/13.8 kV | m:cosphi:bushv | 0.53777 | ElmTr3
2026 | 2026_DzMX_GzMN_Dp00_Gp00 | A1-Pensilvania 33 kV | All generators | 0.98 | ind | Victoria 115/33/13.8 kV | m:cosphi:bushv | 0.49845 | ElmTr3
2026 | 2026_DzMX_GzMN_Dp00_Gp00 | A1-Pensilvania 33 kV | All generators | 0.99 | ind | Victoria 115/33/13.8 kV | m:cosphi:bushv | 0.45317 | ElmTr3
2026 | 2026_DzMX_GzMN_Dp00_Gp00 | A1-Pensilvania 33 kV | All generators | 1 | ind | Victoria 115/33/13.8 kV | m:cosphi:bushv | 0.36599 | ElmTr3
2026 | 2026_DzMX_GzMN_Dp00_Gp00 | A2- Bolivia 33 kV | All generators | 0.9 | cap | Dorada - Magdalena 115 kV | m:P:bus1 in MW | 43.4672 | ElmLne
2026 | 2026_DzMX_GzMN_Dp00_Gp00 | A2- Bolivia 33 kV | All generators | 0.91 | cap | Dorada - Magdalena 115 kV | m:P:bus1 in MW | 43.4945 | ElmLne
2026 | 2026_DzMX_GzMN_Dp00_Gp00 | A2- Bolivia 33 kV | All generators | 0.92 | cap | Dorada - Magdalena 115 kV | m:P:bus1 in MW | 43.5191 | ElmLne
2026 | 2026_DzMX_GzMN_Dp00_Gp00 | A2- Bolivia 33 kV | All generators | 0.93 | cap | Dorada - Magdalena 115 kV | m:P:bus1 in MW | 43.5419 | ElmLne
2026 | 2026_DzMX_GzMN_Dp00_Gp00 | A2- Bolivia 33 kV | All generators | 0.94 | cap | Dorada - Magdalena 115 kV | m:P:bus1 in MW | 43.5635 | ElmLne
2026 | 2026_DzMX_GzMN_Dp00_Gp00 | A2- Bolivia 33 kV | All generators | 0.95 | cap | Dorada - Magdalena 115 kV | m:P:bus1 in MW | 43.5844 | ElmLne
2026 | 2026_DzMX_GzMN_Dp00_Gp00 | A2- Bolivia 33 kV | All generators | 0.96 | cap | Dorada - Magdalena 115 kV | m:P:bus1 in MW | 43.6051 | ElmLne
2026 | 2026_DzMX_GzMN_Dp00_Gp00 | A2- Bolivia 33 kV | All generators | 0.97 | cap | Dorada - Magdalena 115 kV | m:P:bus1 in MW | 43.6261 | ElmLne
2026 | 2026_DzMX_GzMN_Dp00_Gp00 | A2- Bolivia 33 kV | All generators | 0.98 | cap | Dorada - Magdalena 115 kV | m:P:bus1 in MW | 43.6483 | ElmLne
2026 | 2026_DzMX_GzMN_Dp00_Gp00 | A2- Bolivia 33 kV | All generators | 0.99 | cap | Dorada - Magdalena 115 kV | m:P:bus1 in MW | 43.6741 | ElmLne
2026 | 2026_DzMX_GzMN_Dp00_Gp00 | A2- Bolivia 33 kV | All generators | 1 | cap | Dorada - Magdalena 115 kV | m:P:bus1 in MW | 43.7261 | ElmLne
2026 | 2026_DzMX_GzMN_Dp00_Gp00 | A2- Bolivia 33 kV | All generators | 0.9 | cap | Dorada - Magdalena 115 kV | m:P:bus2 in MW | -43.3659 | ElmLne
2026 | 2026_DzMX_GzMN_Dp00_Gp00 | A2- Bolivia 33 kV | All generators | 0.91 | cap | Dorada - Magdalena 115 kV | m:P:bus2 in MW | -43.3931 | ElmLne
2026 | 2026_DzMX_GzMN_Dp00_Gp00 | A2- Bolivia 33 kV | All generators | 0.92 | cap | Dorada - Magdalena 115 kV | m:P:bus2 in MW | -43.4177 | ElmLne
2026 | 2026_DzMX_GzMN_Dp00_Gp00 | A2- Bolivia 33 kV | All generators | 0.93 | cap | Dorada - Magdalena 115 kV | m:P:bus2 in MW | -43.4404 | ElmLne
2026 | 2026_DzMX_GzMN_Dp00_Gp00 | A2- Bolivia 33 kV | All generators | 0.94 | cap | Dorada - Magdalena 115 kV | m:P:bus2 in MW | -43.4619 | ElmLne
2026 | 2026_DzMX_GzMN_Dp00_Gp00 | A2- Bolivia 33 kV | All generators | 0.95 | cap | Dorada - Magdalena 115 kV | m:P:bus2 in MW | -43.4828 | ElmLne
2026 | 2026_DzMX_GzMN_Dp00_Gp00 | A2- Bolivia 33 kV | All generators | 0.96 | cap | Dorada - Magdalena 115 kV | m:P:bus2 in MW | -43.5034 | ElmLne
2026 | 2026_DzMX_GzMN_Dp00_Gp00 | A2- Bolivia 33 kV | All generators | 0.97 | cap | Dorada - Magdalena 115 kV | m:P:bus2 in MW | -43.5243 | ElmLne
2026 | 2026_DzMX_GzMN_Dp00_Gp00 | A2- Bolivia 33 kV | All generators | 0.98 | cap | Dorada - Magdalena 115 kV | m:P:bus2 in MW | -43.5465 | ElmLne
2026 | 2026_DzMX_GzMN_Dp00_Gp00 | A2- Bolivia 33 kV | All generators | 0.99 | cap | Dorada - Magdalena 115 kV | m:P:bus2 in MW | -43.5722 | ElmLne
2026 | 2026_DzMX_GzMN_Dp00_Gp00 | A2- Bolivia 33 kV | All generators | 1 | cap | Dorada - Magdalena 115 kV | m:P:bus2 in MW | -43.6241 | ElmLne
2026 | 2026_DzMX_GzMN_Dp00_Gp00 | A2- Bolivia 33 kV | All generators | 0.9 | cap | Dorada - Magdalena 115 kV | m:Q:bus1 in Mvar | 3.3805 | ElmLne
2026 | 2026_DzMX_GzMN_Dp00_Gp00 | A2- Bolivia 33 kV | All generators | 0.91 | cap | Dorada - Magdalena 115 kV | m:Q:bus1 in Mvar | 3.4389 | ElmLne
2026 | 2026_DzMX_GzMN_Dp00_Gp00 | A2- Bolivia 33 kV | All generators | 0.92 | cap | Dorada - Magdalena 115 kV | m:Q:bus1 in Mvar | 3.4927 | ElmLne
2026 | 2026_DzMX_GzMN_Dp00_Gp00 | A2- Bolivia 33 kV | All generators | 0.93 | cap | Dorada - Magdalena 115 kV | m:Q:bus1 in Mvar | 3.5436 | ElmLne
2026 | 2026_DzMX_GzMN_Dp00_Gp00 | A2- Bolivia 33 kV | All generators | 0.94 | cap | Dorada - Magdalena 115 kV | m:Q:bus1 in Mvar | 3.5928 | ElmLne
2026 | 2026_DzMX_GzMN_Dp00_Gp00 | A2- Bolivia 33 kV | All generators | 0.95 | cap | Dorada - Magdalena 115 kV | m:Q:bus1 in Mvar | 3.6412 | ElmLne
2026 | 2026_DzMX_GzMN_Dp00_Gp00 | A2- Bolivia 33 kV | All generators | 0.96 | cap | Dorada - Magdalena 115 kV | m:Q:bus1 in Mvar | 3.6901 | ElmLne
2026 | 2026_DzMX_GzMN_Dp00_Gp00 | A2- Bolivia 33 kV | All generators | 0.97 | cap | Dorada - Magdalena 115 kV | m:Q:bus1 in Mvar | 3.7409 | ElmLne
2026 | 2026_DzMX_GzMN_Dp00_Gp00 | A2- Bolivia 33 kV | All generators | 0.98 | cap | Dorada - Magdalena 115 kV | m:Q:bus1 in Mvar | 3.796 | ElmLne
2026 | 2026_DzMX_GzMN_Dp00_Gp00 | A2- Bolivia 33 kV | All generators | 0.99 | cap | Dorada - Magdalena 115 kV | m:Q:bus1 in Mvar | 3.8615 | ElmLne
2026 | 2026_DzMX_GzMN_Dp00_Gp00 | A2- Bolivia 33 kV | All generators | 1 | cap | Dorada - Magdalena 115 kV | m:Q:bus1 in Mvar | 3.9999 | ElmLne
2026 | 2026_DzMX_GzMN_Dp00_Gp00 | A2- Bolivia 33 kV | All generators | 0.9 | cap | Dorada - Magdalena 115 kV | m:Q:bus2 in Mvar | -3.2326 | ElmLne
2026 | 2026_DzMX_GzMN_Dp00_Gp00 | A2- Bolivia 33 kV | All generators | 0.91 | cap | Dorada - Magdalena 115 kV | m:Q:bus2 in Mvar | -3.2908 | ElmLne
2026 | 2026_DzMX_GzMN_Dp00_Gp00 | A2- Bolivia 33 kV | All generators | 0.92 | cap | Dorada - Magdalena 115 kV | m:Q:bus2 in Mvar | -3.3445 | ElmLne
2026 | 2026_DzMX_GzMN_Dp00_Gp00 | A2- Bolivia 33 kV | All generators | 0.93 | cap | Dorada - Magdalena 115 kV | m:Q:bus2 in Mvar | -3.3952 | ElmLne
2026 | 2026_DzMX_GzMN_Dp00_Gp00 | A2- Bolivia 33 kV | All generators | 0.94 | cap | Dorada - Magdalena 115 kV | m:Q:bus2 in Mvar | -3.4443 | ElmLne
2026 | 2026_DzMX_GzMN_Dp00_Gp00 | A2- Bolivia 33 kV | All generators | 0.95 | cap | Dorada - Magdalena 115 kV | m:Q:bus2 in Mvar | -3.4926 | ElmLne
2026 | 2026_DzMX_GzMN_Dp00_Gp00 | A2- Bolivia 33 kV | All generators | 0.96 | cap | Dorada - Magdalena 115 kV | m:Q:bus2 in Mvar | -3.5414 | ElmLne
2026 | 2026_DzMX_GzMN_Dp00_Gp00 | A2- Bolivia 33 kV | All generators | 0.97 | cap | Dorada - Magdalena 115 kV | m:Q:bus2 in Mvar | -3.5921 | ElmLne
2026 | 2026_DzMX_GzMN_Dp00_Gp00 | A2- Bolivia 33 kV | All generators | 0.98 | cap | Dorada - Magdalena 115 kV | m:Q:bus2 in Mvar | -3.6471 | ElmLne
2026 | 2026_DzMX_GzMN_Dp00_Gp00 | A2- Bolivia 33 kV | All generators | 0.99 | cap | Dorada - Magdalena 115 kV | m:Q:bus2 in Mvar | -3.7124 | ElmLne
2026 | 2026_DzMX_GzMN_Dp00_Gp00 | A2- Bolivia 33 kV | All generators | 1 | cap | Dorada - Magdalena 115 kV | m:Q:bus2 in Mvar | -3.8506 | ElmLne
2026 | 2026_DzMX_GzMN_Dp00_Gp00 | A2- Bolivia 33 kV | All generators | 0.9 | cap | Dorada - Magdalena 115 kV | m:cosphi:bus1 | 0.99699 | ElmLne
2026 | 2026_DzMX_GzMN_Dp00_Gp00 | A2- Bolivia 33 kV | All generators | 0.91 | cap | Dorada - Magdalena 115 kV | m:cosphi:bus1 | 0.99689 | ElmLne
2026 | 2026_DzMX_GzMN_Dp00_Gp00 | A2- Bolivia 33 kV | All generators | 0.92 | cap | Dorada - Magdalena 115 kV | m:cosphi:bus1 | 0.9968 | ElmLne
2026 | 2026_DzMX_GzMN_Dp00_Gp00 | A2- Bolivia 33 kV | All generators | 0.93 | cap | Dorada - Magdalena 115 kV | m:cosphi:bus1 | 0.9967 | ElmLne
2026 | 2026_DzMX_GzMN_Dp00_Gp00 | A2- Bolivia 33 kV | All generators | 0.94 | cap | Dorada - Magdalena 115 kV | m:cosphi:bus1 | 0.99662 | ElmLne
2026 | 2026_DzMX_GzMN_Dp00_Gp00 | A2- Bolivia 33 kV | All generators | 0.95 | cap | Dorada - Magdalena 115 kV | m:cosphi:bus1 | 0.99653 | ElmLne
2026 | 2026_DzMX_GzMN_Dp00_Gp00 | A2- Bolivia 33 kV | All generators | 0.96 | cap | Dorada - Magdalena 115 kV | m:cosphi:bus1 | 0.99644 | ElmLne
2026 | 2026_DzMX_GzMN_Dp00_Gp00 | A2- Bolivia 33 kV | All generators | 0.97 | cap | Dorada - Magdalena 115 kV | m:cosphi:bus1 | 0.99634 | ElmLne
2026 | 2026_DzMX_GzMN_Dp00_Gp00 | A2- Bolivia 33 kV | All generators | 0.98 | cap | Dorada - Magdalena 115 kV | m:cosphi:bus1 | 0.99624 | ElmLne
2026 | 2026_DzMX_GzMN_Dp00_Gp00 | A2- Bolivia 33 kV | All generators | 0.99 | cap | Dorada - Magdalena 115 kV | m:cosphi:bus1 | 0.99611 | ElmLne
2026 | 2026_DzMX_GzMN_Dp00_Gp00 | A2- Bolivia 33 kV | All generators | 1 | cap | Dorada - Magdalena 115 kV | m:cosphi:bus1 | 0.99584 | ElmLne
2026 | 2026_DzMX_GzMN_Dp00_Gp00 | A2- Bolivia 33 kV | All generators | 0.9 | cap | Dorada - Magdalena 115 kV | m:cosphi:bus2 | -0.99723 | ElmLne
2026 | 2026_DzMX_GzMN_Dp00_Gp00 | A2- Bolivia 33 kV | All generators | 0.91 | cap | Dorada - Magdalena 115 kV | m:cosphi:bus2 | -0.99714 | ElmLne
2026 | 2026_DzMX_GzMN_Dp00_Gp00 | A2- Bolivia 33 kV | All generators | 0.92 | cap | Dorada - Magdalena 115 kV | m:cosphi:bus2 | -0.99705 | ElmLne
2026 | 2026_DzMX_GzMN_Dp00_Gp00 | A2- Bolivia 33 kV | All generators | 0.93 | cap | Dorada - Magdalena 115 kV | m:cosphi:bus2 | -0.99696 | ElmLne
2026 | 2026_DzMX_GzMN_Dp00_Gp00 | A2- Bolivia 33 kV | All generators | 0.94 | cap | Dorada - Magdalena 115 kV | m:cosphi:bus2 | -0.99687 | ElmLne
2026 | 2026_DzMX_GzMN_Dp00_Gp00 | A2- Bolivia 33 kV | All generators | 0.95 | cap | Dorada - Magdalena 115 kV | m:cosphi:bus2 | -0.99679 | ElmLne
2026 | 2026_DzMX_GzMN_Dp00_Gp00 | A2- Bolivia 33 kV | All generators | 0.96 | cap | Dorada - Magdalena 115 kV | m:cosphi:bus2 | -0.9967 | ElmLne
2026 | 2026_DzMX_GzMN_Dp00_Gp00 | A2- Bolivia 33 kV | All generators | 0.97 | cap | Dorada - Magdalena 115 kV | m:cosphi:bus2 | -0.99661 | ElmLne
2026 | 2026_DzMX_GzMN_Dp00_Gp00 | A2- Bolivia 33 kV | All generators | 0.98 | cap | Dorada - Magdalena 115 kV | m:cosphi:bus2 | -0.99651 | ElmLne
2026 | 2026_DzMX_GzMN_Dp00_Gp00 | A2- Bolivia 33 kV | All generators | 0.99 | cap | Dorada - Magdalena 115 kV | m:cosphi:bus2 | -0.99639 | ElmLne
2026 | 2026_DzMX_GzMN_Dp00_Gp00 | A2- Bolivia 33 kV | All generators | 1 | cap | Dorada - Magdalena 115 kV | m:cosphi:bus2 | -0.99613 | ElmLne
2026 | 2026_DzMX_GzMN_Dp00_Gp00 | A2- Bolivia 33 kV | All generators | 0.9 | cap | Mariquita - Victoria 2 115 | m:P:bus1 in MW | 9.0144 | ElmLne
2026 | 2026_DzMX_GzMN_Dp00_Gp00 | A2- Bolivia 33 kV | All generators | 0.91 | cap | Mariquita - Victoria 2 115 | m:P:bus1 in MW | 9.008 | ElmLne
2026 | 2026_DzMX_GzMN_Dp00_Gp00 | A2- Bolivia 33 kV | All generators | 0.92 | cap | Mariquita - Victoria 2 115 | m:P:bus1 in MW | 9.0012 | ElmLne
2026 | 2026_DzMX_GzMN_Dp00_Gp00 | A2- Bolivia 33 kV | All generators | 0.93 | cap | Mariquita - Victoria 2 115 | m:P:bus1 in MW | 8.994 | ElmLne
2026 | 2026_DzMX_GzMN_Dp00_Gp00 | A2- Bolivia 33 kV | All generators | 0.94 | cap | Mariquita - Victoria 2 115 | m:P:bus1 in MW | 8.9863 | ElmLne
2026 | 2026_DzMX_GzMN_Dp00_Gp00 | A2- Bolivia 33 kV | All generators | 0.95 | cap | Mariquita - Victoria 2 115 | m:P:bus1 in MW | 8.9779 | ElmLne
2026 | 2026_DzMX_GzMN_Dp00_Gp00 | A2- Bolivia 33 kV | All generators | 0.96 | cap | Mariquita - Victoria 2 115 | m:P:bus1 in MW | 8.9688 | ElmLne
2026 | 2026_DzMX_GzMN_Dp00_Gp00 | A2- Bolivia 33 kV | All generators | 0.97 | cap | Mariquita - Victoria 2 115 | m:P:bus1 in MW | 8.9586 | ElmLne
2026 | 2026_DzMX_GzMN_Dp00_Gp00 | A2- Bolivia 33 kV | All generators | 0.98 | cap | Mariquita - Victoria 2 115 | m:P:bus1 in MW | 8.9466 | ElmLne
2026 | 2026_DzMX_GzMN_Dp00_Gp00 | A2- Bolivia 33 kV | All generators | 0.99 | cap | Mariquita - Victoria 2 115 | m:P:bus1 in MW | 8.9312 | ElmLne
2026 | 2026_DzMX_GzMN_Dp00_Gp00 | A2- Bolivia 33 kV | All generators | 1 | cap | Mariquita - Victoria 2 115 | m:P:bus1 in MW | 8.8943 | ElmLne
2026 | 2026_DzMX_GzMN_Dp00_Gp00 | A2- Bolivia 33 kV | All generators | 0.9 | cap | Mariquita - Victoria 2 115 | m:P:bus2 in MW | -8.9816 | ElmLne
2026 | 2026_DzMX_GzMN_Dp00_Gp00 | A2- Bolivia 33 kV | All generators | 0.91 | cap | Mariquita - Victoria 2 115 | m:P:bus2 in MW | -8.9756 | ElmLne
2026 | 2026_DzMX_GzMN_Dp00_Gp00 | A2- Bolivia 33 kV | All generators | 0.92 | cap | Mariquita - Victoria 2 115 | m:P:bus2 in MW | -8.9691 | ElmLne
2026 | 2026_DzMX_GzMN_Dp00_Gp00 | A2- Bolivia 33 kV | All generators | 0.93 | cap | Mariquita - Victoria 2 115 | m:P:bus2 in MW | -8.9621 | ElmLne
2026 | 2026_DzMX_GzMN_Dp00_Gp00 | A2- Bolivia 33 kV | All generators | 0.94 | cap | Mariquita - Victoria 2 115 | m:P:bus2 in MW | -8.9546 | ElmLne
2026 | 2026_DzMX_GzMN_Dp00_Gp00 | A2- Bolivia 33 kV | All generators | 0.95 | cap | Mariquita - Victoria 2 115 | m:P:bus2 in MW | -8.9465 | ElmLne
2026 | 2026_DzMX_GzMN_Dp00_Gp00 | A2- Bolivia 33 kV | All generators | 0.96 | cap | Mariquita - Victoria 2 115 | m:P:bus2 in MW | -8.9377 | ElmLne
2026 | 2026_DzMX_GzMN_Dp00_Gp00 | A2- Bolivia 33 kV | All generators | 0.97 | cap | Mariquita - Victoria 2 115 | m:P:bus2 in MW | -8.9277 | ElmLne
2026 | 2026_DzMX_GzMN_Dp00_Gp00 | A2- Bolivia 33 kV | All generators | 0.98 | cap | Mariquita - Victoria 2 115 | m:P:bus2 in MW | -8.916 | ElmLne
2026 | 2026_DzMX_GzMN_Dp00_Gp00 | A2- Bolivia 33 kV | All generators | 0.99 | cap | Mariquita - Victoria 2 115 | m:P:bus2 in MW | -8.9009 | ElmLne
2026 | 2026_DzMX_GzMN_Dp00_Gp00 | A2- Bolivia 33 kV | All generators | 1 | cap | Mariquita - Victoria 2 115 | m:P:bus2 in MW | -8.8648 | ElmLne
2026 | 2026_DzMX_GzMN_Dp00_Gp00 | A2- Bolivia 33 kV | All generators | 0.9 | cap | Mariquita - Victoria 2 115 | m:Q:bus1 in Mvar | -8.6488 | ElmLne
2026 | 2026_DzMX_GzMN_Dp00_Gp00 | A2- Bolivia 33 kV | All generators | 0.91 | cap | Mariquita - Victoria 2 115 | m:Q:bus1 in Mvar | -8.5849 | ElmLne
2026 | 2026_DzMX_GzMN_Dp00_Gp00 | A2- Bolivia 33 kV | All generators | 0.92 | cap | Mariquita - Victoria 2 115 | m:Q:bus1 in Mvar | -8.5261 | ElmLne
2026 | 2026_DzMX_GzMN_Dp00_Gp00 | A2- Bolivia 33 kV | All generators | 0.93 | cap | Mariquita - Victoria 2 115 | m:Q:bus1 in Mvar | -8.4705 | ElmLne
2026 | 2026_DzMX_GzMN_Dp00_Gp00 | A2- Bolivia 33 kV | All generators | 0.94 | cap | Mariquita - Victoria 2 115 | m:Q:bus1 in Mvar | -8.417 | ElmLne
2026 | 2026_DzMX_GzMN_Dp00_Gp00 | A2- Bolivia 33 kV | All generators | 0.95 | cap | Mariquita - Victoria 2 115 | m:Q:bus1 in Mvar | -8.3642 | ElmLne
2026 | 2026_DzMX_GzMN_Dp00_Gp00 | A2- Bolivia 33 kV | All generators | 0.96 | cap | Mariquita - Victoria 2 115 | m:Q:bus1 in Mvar | -8.3111 | ElmLne
2026 | 2026_DzMX_GzMN_Dp00_Gp00 | A2- Bolivia 33 kV | All generators | 0.97 | cap | Mariquita - Victoria 2 115 | m:Q:bus1 in Mvar | -8.256 | ElmLne
2026 | 2026_DzMX_GzMN_Dp00_Gp00 | A2- Bolivia 33 kV | All generators | 0.98 | cap | Mariquita - Victoria 2 115 | m:Q:bus1 in Mvar | -8.1963 | ElmLne
2026 | 2026_DzMX_GzMN_Dp00_Gp00 | A2- Bolivia 33 kV | All generators | 0.99 | cap | Mariquita - Victoria 2 115 | m:Q:bus1 in Mvar | -8.1255 | ElmLne
2026 | 2026_DzMX_GzMN_Dp00_Gp00 | A2- Bolivia 33 kV | All generators | 1 | cap | Mariquita - Victoria 2 115 | m:Q:bus1 in Mvar | -7.9762 | ElmLne
2026 | 2026_DzMX_GzMN_Dp00_Gp00 | A2- Bolivia 33 kV | All generators | 0.9 | cap | Mariquita - Victoria 2 115 | m:Q:bus2 in Mvar | 8.0893 | ElmLne
2026 | 2026_DzMX_GzMN_Dp00_Gp00 | A2- Bolivia 33 kV | All generators | 0.91 | cap | Mariquita - Victoria 2 115 | m:Q:bus2 in Mvar | 8.024 | ElmLne
2026 | 2026_DzMX_GzMN_Dp00_Gp00 | A2- Bolivia 33 kV | All generators | 0.92 | cap | Mariquita - Victoria 2 115 | m:Q:bus2 in Mvar | 7.9639 | ElmLne
2026 | 2026_DzMX_GzMN_Dp00_Gp00 | A2- Bolivia 33 kV | All generators | 0.93 | cap | Mariquita - Victoria 2 115 | m:Q:bus2 in Mvar | 7.9072 | ElmLne
2026 | 2026_DzMX_GzMN_Dp00_Gp00 | A2- Bolivia 33 kV | All generators | 0.94 | cap | Mariquita - Victoria 2 115 | m:Q:bus2 in Mvar | 7.8524 | ElmLne
2026 | 2026_DzMX_GzMN_Dp00_Gp00 | A2- Bolivia 33 kV | All generators | 0.95 | cap | Mariquita - Victoria 2 115 | m:Q:bus2 in Mvar | 7.7986 | ElmLne
2026 | 2026_DzMX_GzMN_Dp00_Gp00 | A2- Bolivia 33 kV | All generators | 0.96 | cap | Mariquita - Victoria 2 115 | m:Q:bus2 in Mvar | 7.7443 | ElmLne
2026 | 2026_DzMX_GzMN_Dp00_Gp00 | A2- Bolivia 33 kV | All generators | 0.97 | cap | Mariquita - Victoria 2 115 | m:Q:bus2 in Mvar | 7.688 | ElmLne
2026 | 2026_DzMX_GzMN_Dp00_Gp00 | A2- Bolivia 33 kV | All generators | 0.98 | cap | Mariquita - Victoria 2 115 | m:Q:bus2 in Mvar | 7.627 | ElmLne
2026 | 2026_DzMX_GzMN_Dp00_Gp00 | A2- Bolivia 33 kV | All generators | 0.99 | cap | Mariquita - Victoria 2 115 | m:Q:bus2 in Mvar | 7.5546 | ElmLne
2026 | 2026_DzMX_GzMN_Dp00_Gp00 | A2- Bolivia 33 kV | All generators | 1 | cap | Mariquita - Victoria 2 115 | m:Q:bus2 in Mvar | 7.402 | ElmLne
2026 | 2026_DzMX_GzMN_Dp00_Gp00 | A2- Bolivia 33 kV | All generators | 0.9 | cap | Mariquita - Victoria 2 115 | m:cosphi:bus1 | 0.72159 | ElmLne
2026 | 2026_DzMX_GzMN_Dp00_Gp00 | A2- Bolivia 33 kV | All generators | 0.91 | cap | Mariquita - Victoria 2 115 | m:cosphi:bus1 | 0.7239 | ElmLne
2026 | 2026_DzMX_GzMN_Dp00_Gp00 | A2- Bolivia 33 kV | All generators | 0.92 | cap | Mariquita - Victoria 2 115 | m:cosphi:bus1 | 0.72601 | ElmLne
2026 | 2026_DzMX_GzMN_Dp00_Gp00 | A2- Bolivia 33 kV | All generators | 0.93 | cap | Mariquita - Victoria 2 115 | m:cosphi:bus1 | 0.72797 | ElmLne
2026 | 2026_DzMX_GzMN_Dp00_Gp00 | A2- Bolivia 33 kV | All generators | 0.94 | cap | Mariquita - Victoria 2 115 | m:cosphi:bus1 | 0.72985 | ElmLne
2026 | 2026_DzMX_GzMN_Dp00_Gp00 | A2- Bolivia 33 kV | All generators | 0.95 | cap | Mariquita - Victoria 2 115 | m:cosphi:bus1 | 0.73167 | ElmLne
2026 | 2026_DzMX_GzMN_Dp00_Gp00 | A2- Bolivia 33 kV | All generators | 0.96 | cap | Mariquita - Victoria 2 115 | m:cosphi:bus1 | 0.73349 | ElmLne
2026 | 2026_DzMX_GzMN_Dp00_Gp00 | A2- Bolivia 33 kV | All generators | 0.97 | cap | Mariquita - Victoria 2 115 | m:cosphi:bus1 | 0.73535 | ElmLne
2026 | 2026_DzMX_GzMN_Dp00_Gp00 | A2- Bolivia 33 kV | All generators | 0.98 | cap | Mariquita - Victoria 2 115 | m:cosphi:bus1 | 0.73735 | ElmLne
2026 | 2026_DzMX_GzMN_Dp00_Gp00 | A2- Bolivia 33 kV | All generators | 0.99 | cap | Mariquita - Victoria 2 115 | m:cosphi:bus1 | 0.73968 | ElmLne
2026 | 2026_DzMX_GzMN_Dp00_Gp00 | A2- Bolivia 33 kV | All generators | 1 | cap | Mariquita - Victoria 2 115 | m:cosphi:bus1 | 0.74449 | ElmLne
2026 | 2026_DzMX_GzMN_Dp00_Gp00 | A2- Bolivia 33 kV | All generators | 0.9 | cap | Mariquita - Victoria 2 115 | m:cosphi:bus2 | -0.74306 | ElmLne
2026 | 2026_DzMX_GzMN_Dp00_Gp00 | A2- Bolivia 33 kV | All generators | 0.91 | cap | Mariquita - Victoria 2 115 | m:cosphi:bus2 | -0.74552 | ElmLne
2026 | 2026_DzMX_GzMN_Dp00_Gp00 | A2- Bolivia 33 kV | All generators | 0.92 | cap | Mariquita - Victoria 2 115 | m:cosphi:bus2 | -0.74777 | ElmLne
2026 | 2026_DzMX_GzMN_Dp00_Gp00 | A2- Bolivia 33 kV | All generators | 0.93 | cap | Mariquita - Victoria 2 115 | m:cosphi:bus2 | -0.74986 | ElmLne
2026 | 2026_DzMX_GzMN_Dp00_Gp00 | A2- Bolivia 33 kV | All generators | 0.94 | cap | Mariquita - Victoria 2 115 | m:cosphi:bus2 | -0.75186 | ElmLne
2026 | 2026_DzMX_GzMN_Dp00_Gp00 | A2- Bolivia 33 kV | All generators | 0.95 | cap | Mariquita - Victoria 2 115 | m:cosphi:bus2 | -0.75381 | ElmLne
2026 | 2026_DzMX_GzMN_Dp00_Gp00 | A2- Bolivia 33 kV | All generators | 0.96 | cap | Mariquita - Victoria 2 115 | m:cosphi:bus2 | -0.75576 | ElmLne
2026 | 2026_DzMX_GzMN_Dp00_Gp00 | A2- Bolivia 33 kV | All generators | 0.97 | cap | Mariquita - Victoria 2 115 | m:cosphi:bus2 | -0.75776 | ElmLne
2026 | 2026_DzMX_GzMN_Dp00_Gp00 | A2- Bolivia 33 kV | All generators | 0.98 | cap | Mariquita - Victoria 2 115 | m:cosphi:bus2 | -0.7599 | ElmLne
2026 | 2026_DzMX_GzMN_Dp00_Gp00 | A2- Bolivia 33 kV | All generators | 0.99 | cap | Mariquita - Victoria 2 115 | m:cosphi:bus2 | -0.76241 | ElmLne
2026 | 2026_DzMX_GzMN_Dp00_Gp00 | A2- Bolivia 33 kV | All generators | 1 | cap | Mariquita - Victoria 2 115 | m:cosphi:bus2 | -0.7676 | ElmLne
2026 | 2026_DzMX_GzMN_Dp00_Gp00 | A2- Bolivia 33 kV | All generators | 0.9 | cap | Dorada 115/33/13.8 kV | m:P:bushv in MW | 13.8717 | ElmTr3
2026 | 2026_DzMX_GzMN_Dp00_Gp00 | A2- Bolivia 33 kV | All generators | 0.91 | cap | Dorada 115/33/13.8 kV | m:P:bushv in MW | 13.8557 | ElmTr3
2026 | 2026_DzMX_GzMN_Dp00_Gp00 | A2- Bolivia 33 kV | All generators | 0.92 | cap | Dorada 115/33/13.8 kV | m:P:bushv in MW | 13.8413 | ElmTr3
2026 | 2026_DzMX_GzMN_Dp00_Gp00 | A2- Bolivia 33 kV | All generators | 0.93 | cap | Dorada 115/33/13.8 kV | m:P:bushv in MW | 13.8278 | ElmTr3
2026 | 2026_DzMX_GzMN_Dp00_Gp00 | A2- Bolivia 33 kV | All generators | 0.94 | cap | Dorada 115/33/13.8 kV | m:P:bushv in MW | 13.815 | ElmTr3
2026 | 2026_DzMX_GzMN_Dp00_Gp00 | A2- Bolivia 33 kV | All generators | 0.95 | cap | Dorada 115/33/13.8 kV | m:P:bushv in MW | 13.8026 | ElmTr3
2026 | 2026_DzMX_GzMN_Dp00_Gp00 | A2- Bolivia 33 kV | All generators | 0.96 | cap | Dorada 115/33/13.8 kV | m:P:bushv in MW | 13.7902 | ElmTr3
2026 | 2026_DzMX_GzMN_Dp00_Gp00 | A2- Bolivia 33 kV | All generators | 0.97 | cap | Dorada 115/33/13.8 kV | m:P:bushv in MW | 13.7776 | ElmTr3
2026 | 2026_DzMX_GzMN_Dp00_Gp00 | A2- Bolivia 33 kV | All generators | 0.98 | cap | Dorada 115/33/13.8 kV | m:P:bushv in MW | 13.7641 | ElmTr3
2026 | 2026_DzMX_GzMN_Dp00_Gp00 | A2- Bolivia 33 kV | All generators | 0.99 | cap | Dorada 115/33/13.8 kV | m:P:bushv in MW | 13.7484 | ElmTr3
2026 | 2026_DzMX_GzMN_Dp00_Gp00 | A2- Bolivia 33 kV | All generators | 1 | cap | Dorada 115/33/13.8 kV | m:P:bushv in MW | 13.7163 | ElmTr3
2026 | 2026_DzMX_GzMN_Dp00_Gp00 | A2- Bolivia 33 kV | All generators | 0.9 | cap | Dorada 115/33/13.8 kV | m:Q:bushv in Mvar | 7.7288 | ElmTr3
2026 | 2026_DzMX_GzMN_Dp00_Gp00 | A2- Bolivia 33 kV | All generators | 0.91 | cap | Dorada 115/33/13.8 kV | m:Q:bushv in Mvar | 7.7063 | ElmTr3
2026 | 2026_DzMX_GzMN_Dp00_Gp00 | A2- Bolivia 33 kV | All generators | 0.92 | cap | Dorada 115/33/13.8 kV | m:Q:bushv in Mvar | 7.6855 | ElmTr3
2026 | 2026_DzMX_GzMN_Dp00_Gp00 | A2- Bolivia 33 kV | All generators | 0.93 | cap | Dorada 115/33/13.8 kV | m:Q:bushv in Mvar | 7.6656 | ElmTr3
2026 | 2026_DzMX_GzMN_Dp00_Gp00 | A2- Bolivia 33 kV | All generators | 0.94 | cap | Dorada 115/33/13.8 kV | m:Q:bushv in Mvar | 7.6464 | ElmTr3
2026 | 2026_DzMX_GzMN_Dp00_Gp00 | A2- Bolivia 33 kV | All generators | 0.95 | cap | Dorada 115/33/13.8 kV | m:Q:bushv in Mvar | 7.6273 | ElmTr3
2026 | 2026_DzMX_GzMN_Dp00_Gp00 | A2- Bolivia 33 kV | All generators | 0.96 | cap | Dorada 115/33/13.8 kV | m:Q:bushv in Mvar | 7.6079 | ElmTr3
2026 | 2026_DzMX_GzMN_Dp00_Gp00 | A2- Bolivia 33 kV | All generators | 0.97 | cap | Dorada 115/33/13.8 kV | m:Q:bushv in Mvar | 7.5877 | ElmTr3
2026 | 2026_DzMX_GzMN_Dp00_Gp00 | A2- Bolivia 33 kV | All generators | 0.98 | cap | Dorada 115/33/13.8 kV | m:Q:bushv in Mvar | 7.5656 | ElmTr3
2026 | 2026_DzMX_GzMN_Dp00_Gp00 | A2- Bolivia 33 kV | All generators | 0.99 | cap | Dorada 115/33/13.8 kV | m:Q:bushv in Mvar | 7.5392 | ElmTr3
2026 | 2026_DzMX_GzMN_Dp00_Gp00 | A2- Bolivia 33 kV | All generators | 1 | cap | Dorada 115/33/13.8 kV | m:Q:bushv in Mvar | 7.4827 | ElmTr3
2026 | 2026_DzMX_GzMN_Dp00_Gp00 | A2- Bolivia 33 kV | All generators | 0.9 | cap | Dorada 115/33/13.8 kV | m:cosphi:bushv | 0.87356 | ElmTr3
2026 | 2026_DzMX_GzMN_Dp00_Gp00 | A2- Bolivia 33 kV | All generators | 0.91 | cap | Dorada 115/33/13.8 kV | m:cosphi:bushv | 0.87392 | ElmTr3
2026 | 2026_DzMX_GzMN_Dp00_Gp00 | A2- Bolivia 33 kV | All generators | 0.92 | cap | Dorada 115/33/13.8 kV | m:cosphi:bushv | 0.87427 | ElmTr3
2026 | 2026_DzMX_GzMN_Dp00_Gp00 | A2- Bolivia 33 kV | All generators | 0.93 | cap | Dorada 115/33/13.8 kV | m:cosphi:bushv | 0.8746 | ElmTr3
2026 | 2026_DzMX_GzMN_Dp00_Gp00 | A2- Bolivia 33 kV | All generators | 0.94 | cap | Dorada 115/33/13.8 kV | m:cosphi:bushv | 0.87493 | ElmTr3
2026 | 2026_DzMX_GzMN_Dp00_Gp00 | A2- Bolivia 33 kV | All generators | 0.95 | cap | Dorada 115/33/13.8 kV | m:cosphi:bushv | 0.87525 | ElmTr3
2026 | 2026_DzMX_GzMN_Dp00_Gp00 | A2- Bolivia 33 kV | All generators | 0.96 | cap | Dorada 115/33/13.8 kV | m:cosphi:bushv | 0.87559 | ElmTr3
2026 | 2026_DzMX_GzMN_Dp00_Gp00 | A2- Bolivia 33 kV | All generators | 0.97 | cap | Dorada 115/33/13.8 kV | m:cosphi:bushv | 0.87595 | ElmTr3
2026 | 2026_DzMX_GzMN_Dp00_Gp00 | A2- Bolivia 33 kV | All generators | 0.98 | cap | Dorada 115/33/13.8 kV | m:cosphi:bushv | 0.87634 | ElmTr3
2026 | 2026_DzMX_GzMN_Dp00_Gp00 | A2- Bolivia 33 kV | All generators | 0.99 | cap | Dorada 115/33/13.8 kV | m:cosphi:bushv | 0.87682 | ElmTr3
2026 | 2026_DzMX_GzMN_Dp00_Gp00 | A2- Bolivia 33 kV | All generators | 1 | cap | Dorada 115/33/13.8 kV | m:cosphi:bushv | 0.87787 | ElmTr3
2026 | 2026_DzMX_GzMN_Dp00_Gp00 | A2- Bolivia 33 kV | All generators | 0.9 | cap | Manzanares 115/33/13.8 kV | m:P:bushv in MW | -7.2195 | ElmTr3
2026 | 2026_DzMX_GzMN_Dp00_Gp00 | A2- Bolivia 33 kV | All generators | 0.91 | cap | Manzanares 115/33/13.8 kV | m:P:bushv in MW | -7.3509 | ElmTr3
2026 | 2026_DzMX_GzMN_Dp00_Gp00 | A2- Bolivia 33 kV | All generators | 0.92 | cap | Manzanares 115/33/13.8 kV | m:P:bushv in MW | -7.4608 | ElmTr3
2026 | 2026_DzMX_GzMN_Dp00_Gp00 | A2- Bolivia 33 kV | All generators | 0.93 | cap | Manzanares 115/33/13.8 kV | m:P:bushv in MW | -7.5549 | ElmTr3
2026 | 2026_DzMX_GzMN_Dp00_Gp00 | A2- Bolivia 33 kV | All generators | 0.94 | cap | Manzanares 115/33/13.8 kV | m:P:bushv in MW | -7.6366 | ElmTr3
2026 | 2026_DzMX_GzMN_Dp00_Gp00 | A2- Bolivia 33 kV | All generators | 0.95 | cap | Manzanares 115/33/13.8 kV | m:P:bushv in MW | -7.7085 | ElmTr3
2026 | 2026_DzMX_GzMN_Dp00_Gp00 | A2- Bolivia 33 kV | All generators | 0.96 | cap | Manzanares 115/33/13.8 kV | m:P:bushv in MW | -7.7723 | ElmTr3
2026 | 2026_DzMX_GzMN_Dp00_Gp00 | A2- Bolivia 33 kV | All generators | 0.97 | cap | Manzanares 115/33/13.8 kV | m:P:bushv in MW | -7.8293 | ElmTr3
2026 | 2026_DzMX_GzMN_Dp00_Gp00 | A2- Bolivia 33 kV | All generators | 0.98 | cap | Manzanares 115/33/13.8 kV | m:P:bushv in MW | -7.8804 | ElmTr3
2026 | 2026_DzMX_GzMN_Dp00_Gp00 | A2- Bolivia 33 kV | All generators | 0.99 | cap | Manzanares 115/33/13.8 kV | m:P:bushv in MW | -7.9267 | ElmTr3
2026 | 2026_DzMX_GzMN_Dp00_Gp00 | A2- Bolivia 33 kV | All generators | 1 | cap | Manzanares 115/33/13.8 kV | m:P:bushv in MW | -7.9729 | ElmTr3
2026 | 2026_DzMX_GzMN_Dp00_Gp00 | A2- Bolivia 33 kV | All generators | 0.9 | cap | Manzanares 115/33/13.8 kV | m:Q:bushv in Mvar | 14.0971 | ElmTr3
2026 | 2026_DzMX_GzMN_Dp00_Gp00 | A2- Bolivia 33 kV | All generators | 0.91 | cap | Manzanares 115/33/13.8 kV | m:Q:bushv in Mvar | 13.178 | ElmTr3
2026 | 2026_DzMX_GzMN_Dp00_Gp00 | A2- Bolivia 33 kV | All generators | 0.92 | cap | Manzanares 115/33/13.8 kV | m:Q:bushv in Mvar | 12.3291 | ElmTr3
2026 | 2026_DzMX_GzMN_Dp00_Gp00 | A2- Bolivia 33 kV | All generators | 0.93 | cap | Manzanares 115/33/13.8 kV | m:Q:bushv in Mvar | 11.5249 | ElmTr3
2026 | 2026_DzMX_GzMN_Dp00_Gp00 | A2- Bolivia 33 kV | All generators | 0.94 | cap | Manzanares 115/33/13.8 kV | m:Q:bushv in Mvar | 10.7466 | ElmTr3
2026 | 2026_DzMX_GzMN_Dp00_Gp00 | A2- Bolivia 33 kV | All generators | 0.95 | cap | Manzanares 115/33/13.8 kV | m:Q:bushv in Mvar | 9.9779 | ElmTr3
2026 | 2026_DzMX_GzMN_Dp00_Gp00 | A2- Bolivia 33 kV | All generators | 0.96 | cap | Manzanares 115/33/13.8 kV | m:Q:bushv in Mvar | 9.2011 | ElmTr3
2026 | 2026_DzMX_GzMN_Dp00_Gp00 | A2- Bolivia 33 kV | All generators | 0.97 | cap | Manzanares 115/33/13.8 kV | m:Q:bushv in Mvar | 8.3931 | ElmTr3
2026 | 2026_DzMX_GzMN_Dp00_Gp00 | A2- Bolivia 33 kV | All generators | 0.98 | cap | Manzanares 115/33/13.8 kV | m:Q:bushv in Mvar | 7.514 | ElmTr3
2026 | 2026_DzMX_GzMN_Dp00_Gp00 | A2- Bolivia 33 kV | All generators | 0.99 | cap | Manzanares 115/33/13.8 kV | m:Q:bushv in Mvar | 6.4674 | ElmTr3
2026 | 2026_DzMX_GzMN_Dp00_Gp00 | A2- Bolivia 33 kV | All generators | 1 | cap | Manzanares 115/33/13.8 kV | m:Q:bushv in Mvar | 4.2471 | ElmTr3
2026 | 2026_DzMX_GzMN_Dp00_Gp00 | A2- Bolivia 33 kV | All generators | 0.9 | cap | Manzanares 115/33/13.8 kV | m:cosphi:bushv | -0.45583 | ElmTr3
2026 | 2026_DzMX_GzMN_Dp00_Gp00 | A2- Bolivia 33 kV | All generators | 0.91 | cap | Manzanares 115/33/13.8 kV | m:cosphi:bushv | -0.48715 | ElmTr3
2026 | 2026_DzMX_GzMN_Dp00_Gp00 | A2- Bolivia 33 kV | All generators | 0.92 | cap | Manzanares 115/33/13.8 kV | m:cosphi:bushv | -0.51772 | ElmTr3
2026 | 2026_DzMX_GzMN_Dp00_Gp00 | A2- Bolivia 33 kV | All generators | 0.93 | cap | Manzanares 115/33/13.8 kV | m:cosphi:bushv | -0.54823 | ElmTr3
2026 | 2026_DzMX_GzMN_Dp00_Gp00 | A2- Bolivia 33 kV | All generators | 0.94 | cap | Manzanares 115/33/13.8 kV | m:cosphi:bushv | -0.57925 | ElmTr3
2026 | 2026_DzMX_GzMN_Dp00_Gp00 | A2- Bolivia 33 kV | All generators | 0.95 | cap | Manzanares 115/33/13.8 kV | m:cosphi:bushv | -0.61137 | ElmTr3
2026 | 2026_DzMX_GzMN_Dp00_Gp00 | A2- Bolivia 33 kV | All generators | 0.96 | cap | Manzanares 115/33/13.8 kV | m:cosphi:bushv | -0.6453 | ElmTr3
2026 | 2026_DzMX_GzMN_Dp00_Gp00 | A2- Bolivia 33 kV | All generators | 0.97 | cap | Manzanares 115/33/13.8 kV | m:cosphi:bushv | -0.68212 | ElmTr3
2026 | 2026_DzMX_GzMN_Dp00_Gp00 | A2- Bolivia 33 kV | All generators | 0.98 | cap | Manzanares 115/33/13.8 kV | m:cosphi:bushv | -0.72373 | ElmTr3
2026 | 2026_DzMX_GzMN_Dp00_Gp00 | A2- Bolivia 33 kV | All generators | 0.99 | cap | Manzanares 115/33/13.8 kV | m:cosphi:bushv | -0.77482 | ElmTr3
2026 | 2026_DzMX_GzMN_Dp00_Gp00 | A2- Bolivia 33 kV | All generators | 1 | cap | Manzanares 115/33/13.8 kV | m:cosphi:bushv | -0.88259 | ElmTr3
2026 | 2026_DzMX_GzMN_Dp00_Gp00 | A2- Bolivia 33 kV | All generators | 0.9 | cap | Purnio 230/115 | m:P:bushv in MW | 50.4438 | ElmTr3
2026 | 2026_DzMX_GzMN_Dp00_Gp00 | A2- Bolivia 33 kV | All generators | 0.91 | cap | Purnio 230/115 | m:P:bushv in MW | 50.4129 | ElmTr3
2026 | 2026_DzMX_GzMN_Dp00_Gp00 | A2- Bolivia 33 kV | All generators | 0.92 | cap | Purnio 230/115 | m:P:bushv in MW | 50.387 | ElmTr3
2026 | 2026_DzMX_GzMN_Dp00_Gp00 | A2- Bolivia 33 kV | All generators | 0.93 | cap | Purnio 230/115 | m:P:bushv in MW | 50.3648 | ElmTr3
2026 | 2026_DzMX_GzMN_Dp00_Gp00 | A2- Bolivia 33 kV | All generators | 0.94 | cap | Purnio 230/115 | m:P:bushv in MW | 50.3456 | ElmTr3
2026 | 2026_DzMX_GzMN_Dp00_Gp00 | A2- Bolivia 33 kV | All generators | 0.95 | cap | Purnio 230/115 | m:P:bushv in MW | 50.3286 | ElmTr3
2026 | 2026_DzMX_GzMN_Dp00_Gp00 | A2- Bolivia 33 kV | All generators | 0.96 | cap | Purnio 230/115 | m:P:bushv in MW | 50.3135 | ElmTr3
2026 | 2026_DzMX_GzMN_Dp00_Gp00 | A2- Bolivia 33 kV | All generators | 0.97 | cap | Purnio 230/115 | m:P:bushv in MW | 50.3 | ElmTr3
2026 | 2026_DzMX_GzMN_Dp00_Gp00 | A2- Bolivia 33 kV | All generators | 0.98 | cap | Purnio 230/115 | m:P:bushv in MW | 50.2878 | ElmTr3
2026 | 2026_DzMX_GzMN_Dp00_Gp00 | A2- Bolivia 33 kV | All generators | 0.99 | cap | Purnio 230/115 | m:P:bushv in MW | 50.2767 | ElmTr3
2026 | 2026_DzMX_GzMN_Dp00_Gp00 | A2- Bolivia 33 kV | All generators | 1 | cap | Purnio 230/115 | m:P:bushv in MW | 50.2652 | ElmTr3
2026 | 2026_DzMX_GzMN_Dp00_Gp00 | A2- Bolivia 33 kV | All generators | 0.9 | cap | Purnio 230/115 | m:Q:bushv in Mvar | 6.6523 | ElmTr3
2026 | 2026_DzMX_GzMN_Dp00_Gp00 | A2- Bolivia 33 kV | All generators | 0.91 | cap | Purnio 230/115 | m:Q:bushv in Mvar | 6.4399 | ElmTr3
2026 | 2026_DzMX_GzMN_Dp00_Gp00 | A2- Bolivia 33 kV | All generators | 0.92 | cap | Purnio 230/115 | m:Q:bushv in Mvar | 6.2443 | ElmTr3
2026 | 2026_DzMX_GzMN_Dp00_Gp00 | A2- Bolivia 33 kV | All generators | 0.93 | cap | Purnio 230/115 | m:Q:bushv in Mvar | 6.0594 | ElmTr3
2026 | 2026_DzMX_GzMN_Dp00_Gp00 | A2- Bolivia 33 kV | All generators | 0.94 | cap | Purnio 230/115 | m:Q:bushv in Mvar | 5.881 | ElmTr3
2026 | 2026_DzMX_GzMN_Dp00_Gp00 | A2- Bolivia 33 kV | All generators | 0.95 | cap | Purnio 230/115 | m:Q:bushv in Mvar | 5.7052 | ElmTr3
2026 | 2026_DzMX_GzMN_Dp00_Gp00 | A2- Bolivia 33 kV | All generators | 0.96 | cap | Purnio 230/115 | m:Q:bushv in Mvar | 5.528 | ElmTr3
2026 | 2026_DzMX_GzMN_Dp00_Gp00 | A2- Bolivia 33 kV | All generators | 0.97 | cap | Purnio 230/115 | m:Q:bushv in Mvar | 5.3442 | ElmTr3
2026 | 2026_DzMX_GzMN_Dp00_Gp00 | A2- Bolivia 33 kV | All generators | 0.98 | cap | Purnio 230/115 | m:Q:bushv in Mvar | 5.1447 | ElmTr3
2026 | 2026_DzMX_GzMN_Dp00_Gp00 | A2- Bolivia 33 kV | All generators | 0.99 | cap | Purnio 230/115 | m:Q:bushv in Mvar | 4.9079 | ElmTr3
2026 | 2026_DzMX_GzMN_Dp00_Gp00 | A2- Bolivia 33 kV | All generators | 1 | cap | Purnio 230/115 | m:Q:bushv in Mvar | 4.4081 | ElmTr3
2026 | 2026_DzMX_GzMN_Dp00_Gp00 | A2- Bolivia 33 kV | All generators | 0.9 | cap | Purnio 230/115 | m:cosphi:bushv | 0.99142 | ElmTr3
2026 | 2026_DzMX_GzMN_Dp00_Gp00 | A2- Bolivia 33 kV | All generators | 0.91 | cap | Purnio 230/115 | m:cosphi:bushv | 0.99194 | ElmTr3
2026 | 2026_DzMX_GzMN_Dp00_Gp00 | A2- Bolivia 33 kV | All generators | 0.92 | cap | Purnio 230/115 | m:cosphi:bushv | 0.99241 | ElmTr3
2026 | 2026_DzMX_GzMN_Dp00_Gp00 | A2- Bolivia 33 kV | All generators | 0.93 | cap | Purnio 230/115 | m:cosphi:bushv | 0.99284 | ElmTr3
2026 | 2026_DzMX_GzMN_Dp00_Gp00 | A2- Bolivia 33 kV | All generators | 0.94 | cap | Purnio 230/115 | m:cosphi:bushv | 0.99325 | ElmTr3
2026 | 2026_DzMX_GzMN_Dp00_Gp00 | A2- Bolivia 33 kV | All generators | 0.95 | cap | Purnio 230/115 | m:cosphi:bushv | 0.99364 | ElmTr3
2026 | 2026_DzMX_GzMN_Dp00_Gp00 | A2- Bolivia 33 kV | All generators | 0.96 | cap | Purnio 230/115 | m:cosphi:bushv | 0.99402 | ElmTr3
2026 | 2026_DzMX_GzMN_Dp00_Gp00 | A2- Bolivia 33 kV | All generators | 0.97 | cap | Purnio 230/115 | m:cosphi:bushv | 0.9944 | ElmTr3
2026 | 2026_DzMX_GzMN_Dp00_Gp00 | A2- Bolivia 33 kV | All generators | 0.98 | cap | Purnio 230/115 | m:cosphi:bushv | 0.99481 | ElmTr3
2026 | 2026_DzMX_GzMN_Dp00_Gp00 | A2- Bolivia 33 kV | All generators | 0.99 | cap | Purnio 230/115 | m:cosphi:bushv | 0.99527 | ElmTr3
2026 | 2026_DzMX_GzMN_Dp00_Gp00 | A2- Bolivia 33 kV | All generators | 1 | cap | Purnio 230/115 | m:cosphi:bushv | 0.99618 | ElmTr3
2026 | 2026_DzMX_GzMN_Dp00_Gp00 | A2- Bolivia 33 kV | All generators | 0.9 | cap | Victoria 115/33/13.8 kV | m:P:bushv in MW | 4.2966 | ElmTr3
2026 | 2026_DzMX_GzMN_Dp00_Gp00 | A2- Bolivia 33 kV | All generators | 0.91 | cap | Victoria 115/33/13.8 kV | m:P:bushv in MW | 4.2331 | ElmTr3
2026 | 2026_DzMX_GzMN_Dp00_Gp00 | A2- Bolivia 33 kV | All generators | 0.92 | cap | Victoria 115/33/13.8 kV | m:P:bushv in MW | 4.1769 | ElmTr3
2026 | 2026_DzMX_GzMN_Dp00_Gp00 | A2- Bolivia 33 kV | All generators | 0.93 | cap | Victoria 115/33/13.8 kV | m:P:bushv in MW | 4.1259 | ElmTr3
2026 | 2026_DzMX_GzMN_Dp00_Gp00 | A2- Bolivia 33 kV | All generators | 0.94 | cap | Victoria 115/33/13.8 kV | m:P:bushv in MW | 4.0785 | ElmTr3
2026 | 2026_DzMX_GzMN_Dp00_Gp00 | A2- Bolivia 33 kV | All generators | 0.95 | cap | Victoria 115/33/13.8 kV | m:P:bushv in MW | 4.0336 | ElmTr3
2026 | 2026_DzMX_GzMN_Dp00_Gp00 | A2- Bolivia 33 kV | All generators | 0.96 | cap | Victoria 115/33/13.8 kV | m:P:bushv in MW | 3.9902 | ElmTr3
2026 | 2026_DzMX_GzMN_Dp00_Gp00 | A2- Bolivia 33 kV | All generators | 0.97 | cap | Victoria 115/33/13.8 kV | m:P:bushv in MW | 3.9471 | ElmTr3
2026 | 2026_DzMX_GzMN_Dp00_Gp00 | A2- Bolivia 33 kV | All generators | 0.98 | cap | Victoria 115/33/13.8 kV | m:P:bushv in MW | 3.9025 | ElmTr3
2026 | 2026_DzMX_GzMN_Dp00_Gp00 | A2- Bolivia 33 kV | All generators | 0.99 | cap | Victoria 115/33/13.8 kV | m:P:bushv in MW | 3.8527 | ElmTr3
2026 | 2026_DzMX_GzMN_Dp00_Gp00 | A2- Bolivia 33 kV | All generators | 1 | cap | Victoria 115/33/13.8 kV | m:P:bushv in MW | 3.7582 | ElmTr3
2026 | 2026_DzMX_GzMN_Dp00_Gp00 | A2- Bolivia 33 kV | All generators | 0.9 | cap | Victoria 115/33/13.8 kV | m:Q:bushv in Mvar | 5.9821 | ElmTr3
2026 | 2026_DzMX_GzMN_Dp00_Gp00 | A2- Bolivia 33 kV | All generators | 0.91 | cap | Victoria 115/33/13.8 kV | m:Q:bushv in Mvar | 5.7941 | ElmTr3
2026 | 2026_DzMX_GzMN_Dp00_Gp00 | A2- Bolivia 33 kV | All generators | 0.92 | cap | Victoria 115/33/13.8 kV | m:Q:bushv in Mvar | 5.62 | ElmTr3
2026 | 2026_DzMX_GzMN_Dp00_Gp00 | A2- Bolivia 33 kV | All generators | 0.93 | cap | Victoria 115/33/13.8 kV | m:Q:bushv in Mvar | 5.4549 | ElmTr3
2026 | 2026_DzMX_GzMN_Dp00_Gp00 | A2- Bolivia 33 kV | All generators | 0.94 | cap | Victoria 115/33/13.8 kV | m:Q:bushv in Mvar | 5.2949 | ElmTr3
2026 | 2026_DzMX_GzMN_Dp00_Gp00 | A2- Bolivia 33 kV | All generators | 0.95 | cap | Victoria 115/33/13.8 kV | m:Q:bushv in Mvar | 5.1365 | ElmTr3
2026 | 2026_DzMX_GzMN_Dp00_Gp00 | A2- Bolivia 33 kV | All generators | 0.96 | cap | Victoria 115/33/13.8 kV | m:Q:bushv in Mvar | 4.9763 | ElmTr3
2026 | 2026_DzMX_GzMN_Dp00_Gp00 | A2- Bolivia 33 kV | All generators | 0.97 | cap | Victoria 115/33/13.8 kV | m:Q:bushv in Mvar | 4.8094 | ElmTr3
2026 | 2026_DzMX_GzMN_Dp00_Gp00 | A2- Bolivia 33 kV | All generators | 0.98 | cap | Victoria 115/33/13.8 kV | m:Q:bushv in Mvar | 4.6275 | ElmTr3
2026 | 2026_DzMX_GzMN_Dp00_Gp00 | A2- Bolivia 33 kV | All generators | 0.99 | cap | Victoria 115/33/13.8 kV | m:Q:bushv in Mvar | 4.4106 | ElmTr3
2026 | 2026_DzMX_GzMN_Dp00_Gp00 | A2- Bolivia 33 kV | All generators | 1 | cap | Victoria 115/33/13.8 kV | m:Q:bushv in Mvar | 3.949 | ElmTr3
2026 | 2026_DzMX_GzMN_Dp00_Gp00 | A2- Bolivia 33 kV | All generators | 0.9 | cap | Victoria 115/33/13.8 kV | m:cosphi:bushv | 0.58337 | ElmTr3
2026 | 2026_DzMX_GzMN_Dp00_Gp00 | A2- Bolivia 33 kV | All generators | 0.91 | cap | Victoria 115/33/13.8 kV | m:cosphi:bushv | 0.58992 | ElmTr3
2026 | 2026_DzMX_GzMN_Dp00_Gp00 | A2- Bolivia 33 kV | All generators | 0.92 | cap | Victoria 115/33/13.8 kV | m:cosphi:bushv | 0.59651 | ElmTr3
2026 | 2026_DzMX_GzMN_Dp00_Gp00 | A2- Bolivia 33 kV | All generators | 0.93 | cap | Victoria 115/33/13.8 kV | m:cosphi:bushv | 0.60324 | ElmTr3
2026 | 2026_DzMX_GzMN_Dp00_Gp00 | A2- Bolivia 33 kV | All generators | 0.94 | cap | Victoria 115/33/13.8 kV | m:cosphi:bushv | 0.61023 | ElmTr3
2026 | 2026_DzMX_GzMN_Dp00_Gp00 | A2- Bolivia 33 kV | All generators | 0.95 | cap | Victoria 115/33/13.8 kV | m:cosphi:bushv | 0.61761 | ElmTr3
2026 | 2026_DzMX_GzMN_Dp00_Gp00 | A2- Bolivia 33 kV | All generators | 0.96 | cap | Victoria 115/33/13.8 kV | m:cosphi:bushv | 0.62557 | ElmTr3
2026 | 2026_DzMX_GzMN_Dp00_Gp00 | A2- Bolivia 33 kV | All generators | 0.97 | cap | Victoria 115/33/13.8 kV | m:cosphi:bushv | 0.6344 | ElmTr3
2026 | 2026_DzMX_GzMN_Dp00_Gp00 | A2- Bolivia 33 kV | All generators | 0.98 | cap | Victoria 115/33/13.8 kV | m:cosphi:bushv | 0.64468 | ElmTr3
2026 | 2026_DzMX_GzMN_Dp00_Gp00 | A2- Bolivia 33 kV | All generators | 0.99 | cap | Victoria 115/33/13.8 kV | m:cosphi:bushv | 0.65786 | ElmTr3
2026 | 2026_DzMX_GzMN_Dp00_Gp00 | A2- Bolivia 33 kV | All generators | 1 | cap | Victoria 115/33/13.8 kV | m:cosphi:bushv | 0.68939 | ElmTr3
2026 | 2026_DzMX_GzMN_Dp00_Gp00 | A2- Bolivia 33 kV | All generators | 0.9 | ind | Dorada - Magdalena 115 kV | m:P:bus1 in MW | 43.85 | ElmLne
2026 | 2026_DzMX_GzMN_Dp00_Gp00 | A2- Bolivia 33 kV | All generators | 0.91 | ind | Dorada - Magdalena 115 kV | m:P:bus1 in MW | 43.8442 | ElmLne
2026 | 2026_DzMX_GzMN_Dp00_Gp00 | A2- Bolivia 33 kV | All generators | 0.92 | ind | Dorada - Magdalena 115 kV | m:P:bus1 in MW | 43.838 | ElmLne
2026 | 2026_DzMX_GzMN_Dp00_Gp00 | A2- Bolivia 33 kV | All generators | 0.93 | ind | Dorada - Magdalena 115 kV | m:P:bus1 in MW | 43.8314 | ElmLne
2026 | 2026_DzMX_GzMN_Dp00_Gp00 | A2- Bolivia 33 kV | All generators | 0.94 | ind | Dorada - Magdalena 115 kV | m:P:bus1 in MW | 43.8243 | ElmLne
2026 | 2026_DzMX_GzMN_Dp00_Gp00 | A2- Bolivia 33 kV | All generators | 0.95 | ind | Dorada - Magdalena 115 kV | m:P:bus1 in MW | 43.8166 | ElmLne
2026 | 2026_DzMX_GzMN_Dp00_Gp00 | A2- Bolivia 33 kV | All generators | 0.96 | ind | Dorada - Magdalena 115 kV | m:P:bus1 in MW | 43.8079 | ElmLne
2026 | 2026_DzMX_GzMN_Dp00_Gp00 | A2- Bolivia 33 kV | All generators | 0.97 | ind | Dorada - Magdalena 115 kV | m:P:bus1 in MW | 43.7979 | ElmLne
2026 | 2026_DzMX_GzMN_Dp00_Gp00 | A2- Bolivia 33 kV | All generators | 0.98 | ind | Dorada - Magdalena 115 kV | m:P:bus1 in MW | 43.7857 | ElmLne
2026 | 2026_DzMX_GzMN_Dp00_Gp00 | A2- Bolivia 33 kV | All generators | 0.99 | ind | Dorada - Magdalena 115 kV | m:P:bus1 in MW | 43.7694 | ElmLne
2026 | 2026_DzMX_GzMN_Dp00_Gp00 | A2- Bolivia 33 kV | All generators | 1 | ind | Dorada - Magdalena 115 kV | m:P:bus1 in MW | 43.7261 | ElmLne
2026 | 2026_DzMX_GzMN_Dp00_Gp00 | A2- Bolivia 33 kV | All generators | 0.9 | ind | Dorada - Magdalena 115 kV | m:P:bus2 in MW | -43.7476 | ElmLne
2026 | 2026_DzMX_GzMN_Dp00_Gp00 | A2- Bolivia 33 kV | All generators | 0.91 | ind | Dorada - Magdalena 115 kV | m:P:bus2 in MW | -43.7418 | ElmLne
2026 | 2026_DzMX_GzMN_Dp00_Gp00 | A2- Bolivia 33 kV | All generators | 0.92 | ind | Dorada - Magdalena 115 kV | m:P:bus2 in MW | -43.7357 | ElmLne
2026 | 2026_DzMX_GzMN_Dp00_Gp00 | A2- Bolivia 33 kV | All generators | 0.93 | ind | Dorada - Magdalena 115 kV | m:P:bus2 in MW | -43.7291 | ElmLne
2026 | 2026_DzMX_GzMN_Dp00_Gp00 | A2- Bolivia 33 kV | All generators | 0.94 | ind | Dorada - Magdalena 115 kV | m:P:bus2 in MW | -43.722 | ElmLne
2026 | 2026_DzMX_GzMN_Dp00_Gp00 | A2- Bolivia 33 kV | All generators | 0.95 | ind | Dorada - Magdalena 115 kV | m:P:bus2 in MW | -43.7143 | ElmLne
2026 | 2026_DzMX_GzMN_Dp00_Gp00 | A2- Bolivia 33 kV | All generators | 0.96 | ind | Dorada - Magdalena 115 kV | m:P:bus2 in MW | -43.7056 | ElmLne
2026 | 2026_DzMX_GzMN_Dp00_Gp00 | A2- Bolivia 33 kV | All generators | 0.97 | ind | Dorada - Magdalena 115 kV | m:P:bus2 in MW | -43.6956 | ElmLne
2026 | 2026_DzMX_GzMN_Dp00_Gp00 | A2- Bolivia 33 kV | All generators | 0.98 | ind | Dorada - Magdalena 115 kV | m:P:bus2 in MW | -43.6835 | ElmLne
2026 | 2026_DzMX_GzMN_Dp00_Gp00 | A2- Bolivia 33 kV | All generators | 0.99 | ind | Dorada - Magdalena 115 kV | m:P:bus2 in MW | -43.6672 | ElmLne
2026 | 2026_DzMX_GzMN_Dp00_Gp00 | A2- Bolivia 33 kV | All generators | 1 | ind | Dorada - Magdalena 115 kV | m:P:bus2 in MW | -43.6241 | ElmLne
2026 | 2026_DzMX_GzMN_Dp00_Gp00 | A2- Bolivia 33 kV | All generators | 0.9 | ind | Dorada - Magdalena 115 kV | m:Q:bus1 in Mvar | 4.3743 | ElmLne
2026 | 2026_DzMX_GzMN_Dp00_Gp00 | A2- Bolivia 33 kV | All generators | 0.91 | ind | Dorada - Magdalena 115 kV | m:Q:bus1 in Mvar | 4.3549 | ElmLne
2026 | 2026_DzMX_GzMN_Dp00_Gp00 | A2- Bolivia 33 kV | All generators | 0.92 | ind | Dorada - Magdalena 115 kV | m:Q:bus1 in Mvar | 4.3346 | ElmLne
2026 | 2026_DzMX_GzMN_Dp00_Gp00 | A2- Bolivia 33 kV | All generators | 0.93 | ind | Dorada - Magdalena 115 kV | m:Q:bus1 in Mvar | 4.3131 | ElmLne
2026 | 2026_DzMX_GzMN_Dp00_Gp00 | A2- Bolivia 33 kV | All generators | 0.94 | ind | Dorada - Magdalena 115 kV | m:Q:bus1 in Mvar | 4.2903 | ElmLne
2026 | 2026_DzMX_GzMN_Dp00_Gp00 | A2- Bolivia 33 kV | All generators | 0.95 | ind | Dorada - Magdalena 115 kV | m:Q:bus1 in Mvar | 4.2655 | ElmLne
2026 | 2026_DzMX_GzMN_Dp00_Gp00 | A2- Bolivia 33 kV | All generators | 0.96 | ind | Dorada - Magdalena 115 kV | m:Q:bus1 in Mvar | 4.2383 | ElmLne
2026 | 2026_DzMX_GzMN_Dp00_Gp00 | A2- Bolivia 33 kV | All generators | 0.97 | ind | Dorada - Magdalena 115 kV | m:Q:bus1 in Mvar | 4.2075 | ElmLne
2026 | 2026_DzMX_GzMN_Dp00_Gp00 | A2- Bolivia 33 kV | All generators | 0.98 | ind | Dorada - Magdalena 115 kV | m:Q:bus1 in Mvar | 4.1708 | ElmLne
2026 | 2026_DzMX_GzMN_Dp00_Gp00 | A2- Bolivia 33 kV | All generators | 0.99 | ind | Dorada - Magdalena 115 kV | m:Q:bus1 in Mvar | 4.1224 | ElmLne
2026 | 2026_DzMX_GzMN_Dp00_Gp00 | A2- Bolivia 33 kV | All generators | 1 | ind | Dorada - Magdalena 115 kV | m:Q:bus1 in Mvar | 3.9999 | ElmLne
2026 | 2026_DzMX_GzMN_Dp00_Gp00 | A2- Bolivia 33 kV | All generators | 0.9 | ind | Dorada - Magdalena 115 kV | m:Q:bus2 in Mvar | -4.2249 | ElmLne
2026 | 2026_DzMX_GzMN_Dp00_Gp00 | A2- Bolivia 33 kV | All generators | 0.91 | ind | Dorada - Magdalena 115 kV | m:Q:bus2 in Mvar | -4.2054 | ElmLne
2026 | 2026_DzMX_GzMN_Dp00_Gp00 | A2- Bolivia 33 kV | All generators | 0.92 | ind | Dorada - Magdalena 115 kV | m:Q:bus2 in Mvar | -4.1851 | ElmLne
2026 | 2026_DzMX_GzMN_Dp00_Gp00 | A2- Bolivia 33 kV | All generators | 0.93 | ind | Dorada - Magdalena 115 kV | m:Q:bus2 in Mvar | -4.1637 | ElmLne
2026 | 2026_DzMX_GzMN_Dp00_Gp00 | A2- Bolivia 33 kV | All generators | 0.94 | ind | Dorada - Magdalena 115 kV | m:Q:bus2 in Mvar | -4.1408 | ElmLne
2026 | 2026_DzMX_GzMN_Dp00_Gp00 | A2- Bolivia 33 kV | All generators | 0.95 | ind | Dorada - Magdalena 115 kV | m:Q:bus2 in Mvar | -4.1161 | ElmLne
2026 | 2026_DzMX_GzMN_Dp00_Gp00 | A2- Bolivia 33 kV | All generators | 0.96 | ind | Dorada - Magdalena 115 kV | m:Q:bus2 in Mvar | -4.0889 | ElmLne
2026 | 2026_DzMX_GzMN_Dp00_Gp00 | A2- Bolivia 33 kV | All generators | 0.97 | ind | Dorada - Magdalena 115 kV | m:Q:bus2 in Mvar | -4.0581 | ElmLne
2026 | 2026_DzMX_GzMN_Dp00_Gp00 | A2- Bolivia 33 kV | All generators | 0.98 | ind | Dorada - Magdalena 115 kV | m:Q:bus2 in Mvar | -4.0214 | ElmLne
2026 | 2026_DzMX_GzMN_Dp00_Gp00 | A2- Bolivia 33 kV | All generators | 0.99 | ind | Dorada - Magdalena 115 kV | m:Q:bus2 in Mvar | -3.973 | ElmLne
2026 | 2026_DzMX_GzMN_Dp00_Gp00 | A2- Bolivia 33 kV | All generators | 1 | ind | Dorada - Magdalena 115 kV | m:Q:bus2 in Mvar | -3.8506 | ElmLne
2026 | 2026_DzMX_GzMN_Dp00_Gp00 | A2- Bolivia 33 kV | All generators | 0.9 | ind | Dorada - Magdalena 115 kV | m:cosphi:bus1 | 0.99506 | ElmLne
2026 | 2026_DzMX_GzMN_Dp00_Gp00 | A2- Bolivia 33 kV | All generators | 0.91 | ind | Dorada - Magdalena 115 kV | m:cosphi:bus1 | 0.9951 | ElmLne
2026 | 2026_DzMX_GzMN_Dp00_Gp00 | A2- Bolivia 33 kV | All generators | 0.92 | ind | Dorada - Magdalena 115 kV | m:cosphi:bus1 | 0.99515 | ElmLne
2026 | 2026_DzMX_GzMN_Dp00_Gp00 | A2- Bolivia 33 kV | All generators | 0.93 | ind | Dorada - Magdalena 115 kV | m:cosphi:bus1 | 0.99519 | ElmLne
2026 | 2026_DzMX_GzMN_Dp00_Gp00 | A2- Bolivia 33 kV | All generators | 0.94 | ind | Dorada - Magdalena 115 kV | m:cosphi:bus1 | 0.99524 | ElmLne
2026 | 2026_DzMX_GzMN_Dp00_Gp00 | A2- Bolivia 33 kV | All generators | 0.95 | ind | Dorada - Magdalena 115 kV | m:cosphi:bus1 | 0.9953 | ElmLne
2026 | 2026_DzMX_GzMN_Dp00_Gp00 | A2- Bolivia 33 kV | All generators | 0.96 | ind | Dorada - Magdalena 115 kV | m:cosphi:bus1 | 0.99535 | ElmLne
2026 | 2026_DzMX_GzMN_Dp00_Gp00 | A2- Bolivia 33 kV | All generators | 0.97 | ind | Dorada - Magdalena 115 kV | m:cosphi:bus1 | 0.99542 | ElmLne
2026 | 2026_DzMX_GzMN_Dp00_Gp00 | A2- Bolivia 33 kV | All generators | 0.98 | ind | Dorada - Magdalena 115 kV | m:cosphi:bus1 | 0.99549 | ElmLne
2026 | 2026_DzMX_GzMN_Dp00_Gp00 | A2- Bolivia 33 kV | All generators | 0.99 | ind | Dorada - Magdalena 115 kV | m:cosphi:bus1 | 0.99559 | ElmLne
2026 | 2026_DzMX_GzMN_Dp00_Gp00 | A2- Bolivia 33 kV | All generators | 1 | ind | Dorada - Magdalena 115 kV | m:cosphi:bus1 | 0.99584 | ElmLne
2026 | 2026_DzMX_GzMN_Dp00_Gp00 | A2- Bolivia 33 kV | All generators | 0.9 | ind | Dorada - Magdalena 115 kV | m:cosphi:bus2 | -0.99537 | ElmLne
2026 | 2026_DzMX_GzMN_Dp00_Gp00 | A2- Bolivia 33 kV | All generators | 0.91 | ind | Dorada - Magdalena 115 kV | m:cosphi:bus2 | -0.99541 | ElmLne
2026 | 2026_DzMX_GzMN_Dp00_Gp00 | A2- Bolivia 33 kV | All generators | 0.92 | ind | Dorada - Magdalena 115 kV | m:cosphi:bus2 | -0.99545 | ElmLne
2026 | 2026_DzMX_GzMN_Dp00_Gp00 | A2- Bolivia 33 kV | All generators | 0.93 | ind | Dorada - Magdalena 115 kV | m:cosphi:bus2 | -0.9955 | ElmLne
2026 | 2026_DzMX_GzMN_Dp00_Gp00 | A2- Bolivia 33 kV | All generators | 0.94 | ind | Dorada - Magdalena 115 kV | m:cosphi:bus2 | -0.99555 | ElmLne
2026 | 2026_DzMX_GzMN_Dp00_Gp00 | A2- Bolivia 33 kV | All generators | 0.95 | ind | Dorada - Magdalena 115 kV | m:cosphi:bus2 | -0.9956 | ElmLne
2026 | 2026_DzMX_GzMN_Dp00_Gp00 | A2- Bolivia 33 kV | All generators | 0.96 | ind | Dorada - Magdalena 115 kV | m:cosphi:bus2 | -0.99565 | ElmLne
2026 | 2026_DzMX_GzMN_Dp00_Gp00 | A2- Bolivia 33 kV | All generators | 0.97 | ind | Dorada - Magdalena 115 kV | m:cosphi:bus2 | -0.99572 | ElmLne
2026 | 2026_DzMX_GzMN_Dp00_Gp00 | A2- Bolivia 33 kV | All generators | 0.98 | ind | Dorada - Magdalena 115 kV | m:cosphi:bus2 | -0.99579 | ElmLne
2026 | 2026_DzMX_GzMN_Dp00_Gp00 | A2- Bolivia 33 kV | All generators | 0.99 | ind | Dorada - Magdalena 115 kV | m:cosphi:bus2 | -0.99589 | ElmLne
2026 | 2026_DzMX_GzMN_Dp00_Gp00 | A2- Bolivia 33 kV | All generators | 1 | ind | Dorada - Magdalena 115 kV | m:cosphi:bus2 | -0.99613 | ElmLne
2026 | 2026_DzMX_GzMN_Dp00_Gp00 | A2- Bolivia 33 kV | All generators | 0.9 | ind | Mariquita - Victoria 2 115 | m:P:bus1 in MW | 8.7658 | ElmLne
2026 | 2026_DzMX_GzMN_Dp00_Gp00 | A2- Bolivia 33 kV | All generators | 0.91 | ind | Mariquita - Victoria 2 115 | m:P:bus1 in MW | 8.7735 | ElmLne
2026 | 2026_DzMX_GzMN_Dp00_Gp00 | A2- Bolivia 33 kV | All generators | 0.92 | ind | Mariquita - Victoria 2 115 | m:P:bus1 in MW | 8.7815 | ElmLne
2026 | 2026_DzMX_GzMN_Dp00_Gp00 | A2- Bolivia 33 kV | All generators | 0.93 | ind | Mariquita - Victoria 2 115 | m:P:bus1 in MW | 8.7897 | ElmLne
2026 | 2026_DzMX_GzMN_Dp00_Gp00 | A2- Bolivia 33 kV | All generators | 0.94 | ind | Mariquita - Victoria 2 115 | m:P:bus1 in MW | 8.7984 | ElmLne
2026 | 2026_DzMX_GzMN_Dp00_Gp00 | A2- Bolivia 33 kV | All generators | 0.95 | ind | Mariquita - Victoria 2 115 | m:P:bus1 in MW | 8.8075 | ElmLne
2026 | 2026_DzMX_GzMN_Dp00_Gp00 | A2- Bolivia 33 kV | All generators | 0.96 | ind | Mariquita - Victoria 2 115 | m:P:bus1 in MW | 8.8174 | ElmLne
2026 | 2026_DzMX_GzMN_Dp00_Gp00 | A2- Bolivia 33 kV | All generators | 0.97 | ind | Mariquita - Victoria 2 115 | m:P:bus1 in MW | 8.8283 | ElmLne
2026 | 2026_DzMX_GzMN_Dp00_Gp00 | A2- Bolivia 33 kV | All generators | 0.98 | ind | Mariquita - Victoria 2 115 | m:P:bus1 in MW | 8.8409 | ElmLne
2026 | 2026_DzMX_GzMN_Dp00_Gp00 | A2- Bolivia 33 kV | All generators | 0.99 | ind | Mariquita - Victoria 2 115 | m:P:bus1 in MW | 8.857 | ElmLne
2026 | 2026_DzMX_GzMN_Dp00_Gp00 | A2- Bolivia 33 kV | All generators | 1 | ind | Mariquita - Victoria 2 115 | m:P:bus1 in MW | 8.8943 | ElmLne
2026 | 2026_DzMX_GzMN_Dp00_Gp00 | A2- Bolivia 33 kV | All generators | 0.9 | ind | Mariquita - Victoria 2 115 | m:P:bus2 in MW | -8.7382 | ElmLne
2026 | 2026_DzMX_GzMN_Dp00_Gp00 | A2- Bolivia 33 kV | All generators | 0.91 | ind | Mariquita - Victoria 2 115 | m:P:bus2 in MW | -8.7458 | ElmLne
2026 | 2026_DzMX_GzMN_Dp00_Gp00 | A2- Bolivia 33 kV | All generators | 0.92 | ind | Mariquita - Victoria 2 115 | m:P:bus2 in MW | -8.7537 | ElmLne
2026 | 2026_DzMX_GzMN_Dp00_Gp00 | A2- Bolivia 33 kV | All generators | 0.93 | ind | Mariquita - Victoria 2 115 | m:P:bus2 in MW | -8.7618 | ElmLne
2026 | 2026_DzMX_GzMN_Dp00_Gp00 | A2- Bolivia 33 kV | All generators | 0.94 | ind | Mariquita - Victoria 2 115 | m:P:bus2 in MW | -8.7703 | ElmLne
2026 | 2026_DzMX_GzMN_Dp00_Gp00 | A2- Bolivia 33 kV | All generators | 0.95 | ind | Mariquita - Victoria 2 115 | m:P:bus2 in MW | -8.7794 | ElmLne
2026 | 2026_DzMX_GzMN_Dp00_Gp00 | A2- Bolivia 33 kV | All generators | 0.96 | ind | Mariquita - Victoria 2 115 | m:P:bus2 in MW | -8.7891 | ElmLne
2026 | 2026_DzMX_GzMN_Dp00_Gp00 | A2- Bolivia 33 kV | All generators | 0.97 | ind | Mariquita - Victoria 2 115 | m:P:bus2 in MW | -8.7998 | ElmLne
2026 | 2026_DzMX_GzMN_Dp00_Gp00 | A2- Bolivia 33 kV | All generators | 0.98 | ind | Mariquita - Victoria 2 115 | m:P:bus2 in MW | -8.8123 | ElmLne
2026 | 2026_DzMX_GzMN_Dp00_Gp00 | A2- Bolivia 33 kV | All generators | 0.99 | ind | Mariquita - Victoria 2 115 | m:P:bus2 in MW | -8.828 | ElmLne
2026 | 2026_DzMX_GzMN_Dp00_Gp00 | A2- Bolivia 33 kV | All generators | 1 | ind | Mariquita - Victoria 2 115 | m:P:bus2 in MW | -8.8648 | ElmLne
2026 | 2026_DzMX_GzMN_Dp00_Gp00 | A2- Bolivia 33 kV | All generators | 0.9 | ind | Mariquita - Victoria 2 115 | m:Q:bus1 in Mvar | -7.5754 | ElmLne
2026 | 2026_DzMX_GzMN_Dp00_Gp00 | A2- Bolivia 33 kV | All generators | 0.91 | ind | Mariquita - Victoria 2 115 | m:Q:bus1 in Mvar | -7.5961 | ElmLne
2026 | 2026_DzMX_GzMN_Dp00_Gp00 | A2- Bolivia 33 kV | All generators | 0.92 | ind | Mariquita - Victoria 2 115 | m:Q:bus1 in Mvar | -7.6177 | ElmLne
2026 | 2026_DzMX_GzMN_Dp00_Gp00 | A2- Bolivia 33 kV | All generators | 0.93 | ind | Mariquita - Victoria 2 115 | m:Q:bus1 in Mvar | -7.6406 | ElmLne
2026 | 2026_DzMX_GzMN_Dp00_Gp00 | A2- Bolivia 33 kV | All generators | 0.94 | ind | Mariquita - Victoria 2 115 | m:Q:bus1 in Mvar | -7.665 | ElmLne
2026 | 2026_DzMX_GzMN_Dp00_Gp00 | A2- Bolivia 33 kV | All generators | 0.95 | ind | Mariquita - Victoria 2 115 | m:Q:bus1 in Mvar | -7.6914 | ElmLne
2026 | 2026_DzMX_GzMN_Dp00_Gp00 | A2- Bolivia 33 kV | All generators | 0.96 | ind | Mariquita - Victoria 2 115 | m:Q:bus1 in Mvar | -7.7205 | ElmLne
2026 | 2026_DzMX_GzMN_Dp00_Gp00 | A2- Bolivia 33 kV | All generators | 0.97 | ind | Mariquita - Victoria 2 115 | m:Q:bus1 in Mvar | -7.7535 | ElmLne
2026 | 2026_DzMX_GzMN_Dp00_Gp00 | A2- Bolivia 33 kV | All generators | 0.98 | ind | Mariquita - Victoria 2 115 | m:Q:bus1 in Mvar | -7.7928 | ElmLne
2026 | 2026_DzMX_GzMN_Dp00_Gp00 | A2- Bolivia 33 kV | All generators | 0.99 | ind | Mariquita - Victoria 2 115 | m:Q:bus1 in Mvar | -7.8446 | ElmLne
2026 | 2026_DzMX_GzMN_Dp00_Gp00 | A2- Bolivia 33 kV | All generators | 1 | ind | Mariquita - Victoria 2 115 | m:Q:bus1 in Mvar | -7.9762 | ElmLne
2026 | 2026_DzMX_GzMN_Dp00_Gp00 | A2- Bolivia 33 kV | All generators | 0.9 | ind | Mariquita - Victoria 2 115 | m:Q:bus2 in Mvar | 6.9922 | ElmLne
2026 | 2026_DzMX_GzMN_Dp00_Gp00 | A2- Bolivia 33 kV | All generators | 0.91 | ind | Mariquita - Victoria 2 115 | m:Q:bus2 in Mvar | 7.0133 | ElmLne
2026 | 2026_DzMX_GzMN_Dp00_Gp00 | A2- Bolivia 33 kV | All generators | 0.92 | ind | Mariquita - Victoria 2 115 | m:Q:bus2 in Mvar | 7.0355 | ElmLne
2026 | 2026_DzMX_GzMN_Dp00_Gp00 | A2- Bolivia 33 kV | All generators | 0.93 | ind | Mariquita - Victoria 2 115 | m:Q:bus2 in Mvar | 7.0589 | ElmLne
2026 | 2026_DzMX_GzMN_Dp00_Gp00 | A2- Bolivia 33 kV | All generators | 0.94 | ind | Mariquita - Victoria 2 115 | m:Q:bus2 in Mvar | 7.0838 | ElmLne
2026 | 2026_DzMX_GzMN_Dp00_Gp00 | A2- Bolivia 33 kV | All generators | 0.95 | ind | Mariquita - Victoria 2 115 | m:Q:bus2 in Mvar | 7.1108 | ElmLne
2026 | 2026_DzMX_GzMN_Dp00_Gp00 | A2- Bolivia 33 kV | All generators | 0.96 | ind | Mariquita - Victoria 2 115 | m:Q:bus2 in Mvar | 7.1405 | ElmLne
2026 | 2026_DzMX_GzMN_Dp00_Gp00 | A2- Bolivia 33 kV | All generators | 0.97 | ind | Mariquita - Victoria 2 115 | m:Q:bus2 in Mvar | 7.1743 | ElmLne
2026 | 2026_DzMX_GzMN_Dp00_Gp00 | A2- Bolivia 33 kV | All generators | 0.98 | ind | Mariquita - Victoria 2 115 | m:Q:bus2 in Mvar | 7.2145 | ElmLne
2026 | 2026_DzMX_GzMN_Dp00_Gp00 | A2- Bolivia 33 kV | All generators | 0.99 | ind | Mariquita - Victoria 2 115 | m:Q:bus2 in Mvar | 7.2675 | ElmLne
2026 | 2026_DzMX_GzMN_Dp00_Gp00 | A2- Bolivia 33 kV | All generators | 1 | ind | Mariquita - Victoria 2 115 | m:Q:bus2 in Mvar | 7.402 | ElmLne
2026 | 2026_DzMX_GzMN_Dp00_Gp00 | A2- Bolivia 33 kV | All generators | 0.9 | ind | Mariquita - Victoria 2 115 | m:cosphi:bus1 | 0.75661 | ElmLne
2026 | 2026_DzMX_GzMN_Dp00_Gp00 | A2- Bolivia 33 kV | All generators | 0.91 | ind | Mariquita - Victoria 2 115 | m:cosphi:bus1 | 0.75601 | ElmLne
2026 | 2026_DzMX_GzMN_Dp00_Gp00 | A2- Bolivia 33 kV | All generators | 0.92 | ind | Mariquita - Victoria 2 115 | m:cosphi:bus1 | 0.75539 | ElmLne
2026 | 2026_DzMX_GzMN_Dp00_Gp00 | A2- Bolivia 33 kV | All generators | 0.93 | ind | Mariquita - Victoria 2 115 | m:cosphi:bus1 | 0.75472 | ElmLne
2026 | 2026_DzMX_GzMN_Dp00_Gp00 | A2- Bolivia 33 kV | All generators | 0.94 | ind | Mariquita - Victoria 2 115 | m:cosphi:bus1 | 0.754 | ElmLne
2026 | 2026_DzMX_GzMN_Dp00_Gp00 | A2- Bolivia 33 kV | All generators | 0.95 | ind | Mariquita - Victoria 2 115 | m:cosphi:bus1 | 0.75322 | ElmLne
2026 | 2026_DzMX_GzMN_Dp00_Gp00 | A2- Bolivia 33 kV | All generators | 0.96 | ind | Mariquita - Victoria 2 115 | m:cosphi:bus1 | 0.75235 | ElmLne
2026 | 2026_DzMX_GzMN_Dp00_Gp00 | A2- Bolivia 33 kV | All generators | 0.97 | ind | Mariquita - Victoria 2 115 | m:cosphi:bus1 | 0.75137 | ElmLne
2026 | 2026_DzMX_GzMN_Dp00_Gp00 | A2- Bolivia 33 kV | All generators | 0.98 | ind | Mariquita - Victoria 2 115 | m:cosphi:bus1 | 0.75018 | ElmLne
2026 | 2026_DzMX_GzMN_Dp00_Gp00 | A2- Bolivia 33 kV | All generators | 0.99 | ind | Mariquita - Victoria 2 115 | m:cosphi:bus1 | 0.74859 | ElmLne
2026 | 2026_DzMX_GzMN_Dp00_Gp00 | A2- Bolivia 33 kV | All generators | 1 | ind | Mariquita - Victoria 2 115 | m:cosphi:bus1 | 0.74449 | ElmLne
2026 | 2026_DzMX_GzMN_Dp00_Gp00 | A2- Bolivia 33 kV | All generators | 0.9 | ind | Mariquita - Victoria 2 115 | m:cosphi:bus2 | -0.7808 | ElmLne
2026 | 2026_DzMX_GzMN_Dp00_Gp00 | A2- Bolivia 33 kV | All generators | 0.91 | ind | Mariquita - Victoria 2 115 | m:cosphi:bus2 | -0.78014 | ElmLne
2026 | 2026_DzMX_GzMN_Dp00_Gp00 | A2- Bolivia 33 kV | All generators | 0.92 | ind | Mariquita - Victoria 2 115 | m:cosphi:bus2 | -0.77945 | ElmLne
2026 | 2026_DzMX_GzMN_Dp00_Gp00 | A2- Bolivia 33 kV | All generators | 0.93 | ind | Mariquita - Victoria 2 115 | m:cosphi:bus2 | -0.77872 | ElmLne
2026 | 2026_DzMX_GzMN_Dp00_Gp00 | A2- Bolivia 33 kV | All generators | 0.94 | ind | Mariquita - Victoria 2 115 | m:cosphi:bus2 | -0.77794 | ElmLne
2026 | 2026_DzMX_GzMN_Dp00_Gp00 | A2- Bolivia 33 kV | All generators | 0.95 | ind | Mariquita - Victoria 2 115 | m:cosphi:bus2 | -0.77709 | ElmLne
2026 | 2026_DzMX_GzMN_Dp00_Gp00 | A2- Bolivia 33 kV | All generators | 0.96 | ind | Mariquita - Victoria 2 115 | m:cosphi:bus2 | -0.77614 | ElmLne
2026 | 2026_DzMX_GzMN_Dp00_Gp00 | A2- Bolivia 33 kV | All generators | 0.97 | ind | Mariquita - Victoria 2 115 | m:cosphi:bus2 | -0.77506 | ElmLne
2026 | 2026_DzMX_GzMN_Dp00_Gp00 | A2- Bolivia 33 kV | All generators | 0.98 | ind | Mariquita - Victoria 2 115 | m:cosphi:bus2 | -0.77377 | ElmLne
2026 | 2026_DzMX_GzMN_Dp00_Gp00 | A2- Bolivia 33 kV | All generators | 0.99 | ind | Mariquita - Victoria 2 115 | m:cosphi:bus2 | -0.77204 | ElmLne
2026 | 2026_DzMX_GzMN_Dp00_Gp00 | A2- Bolivia 33 kV | All generators | 1 | ind | Mariquita - Victoria 2 115 | m:cosphi:bus2 | -0.7676 | ElmLne
2026 | 2026_DzMX_GzMN_Dp00_Gp00 | A2- Bolivia 33 kV | All generators | 0.9 | ind | Dorada 115/33/13.8 kV | m:P:bushv in MW | 13.637 | ElmTr3
2026 | 2026_DzMX_GzMN_Dp00_Gp00 | A2- Bolivia 33 kV | All generators | 0.91 | ind | Dorada 115/33/13.8 kV | m:P:bushv in MW | 13.6409 | ElmTr3
2026 | 2026_DzMX_GzMN_Dp00_Gp00 | A2- Bolivia 33 kV | All generators | 0.92 | ind | Dorada 115/33/13.8 kV | m:P:bushv in MW | 13.6449 | ElmTr3
2026 | 2026_DzMX_GzMN_Dp00_Gp00 | A2- Bolivia 33 kV | All generators | 0.93 | ind | Dorada 115/33/13.8 kV | m:P:bushv in MW | 13.6492 | ElmTr3
2026 | 2026_DzMX_GzMN_Dp00_Gp00 | A2- Bolivia 33 kV | All generators | 0.94 | ind | Dorada 115/33/13.8 kV | m:P:bushv in MW | 13.6539 | ElmTr3
2026 | 2026_DzMX_GzMN_Dp00_Gp00 | A2- Bolivia 33 kV | All generators | 0.95 | ind | Dorada 115/33/13.8 kV | m:P:bushv in MW | 13.6589 | ElmTr3
2026 | 2026_DzMX_GzMN_Dp00_Gp00 | A2- Bolivia 33 kV | All generators | 0.96 | ind | Dorada 115/33/13.8 kV | m:P:bushv in MW | 13.6645 | ElmTr3
2026 | 2026_DzMX_GzMN_Dp00_Gp00 | A2- Bolivia 33 kV | All generators | 0.97 | ind | Dorada 115/33/13.8 kV | m:P:bushv in MW | 13.671 | ElmTr3
2026 | 2026_DzMX_GzMN_Dp00_Gp00 | A2- Bolivia 33 kV | All generators | 0.98 | ind | Dorada 115/33/13.8 kV | m:P:bushv in MW | 13.6787 | ElmTr3
2026 | 2026_DzMX_GzMN_Dp00_Gp00 | A2- Bolivia 33 kV | All generators | 0.99 | ind | Dorada 115/33/13.8 kV | m:P:bushv in MW | 13.6891 | ElmTr3
2026 | 2026_DzMX_GzMN_Dp00_Gp00 | A2- Bolivia 33 kV | All generators | 1 | ind | Dorada 115/33/13.8 kV | m:P:bushv in MW | 13.7163 | ElmTr3
2026 | 2026_DzMX_GzMN_Dp00_Gp00 | A2- Bolivia 33 kV | All generators | 0.9 | ind | Dorada 115/33/13.8 kV | m:Q:bushv in Mvar | 7.3256 | ElmTr3
2026 | 2026_DzMX_GzMN_Dp00_Gp00 | A2- Bolivia 33 kV | All generators | 0.91 | ind | Dorada 115/33/13.8 kV | m:Q:bushv in Mvar | 7.3339 | ElmTr3
2026 | 2026_DzMX_GzMN_Dp00_Gp00 | A2- Bolivia 33 kV | All generators | 0.92 | ind | Dorada 115/33/13.8 kV | m:Q:bushv in Mvar | 7.3425 | ElmTr3
2026 | 2026_DzMX_GzMN_Dp00_Gp00 | A2- Bolivia 33 kV | All generators | 0.93 | ind | Dorada 115/33/13.8 kV | m:Q:bushv in Mvar | 7.3517 | ElmTr3
2026 | 2026_DzMX_GzMN_Dp00_Gp00 | A2- Bolivia 33 kV | All generators | 0.94 | ind | Dorada 115/33/13.8 kV | m:Q:bushv in Mvar | 7.3614 | ElmTr3
2026 | 2026_DzMX_GzMN_Dp00_Gp00 | A2- Bolivia 33 kV | All generators | 0.95 | ind | Dorada 115/33/13.8 kV | m:Q:bushv in Mvar | 7.3719 | ElmTr3
2026 | 2026_DzMX_GzMN_Dp00_Gp00 | A2- Bolivia 33 kV | All generators | 0.96 | ind | Dorada 115/33/13.8 kV | m:Q:bushv in Mvar | 7.3834 | ElmTr3
2026 | 2026_DzMX_GzMN_Dp00_Gp00 | A2- Bolivia 33 kV | All generators | 0.97 | ind | Dorada 115/33/13.8 kV | m:Q:bushv in Mvar | 7.3964 | ElmTr3
2026 | 2026_DzMX_GzMN_Dp00_Gp00 | A2- Bolivia 33 kV | All generators | 0.98 | ind | Dorada 115/33/13.8 kV | m:Q:bushv in Mvar | 7.4118 | ElmTr3
2026 | 2026_DzMX_GzMN_Dp00_Gp00 | A2- Bolivia 33 kV | All generators | 0.99 | ind | Dorada 115/33/13.8 kV | m:Q:bushv in Mvar | 7.432 | ElmTr3
2026 | 2026_DzMX_GzMN_Dp00_Gp00 | A2- Bolivia 33 kV | All generators | 1 | ind | Dorada 115/33/13.8 kV | m:Q:bushv in Mvar | 7.4827 | ElmTr3
2026 | 2026_DzMX_GzMN_Dp00_Gp00 | A2- Bolivia 33 kV | All generators | 0.9 | ind | Dorada 115/33/13.8 kV | m:cosphi:bushv | 0.88094 | ElmTr3
2026 | 2026_DzMX_GzMN_Dp00_Gp00 | A2- Bolivia 33 kV | All generators | 0.91 | ind | Dorada 115/33/13.8 kV | m:cosphi:bushv | 0.88077 | ElmTr3
2026 | 2026_DzMX_GzMN_Dp00_Gp00 | A2- Bolivia 33 kV | All generators | 0.92 | ind | Dorada 115/33/13.8 kV | m:cosphi:bushv | 0.8806 | ElmTr3
2026 | 2026_DzMX_GzMN_Dp00_Gp00 | A2- Bolivia 33 kV | All generators | 0.93 | ind | Dorada 115/33/13.8 kV | m:cosphi:bushv | 0.88041 | ElmTr3
2026 | 2026_DzMX_GzMN_Dp00_Gp00 | A2- Bolivia 33 kV | All generators | 0.94 | ind | Dorada 115/33/13.8 kV | m:cosphi:bushv | 0.88022 | ElmTr3
2026 | 2026_DzMX_GzMN_Dp00_Gp00 | A2- Bolivia 33 kV | All generators | 0.95 | ind | Dorada 115/33/13.8 kV | m:cosphi:bushv | 0.88001 | ElmTr3
2026 | 2026_DzMX_GzMN_Dp00_Gp00 | A2- Bolivia 33 kV | All generators | 0.96 | ind | Dorada 115/33/13.8 kV | m:cosphi:bushv | 0.87978 | ElmTr3
2026 | 2026_DzMX_GzMN_Dp00_Gp00 | A2- Bolivia 33 kV | All generators | 0.97 | ind | Dorada 115/33/13.8 kV | m:cosphi:bushv | 0.87953 | ElmTr3
2026 | 2026_DzMX_GzMN_Dp00_Gp00 | A2- Bolivia 33 kV | All generators | 0.98 | ind | Dorada 115/33/13.8 kV | m:cosphi:bushv | 0.87923 | ElmTr3
2026 | 2026_DzMX_GzMN_Dp00_Gp00 | A2- Bolivia 33 kV | All generators | 0.99 | ind | Dorada 115/33/13.8 kV | m:cosphi:bushv | 0.87883 | ElmTr3
2026 | 2026_DzMX_GzMN_Dp00_Gp00 | A2- Bolivia 33 kV | All generators | 1 | ind | Dorada 115/33/13.8 kV | m:cosphi:bushv | 0.87787 | ElmTr3
2026 | 2026_DzMX_GzMN_Dp00_Gp00 | A2- Bolivia 33 kV | All generators | 0.9 | ind | Manzanares 115/33/13.8 kV | m:P:bushv in MW | -7.7456 | ElmTr3
2026 | 2026_DzMX_GzMN_Dp00_Gp00 | A2- Bolivia 33 kV | All generators | 0.91 | ind | Manzanares 115/33/13.8 kV | m:P:bushv in MW | -7.7702 | ElmTr3
2026 | 2026_DzMX_GzMN_Dp00_Gp00 | A2- Bolivia 33 kV | All generators | 0.92 | ind | Manzanares 115/33/13.8 kV | m:P:bushv in MW | -7.7943 | ElmTr3
2026 | 2026_DzMX_GzMN_Dp00_Gp00 | A2- Bolivia 33 kV | All generators | 0.93 | ind | Manzanares 115/33/13.8 kV | m:P:bushv in MW | -7.8182 | ElmTr3
2026 | 2026_DzMX_GzMN_Dp00_Gp00 | A2- Bolivia 33 kV | All generators | 0.94 | ind | Manzanares 115/33/13.8 kV | m:P:bushv in MW | -7.8417 | ElmTr3
2026 | 2026_DzMX_GzMN_Dp00_Gp00 | A2- Bolivia 33 kV | All generators | 0.95 | ind | Manzanares 115/33/13.8 kV | m:P:bushv in MW | -7.865 | ElmTr3
2026 | 2026_DzMX_GzMN_Dp00_Gp00 | A2- Bolivia 33 kV | All generators | 0.96 | ind | Manzanares 115/33/13.8 kV | m:P:bushv in MW | -7.888 | ElmTr3
2026 | 2026_DzMX_GzMN_Dp00_Gp00 | A2- Bolivia 33 kV | All generators | 0.97 | ind | Manzanares 115/33/13.8 kV | m:P:bushv in MW | -7.9107 | ElmTr3
2026 | 2026_DzMX_GzMN_Dp00_Gp00 | A2- Bolivia 33 kV | All generators | 0.98 | ind | Manzanares 115/33/13.8 kV | m:P:bushv in MW | -7.9333 | ElmTr3
2026 | 2026_DzMX_GzMN_Dp00_Gp00 | A2- Bolivia 33 kV | All generators | 0.99 | ind | Manzanares 115/33/13.8 kV | m:P:bushv in MW | -7.9554 | ElmTr3
2026 | 2026_DzMX_GzMN_Dp00_Gp00 | A2- Bolivia 33 kV | All generators | 1 | ind | Manzanares 115/33/13.8 kV | m:P:bushv in MW | -7.9729 | ElmTr3
2026 | 2026_DzMX_GzMN_Dp00_Gp00 | A2- Bolivia 33 kV | All generators | 0.9 | ind | Manzanares 115/33/13.8 kV | m:Q:bushv in Mvar | -1.8144 | ElmTr3
2026 | 2026_DzMX_GzMN_Dp00_Gp00 | A2- Bolivia 33 kV | All generators | 0.91 | ind | Manzanares 115/33/13.8 kV | m:Q:bushv in Mvar | -1.4979 | ElmTr3
2026 | 2026_DzMX_GzMN_Dp00_Gp00 | A2- Bolivia 33 kV | All generators | 0.92 | ind | Manzanares 115/33/13.8 kV | m:Q:bushv in Mvar | -1.1669 | ElmTr3
2026 | 2026_DzMX_GzMN_Dp00_Gp00 | A2- Bolivia 33 kV | All generators | 0.93 | ind | Manzanares 115/33/13.8 kV | m:Q:bushv in Mvar | -0.81804 | ElmTr3
2026 | 2026_DzMX_GzMN_Dp00_Gp00 | A2- Bolivia 33 kV | All generators | 0.94 | ind | Manzanares 115/33/13.8 kV | m:Q:bushv in Mvar | -0.44649 | ElmTr3
2026 | 2026_DzMX_GzMN_Dp00_Gp00 | A2- Bolivia 33 kV | All generators | 0.95 | ind | Manzanares 115/33/13.8 kV | m:Q:bushv in Mvar | -0.04531 | ElmTr3
2026 | 2026_DzMX_GzMN_Dp00_Gp00 | A2- Bolivia 33 kV | All generators | 0.96 | ind | Manzanares 115/33/13.8 kV | m:Q:bushv in Mvar | 0.39624 | ElmTr3
2026 | 2026_DzMX_GzMN_Dp00_Gp00 | A2- Bolivia 33 kV | All generators | 0.97 | ind | Manzanares 115/33/13.8 kV | m:Q:bushv in Mvar | 0.89636 | ElmTr3
2026 | 2026_DzMX_GzMN_Dp00_Gp00 | A2- Bolivia 33 kV | All generators | 0.98 | ind | Manzanares 115/33/13.8 kV | m:Q:bushv in Mvar | 1.4909 | ElmTr3
2026 | 2026_DzMX_GzMN_Dp00_Gp00 | A2- Bolivia 33 kV | All generators | 0.99 | ind | Manzanares 115/33/13.8 kV | m:Q:bushv in Mvar | 2.2732 | ElmTr3
2026 | 2026_DzMX_GzMN_Dp00_Gp00 | A2- Bolivia 33 kV | All generators | 1 | ind | Manzanares 115/33/13.8 kV | m:Q:bushv in Mvar | 4.2471 | ElmTr3
2026 | 2026_DzMX_GzMN_Dp00_Gp00 | A2- Bolivia 33 kV | All generators | 0.9 | ind | Manzanares 115/33/13.8 kV | m:cosphi:bushv | -0.97364 | ElmTr3
2026 | 2026_DzMX_GzMN_Dp00_Gp00 | A2- Bolivia 33 kV | All generators | 0.91 | ind | Manzanares 115/33/13.8 kV | m:cosphi:bushv | -0.98192 | ElmTr3
2026 | 2026_DzMX_GzMN_Dp00_Gp00 | A2- Bolivia 33 kV | All generators | 0.92 | ind | Manzanares 115/33/13.8 kV | m:cosphi:bushv | -0.98898 | ElmTr3
2026 | 2026_DzMX_GzMN_Dp00_Gp00 | A2- Bolivia 33 kV | All generators | 0.93 | ind | Manzanares 115/33/13.8 kV | m:cosphi:bushv | -0.99457 | ElmTr3
2026 | 2026_DzMX_GzMN_Dp00_Gp00 | A2- Bolivia 33 kV | All generators | 0.94 | ind | Manzanares 115/33/13.8 kV | m:cosphi:bushv | -0.99838 | ElmTr3
2026 | 2026_DzMX_GzMN_Dp00_Gp00 | A2- Bolivia 33 kV | All generators | 0.95 | ind | Manzanares 115/33/13.8 kV | m:cosphi:bushv | -0.99998 | ElmTr3
2026 | 2026_DzMX_GzMN_Dp00_Gp00 | A2- Bolivia 33 kV | All generators | 0.96 | ind | Manzanares 115/33/13.8 kV | m:cosphi:bushv | -0.99874 | ElmTr3
2026 | 2026_DzMX_GzMN_Dp00_Gp00 | A2- Bolivia 33 kV | All generators | 0.97 | ind | Manzanares 115/33/13.8 kV | m:cosphi:bushv | -0.99364 | ElmTr3
2026 | 2026_DzMX_GzMN_Dp00_Gp00 | A2- Bolivia 33 kV | All generators | 0.98 | ind | Manzanares 115/33/13.8 kV | m:cosphi:bushv | -0.9828 | ElmTr3
2026 | 2026_DzMX_GzMN_Dp00_Gp00 | A2- Bolivia 33 kV | All generators | 0.99 | ind | Manzanares 115/33/13.8 kV | m:cosphi:bushv | -0.96152 | ElmTr3
2026 | 2026_DzMX_GzMN_Dp00_Gp00 | A2- Bolivia 33 kV | All generators | 1 | ind | Manzanares 115/33/13.8 kV | m:cosphi:bushv | -0.88259 | ElmTr3
2026 | 2026_DzMX_GzMN_Dp00_Gp00 | A2- Bolivia 33 kV | All generators | 0.9 | ind | Purnio 230/115 | m:P:bushv in MW | 50.3165 | ElmTr3
2026 | 2026_DzMX_GzMN_Dp00_Gp00 | A2- Bolivia 33 kV | All generators | 0.91 | ind | Purnio 230/115 | m:P:bushv in MW | 50.3108 | ElmTr3
2026 | 2026_DzMX_GzMN_Dp00_Gp00 | A2- Bolivia 33 kV | All generators | 0.92 | ind | Purnio 230/115 | m:P:bushv in MW | 50.3053 | ElmTr3
2026 | 2026_DzMX_GzMN_Dp00_Gp00 | A2- Bolivia 33 kV | All generators | 0.93 | ind | Purnio 230/115 | m:P:bushv in MW | 50.2998 | ElmTr3
2026 | 2026_DzMX_GzMN_Dp00_Gp00 | A2- Bolivia 33 kV | All generators | 0.94 | ind | Purnio 230/115 | m:P:bushv in MW | 50.2945 | ElmTr3
2026 | 2026_DzMX_GzMN_Dp00_Gp00 | A2- Bolivia 33 kV | All generators | 0.95 | ind | Purnio 230/115 | m:P:bushv in MW | 50.2892 | ElmTr3
2026 | 2026_DzMX_GzMN_Dp00_Gp00 | A2- Bolivia 33 kV | All generators | 0.96 | ind | Purnio 230/115 | m:P:bushv in MW | 50.2839 | ElmTr3
2026 | 2026_DzMX_GzMN_Dp00_Gp00 | A2- Bolivia 33 kV | All generators | 0.97 | ind | Purnio 230/115 | m:P:bushv in MW | 50.2788 | ElmTr3
2026 | 2026_DzMX_GzMN_Dp00_Gp00 | A2- Bolivia 33 kV | All generators | 0.98 | ind | Purnio 230/115 | m:P:bushv in MW | 50.2737 | ElmTr3
2026 | 2026_DzMX_GzMN_Dp00_Gp00 | A2- Bolivia 33 kV | All generators | 0.99 | ind | Purnio 230/115 | m:P:bushv in MW | 50.2688 | ElmTr3
2026 | 2026_DzMX_GzMN_Dp00_Gp00 | A2- Bolivia 33 kV | All generators | 1 | ind | Purnio 230/115 | m:P:bushv in MW | 50.2652 | ElmTr3
2026 | 2026_DzMX_GzMN_Dp00_Gp00 | A2- Bolivia 33 kV | All generators | 0.9 | ind | Purnio 230/115 | m:Q:bushv in Mvar | 3.0609 | ElmTr3
2026 | 2026_DzMX_GzMN_Dp00_Gp00 | A2- Bolivia 33 kV | All generators | 0.91 | ind | Purnio 230/115 | m:Q:bushv in Mvar | 3.1307 | ElmTr3
2026 | 2026_DzMX_GzMN_Dp00_Gp00 | A2- Bolivia 33 kV | All generators | 0.92 | ind | Purnio 230/115 | m:Q:bushv in Mvar | 3.2037 | ElmTr3
2026 | 2026_DzMX_GzMN_Dp00_Gp00 | A2- Bolivia 33 kV | All generators | 0.93 | ind | Purnio 230/115 | m:Q:bushv in Mvar | 3.2807 | ElmTr3
2026 | 2026_DzMX_GzMN_Dp00_Gp00 | A2- Bolivia 33 kV | All generators | 0.94 | ind | Purnio 230/115 | m:Q:bushv in Mvar | 3.3628 | ElmTr3
2026 | 2026_DzMX_GzMN_Dp00_Gp00 | A2- Bolivia 33 kV | All generators | 0.95 | ind | Purnio 230/115 | m:Q:bushv in Mvar | 3.4515 | ElmTr3
2026 | 2026_DzMX_GzMN_Dp00_Gp00 | A2- Bolivia 33 kV | All generators | 0.96 | ind | Purnio 230/115 | m:Q:bushv in Mvar | 3.5494 | ElmTr3
2026 | 2026_DzMX_GzMN_Dp00_Gp00 | A2- Bolivia 33 kV | All generators | 0.97 | ind | Purnio 230/115 | m:Q:bushv in Mvar | 3.6603 | ElmTr3
2026 | 2026_DzMX_GzMN_Dp00_Gp00 | A2- Bolivia 33 kV | All generators | 0.98 | ind | Purnio 230/115 | m:Q:bushv in Mvar | 3.7924 | ElmTr3
2026 | 2026_DzMX_GzMN_Dp00_Gp00 | A2- Bolivia 33 kV | All generators | 0.99 | ind | Purnio 230/115 | m:Q:bushv in Mvar | 3.9667 | ElmTr3
2026 | 2026_DzMX_GzMN_Dp00_Gp00 | A2- Bolivia 33 kV | All generators | 1 | ind | Purnio 230/115 | m:Q:bushv in Mvar | 4.4081 | ElmTr3
2026 | 2026_DzMX_GzMN_Dp00_Gp00 | A2- Bolivia 33 kV | All generators | 0.9 | ind | Purnio 230/115 | m:cosphi:bushv | 0.99815 | ElmTr3
2026 | 2026_DzMX_GzMN_Dp00_Gp00 | A2- Bolivia 33 kV | All generators | 0.91 | ind | Purnio 230/115 | m:cosphi:bushv | 0.99807 | ElmTr3
2026 | 2026_DzMX_GzMN_Dp00_Gp00 | A2- Bolivia 33 kV | All generators | 0.92 | ind | Purnio 230/115 | m:cosphi:bushv | 0.99798 | ElmTr3
2026 | 2026_DzMX_GzMN_Dp00_Gp00 | A2- Bolivia 33 kV | All generators | 0.93 | ind | Purnio 230/115 | m:cosphi:bushv | 0.99788 | ElmTr3
2026 | 2026_DzMX_GzMN_Dp00_Gp00 | A2- Bolivia 33 kV | All generators | 0.94 | ind | Purnio 230/115 | m:cosphi:bushv | 0.99777 | ElmTr3
2026 | 2026_DzMX_GzMN_Dp00_Gp00 | A2- Bolivia 33 kV | All generators | 0.95 | ind | Purnio 230/115 | m:cosphi:bushv | 0.99765 | ElmTr3
2026 | 2026_DzMX_GzMN_Dp00_Gp00 | A2- Bolivia 33 kV | All generators | 0.96 | ind | Purnio 230/115 | m:cosphi:bushv | 0.99752 | ElmTr3
2026 | 2026_DzMX_GzMN_Dp00_Gp00 | A2- Bolivia 33 kV | All generators | 0.97 | ind | Purnio 230/115 | m:cosphi:bushv | 0.99736 | ElmTr3
2026 | 2026_DzMX_GzMN_Dp00_Gp00 | A2- Bolivia 33 kV | All generators | 0.98 | ind | Purnio 230/115 | m:cosphi:bushv | 0.99717 | ElmTr3
2026 | 2026_DzMX_GzMN_Dp00_Gp00 | A2- Bolivia 33 kV | All generators | 0.99 | ind | Purnio 230/115 | m:cosphi:bushv | 0.9969 | ElmTr3
2026 | 2026_DzMX_GzMN_Dp00_Gp00 | A2- Bolivia 33 kV | All generators | 1 | ind | Purnio 230/115 | m:cosphi:bushv | 0.99618 | ElmTr3
2026 | 2026_DzMX_GzMN_Dp00_Gp00 | A2- Bolivia 33 kV | All generators | 0.9 | ind | Victoria 115/33/13.8 kV | m:P:bushv in MW | 3.5771 | ElmTr3
2026 | 2026_DzMX_GzMN_Dp00_Gp00 | A2- Bolivia 33 kV | All generators | 0.91 | ind | Victoria 115/33/13.8 kV | m:P:bushv in MW | 3.5838 | ElmTr3
2026 | 2026_DzMX_GzMN_Dp00_Gp00 | A2- Bolivia 33 kV | All generators | 0.92 | ind | Victoria 115/33/13.8 kV | m:P:bushv in MW | 3.5911 | ElmTr3
2026 | 2026_DzMX_GzMN_Dp00_Gp00 | A2- Bolivia 33 kV | All generators | 0.93 | ind | Victoria 115/33/13.8 kV | m:P:bushv in MW | 3.5992 | ElmTr3
2026 | 2026_DzMX_GzMN_Dp00_Gp00 | A2- Bolivia 33 kV | All generators | 0.94 | ind | Victoria 115/33/13.8 kV | m:P:bushv in MW | 3.6082 | ElmTr3
2026 | 2026_DzMX_GzMN_Dp00_Gp00 | A2- Bolivia 33 kV | All generators | 0.95 | ind | Victoria 115/33/13.8 kV | m:P:bushv in MW | 3.6184 | ElmTr3
2026 | 2026_DzMX_GzMN_Dp00_Gp00 | A2- Bolivia 33 kV | All generators | 0.96 | ind | Victoria 115/33/13.8 kV | m:P:bushv in MW | 3.6302 | ElmTr3
2026 | 2026_DzMX_GzMN_Dp00_Gp00 | A2- Bolivia 33 kV | All generators | 0.97 | ind | Victoria 115/33/13.8 kV | m:P:bushv in MW | 3.6443 | ElmTr3
2026 | 2026_DzMX_GzMN_Dp00_Gp00 | A2- Bolivia 33 kV | All generators | 0.98 | ind | Victoria 115/33/13.8 kV | m:P:bushv in MW | 3.662 | ElmTr3
2026 | 2026_DzMX_GzMN_Dp00_Gp00 | A2- Bolivia 33 kV | All generators | 0.99 | ind | Victoria 115/33/13.8 kV | m:P:bushv in MW | 3.6869 | ElmTr3
2026 | 2026_DzMX_GzMN_Dp00_Gp00 | A2- Bolivia 33 kV | All generators | 1 | ind | Victoria 115/33/13.8 kV | m:P:bushv in MW | 3.7582 | ElmTr3
2026 | 2026_DzMX_GzMN_Dp00_Gp00 | A2- Bolivia 33 kV | All generators | 0.9 | ind | Victoria 115/33/13.8 kV | m:Q:bushv in Mvar | 2.6794 | ElmTr3
2026 | 2026_DzMX_GzMN_Dp00_Gp00 | A2- Bolivia 33 kV | All generators | 0.91 | ind | Victoria 115/33/13.8 kV | m:Q:bushv in Mvar | 2.746 | ElmTr3
2026 | 2026_DzMX_GzMN_Dp00_Gp00 | A2- Bolivia 33 kV | All generators | 0.92 | ind | Victoria 115/33/13.8 kV | m:Q:bushv in Mvar | 2.8157 | ElmTr3
2026 | 2026_DzMX_GzMN_Dp00_Gp00 | A2- Bolivia 33 kV | All generators | 0.93 | ind | Victoria 115/33/13.8 kV | m:Q:bushv in Mvar | 2.889 | ElmTr3
2026 | 2026_DzMX_GzMN_Dp00_Gp00 | A2- Bolivia 33 kV | All generators | 0.94 | ind | Victoria 115/33/13.8 kV | m:Q:bushv in Mvar | 2.9671 | ElmTr3
2026 | 2026_DzMX_GzMN_Dp00_Gp00 | A2- Bolivia 33 kV | All generators | 0.95 | ind | Victoria 115/33/13.8 kV | m:Q:bushv in Mvar | 3.0514 | ElmTr3
2026 | 2026_DzMX_GzMN_Dp00_Gp00 | A2- Bolivia 33 kV | All generators | 0.96 | ind | Victoria 115/33/13.8 kV | m:Q:bushv in Mvar | 3.144 | ElmTr3
2026 | 2026_DzMX_GzMN_Dp00_Gp00 | A2- Bolivia 33 kV | All generators | 0.97 | ind | Victoria 115/33/13.8 kV | m:Q:bushv in Mvar | 3.2489 | ElmTr3
2026 | 2026_DzMX_GzMN_Dp00_Gp00 | A2- Bolivia 33 kV | All generators | 0.98 | ind | Victoria 115/33/13.8 kV | m:Q:bushv in Mvar | 3.3734 | ElmTr3
2026 | 2026_DzMX_GzMN_Dp00_Gp00 | A2- Bolivia 33 kV | All generators | 0.99 | ind | Victoria 115/33/13.8 kV | m:Q:bushv in Mvar | 3.5371 | ElmTr3
2026 | 2026_DzMX_GzMN_Dp00_Gp00 | A2- Bolivia 33 kV | All generators | 1 | ind | Victoria 115/33/13.8 kV | m:Q:bushv in Mvar | 3.949 | ElmTr3
2026 | 2026_DzMX_GzMN_Dp00_Gp00 | A2- Bolivia 33 kV | All generators | 0.9 | ind | Victoria 115/33/13.8 kV | m:cosphi:bushv | 0.80037 | ElmTr3
2026 | 2026_DzMX_GzMN_Dp00_Gp00 | A2- Bolivia 33 kV | All generators | 0.91 | ind | Victoria 115/33/13.8 kV | m:cosphi:bushv | 0.79377 | ElmTr3
2026 | 2026_DzMX_GzMN_Dp00_Gp00 | A2- Bolivia 33 kV | All generators | 0.92 | ind | Victoria 115/33/13.8 kV | m:cosphi:bushv | 0.78695 | ElmTr3
2026 | 2026_DzMX_GzMN_Dp00_Gp00 | A2- Bolivia 33 kV | All generators | 0.93 | ind | Victoria 115/33/13.8 kV | m:cosphi:bushv | 0.77985 | ElmTr3
2026 | 2026_DzMX_GzMN_Dp00_Gp00 | A2- Bolivia 33 kV | All generators | 0.94 | ind | Victoria 115/33/13.8 kV | m:cosphi:bushv | 0.77239 | ElmTr3
2026 | 2026_DzMX_GzMN_Dp00_Gp00 | A2- Bolivia 33 kV | All generators | 0.95 | ind | Victoria 115/33/13.8 kV | m:cosphi:bushv | 0.76447 | ElmTr3
2026 | 2026_DzMX_GzMN_Dp00_Gp00 | A2- Bolivia 33 kV | All generators | 0.96 | ind | Victoria 115/33/13.8 kV | m:cosphi:bushv | 0.75591 | ElmTr3
2026 | 2026_DzMX_GzMN_Dp00_Gp00 | A2- Bolivia 33 kV | All generators | 0.97 | ind | Victoria 115/33/13.8 kV | m:cosphi:bushv | 0.74644 | ElmTr3
2026 | 2026_DzMX_GzMN_Dp00_Gp00 | A2- Bolivia 33 kV | All generators | 0.98 | ind | Victoria 115/33/13.8 kV | m:cosphi:bushv | 0.73549 | ElmTr3
2026 | 2026_DzMX_GzMN_Dp00_Gp00 | A2- Bolivia 33 kV | All generators | 0.99 | ind | Victoria 115/33/13.8 kV | m:cosphi:bushv | 0.72162 | ElmTr3
2026 | 2026_DzMX_GzMN_Dp00_Gp00 | A2- Bolivia 33 kV | All generators | 1 | ind | Victoria 115/33/13.8 kV | m:cosphi:bushv | 0.68939 | ElmTr3
2026 | 2026_DzMX_GzMN_Dp00_Gp00 | A3 -Florencia 33 kV | All generators | 0.9 | cap | Dorada - Magdalena 115 kV | m:P:bus1 in MW | 43.6528 | ElmLne
2026 | 2026_DzMX_GzMN_Dp00_Gp00 | A3 -Florencia 33 kV | All generators | 0.91 | cap | Dorada - Magdalena 115 kV | m:P:bus1 in MW | 43.6768 | ElmLne
2026 | 2026_DzMX_GzMN_Dp00_Gp00 | A3 -Florencia 33 kV | All generators | 0.92 | cap | Dorada - Magdalena 115 kV | m:P:bus1 in MW | 43.6995 | ElmLne
2026 | 2026_DzMX_GzMN_Dp00_Gp00 | A3 -Florencia 33 kV | All generators | 0.93 | cap | Dorada - Magdalena 115 kV | m:P:bus1 in MW | 43.7212 | ElmLne
2026 | 2026_DzMX_GzMN_Dp00_Gp00 | A3 -Florencia 33 kV | All generators | 0.94 | cap | Dorada - Magdalena 115 kV | m:P:bus1 in MW | 43.7423 | ElmLne
2026 | 2026_DzMX_GzMN_Dp00_Gp00 | A3 -Florencia 33 kV | All generators | 0.95 | cap | Dorada - Magdalena 115 kV | m:P:bus1 in MW | 43.7631 | ElmLne
2026 | 2026_DzMX_GzMN_Dp00_Gp00 | A3 -Florencia 33 kV | All generators | 0.96 | cap | Dorada - Magdalena 115 kV | m:P:bus1 in MW | 43.784 | ElmLne
2026 | 2026_DzMX_GzMN_Dp00_Gp00 | A3 -Florencia 33 kV | All generators | 0.97 | cap | Dorada - Magdalena 115 kV | m:P:bus1 in MW | 43.8056 | ElmLne
2026 | 2026_DzMX_GzMN_Dp00_Gp00 | A3 -Florencia 33 kV | All generators | 0.98 | cap | Dorada - Magdalena 115 kV | m:P:bus1 in MW | 43.8288 | ElmLne
2026 | 2026_DzMX_GzMN_Dp00_Gp00 | A3 -Florencia 33 kV | All generators | 0.99 | cap | Dorada - Magdalena 115 kV | m:P:bus1 in MW | 43.8559 | ElmLne
2026 | 2026_DzMX_GzMN_Dp00_Gp00 | A3 -Florencia 33 kV | All generators | 1 | cap | Dorada - Magdalena 115 kV | m:P:bus1 in MW | 43.9113 | ElmLne
2026 | 2026_DzMX_GzMN_Dp00_Gp00 | A3 -Florencia 33 kV | All generators | 0.9 | cap | Dorada - Magdalena 115 kV | m:P:bus2 in MW | -43.5507 | ElmLne
2026 | 2026_DzMX_GzMN_Dp00_Gp00 | A3 -Florencia 33 kV | All generators | 0.91 | cap | Dorada - Magdalena 115 kV | m:P:bus2 in MW | -43.5746 | ElmLne
2026 | 2026_DzMX_GzMN_Dp00_Gp00 | A3 -Florencia 33 kV | All generators | 0.92 | cap | Dorada - Magdalena 115 kV | m:P:bus2 in MW | -43.5972 | ElmLne
2026 | 2026_DzMX_GzMN_Dp00_Gp00 | A3 -Florencia 33 kV | All generators | 0.93 | cap | Dorada - Magdalena 115 kV | m:P:bus2 in MW | -43.6189 | ElmLne
2026 | 2026_DzMX_GzMN_Dp00_Gp00 | A3 -Florencia 33 kV | All generators | 0.94 | cap | Dorada - Magdalena 115 kV | m:P:bus2 in MW | -43.6399 | ElmLne
2026 | 2026_DzMX_GzMN_Dp00_Gp00 | A3 -Florencia 33 kV | All generators | 0.95 | cap | Dorada - Magdalena 115 kV | m:P:bus2 in MW | -43.6606 | ElmLne
2026 | 2026_DzMX_GzMN_Dp00_Gp00 | A3 -Florencia 33 kV | All generators | 0.96 | cap | Dorada - Magdalena 115 kV | m:P:bus2 in MW | -43.6815 | ElmLne
2026 | 2026_DzMX_GzMN_Dp00_Gp00 | A3 -Florencia 33 kV | All generators | 0.97 | cap | Dorada - Magdalena 115 kV | m:P:bus2 in MW | -43.703 | ElmLne
2026 | 2026_DzMX_GzMN_Dp00_Gp00 | A3 -Florencia 33 kV | All generators | 0.98 | cap | Dorada - Magdalena 115 kV | m:P:bus2 in MW | -43.7261 | ElmLne
2026 | 2026_DzMX_GzMN_Dp00_Gp00 | A3 -Florencia 33 kV | All generators | 0.99 | cap | Dorada - Magdalena 115 kV | m:P:bus2 in MW | -43.7531 | ElmLne
2026 | 2026_DzMX_GzMN_Dp00_Gp00 | A3 -Florencia 33 kV | All generators | 1 | cap | Dorada - Magdalena 115 kV | m:P:bus2 in MW | -43.8084 | ElmLne
2026 | 2026_DzMX_GzMN_Dp00_Gp00 | A3 -Florencia 33 kV | All generators | 0.9 | cap | Dorada - Magdalena 115 kV | m:Q:bus1 in Mvar | 3.352 | ElmLne
2026 | 2026_DzMX_GzMN_Dp00_Gp00 | A3 -Florencia 33 kV | All generators | 0.91 | cap | Dorada - Magdalena 115 kV | m:Q:bus1 in Mvar | 3.4095 | ElmLne
2026 | 2026_DzMX_GzMN_Dp00_Gp00 | A3 -Florencia 33 kV | All generators | 0.92 | cap | Dorada - Magdalena 115 kV | m:Q:bus1 in Mvar | 3.4648 | ElmLne
2026 | 2026_DzMX_GzMN_Dp00_Gp00 | A3 -Florencia 33 kV | All generators | 0.93 | cap | Dorada - Magdalena 115 kV | m:Q:bus1 in Mvar | 3.5188 | ElmLne
2026 | 2026_DzMX_GzMN_Dp00_Gp00 | A3 -Florencia 33 kV | All generators | 0.94 | cap | Dorada - Magdalena 115 kV | m:Q:bus1 in Mvar | 3.5722 | ElmLne
2026 | 2026_DzMX_GzMN_Dp00_Gp00 | A3 -Florencia 33 kV | All generators | 0.95 | cap | Dorada - Magdalena 115 kV | m:Q:bus1 in Mvar | 3.6259 | ElmLne
2026 | 2026_DzMX_GzMN_Dp00_Gp00 | A3 -Florencia 33 kV | All generators | 0.96 | cap | Dorada - Magdalena 115 kV | m:Q:bus1 in Mvar | 3.6809 | ElmLne
2026 | 2026_DzMX_GzMN_Dp00_Gp00 | A3 -Florencia 33 kV | All generators | 0.97 | cap | Dorada - Magdalena 115 kV | m:Q:bus1 in Mvar | 3.7388 | ElmLne
2026 | 2026_DzMX_GzMN_Dp00_Gp00 | A3 -Florencia 33 kV | All generators | 0.98 | cap | Dorada - Magdalena 115 kV | m:Q:bus1 in Mvar | 3.8024 | ElmLne
2026 | 2026_DzMX_GzMN_Dp00_Gp00 | A3 -Florencia 33 kV | All generators | 0.99 | cap | Dorada - Magdalena 115 kV | m:Q:bus1 in Mvar | 3.8789 | ElmLne
2026 | 2026_DzMX_GzMN_Dp00_Gp00 | A3 -Florencia 33 kV | All generators | 1 | cap | Dorada - Magdalena 115 kV | m:Q:bus1 in Mvar | 4.0429 | ElmLne
2026 | 2026_DzMX_GzMN_Dp00_Gp00 | A3 -Florencia 33 kV | All generators | 0.9 | cap | Dorada - Magdalena 115 kV | m:Q:bus2 in Mvar | -3.1998 | ElmLne
2026 | 2026_DzMX_GzMN_Dp00_Gp00 | A3 -Florencia 33 kV | All generators | 0.91 | cap | Dorada - Magdalena 115 kV | m:Q:bus2 in Mvar | -3.2571 | ElmLne
2026 | 2026_DzMX_GzMN_Dp00_Gp00 | A3 -Florencia 33 kV | All generators | 0.92 | cap | Dorada - Magdalena 115 kV | m:Q:bus2 in Mvar | -3.3123 | ElmLne
2026 | 2026_DzMX_GzMN_Dp00_Gp00 | A3 -Florencia 33 kV | All generators | 0.93 | cap | Dorada - Magdalena 115 kV | m:Q:bus2 in Mvar | -3.3662 | ElmLne
2026 | 2026_DzMX_GzMN_Dp00_Gp00 | A3 -Florencia 33 kV | All generators | 0.94 | cap | Dorada - Magdalena 115 kV | m:Q:bus2 in Mvar | -3.4195 | ElmLne
2026 | 2026_DzMX_GzMN_Dp00_Gp00 | A3 -Florencia 33 kV | All generators | 0.95 | cap | Dorada - Magdalena 115 kV | m:Q:bus2 in Mvar | -3.4731 | ElmLne
2026 | 2026_DzMX_GzMN_Dp00_Gp00 | A3 -Florencia 33 kV | All generators | 0.96 | cap | Dorada - Magdalena 115 kV | m:Q:bus2 in Mvar | -3.5281 | ElmLne
2026 | 2026_DzMX_GzMN_Dp00_Gp00 | A3 -Florencia 33 kV | All generators | 0.97 | cap | Dorada - Magdalena 115 kV | m:Q:bus2 in Mvar | -3.5859 | ElmLne
2026 | 2026_DzMX_GzMN_Dp00_Gp00 | A3 -Florencia 33 kV | All generators | 0.98 | cap | Dorada - Magdalena 115 kV | m:Q:bus2 in Mvar | -3.6494 | ElmLne
2026 | 2026_DzMX_GzMN_Dp00_Gp00 | A3 -Florencia 33 kV | All generators | 0.99 | cap | Dorada - Magdalena 115 kV | m:Q:bus2 in Mvar | -3.7258 | ElmLne
2026 | 2026_DzMX_GzMN_Dp00_Gp00 | A3 -Florencia 33 kV | All generators | 1 | cap | Dorada - Magdalena 115 kV | m:Q:bus2 in Mvar | -3.8898 | ElmLne
2026 | 2026_DzMX_GzMN_Dp00_Gp00 | A3 -Florencia 33 kV | All generators | 0.9 | cap | Dorada - Magdalena 115 kV | m:cosphi:bus1 | 0.99706 | ElmLne
2026 | 2026_DzMX_GzMN_Dp00_Gp00 | A3 -Florencia 33 kV | All generators | 0.91 | cap | Dorada - Magdalena 115 kV | m:cosphi:bus1 | 0.99697 | ElmLne
2026 | 2026_DzMX_GzMN_Dp00_Gp00 | A3 -Florencia 33 kV | All generators | 0.92 | cap | Dorada - Magdalena 115 kV | m:cosphi:bus1 | 0.99687 | ElmLne
2026 | 2026_DzMX_GzMN_Dp00_Gp00 | A3 -Florencia 33 kV | All generators | 0.93 | cap | Dorada - Magdalena 115 kV | m:cosphi:bus1 | 0.99678 | ElmLne
2026 | 2026_DzMX_GzMN_Dp00_Gp00 | A3 -Florencia 33 kV | All generators | 0.94 | cap | Dorada - Magdalena 115 kV | m:cosphi:bus1 | 0.99668 | ElmLne
2026 | 2026_DzMX_GzMN_Dp00_Gp00 | A3 -Florencia 33 kV | All generators | 0.95 | cap | Dorada - Magdalena 115 kV | m:cosphi:bus1 | 0.99659 | ElmLne
2026 | 2026_DzMX_GzMN_Dp00_Gp00 | A3 -Florencia 33 kV | All generators | 0.96 | cap | Dorada - Magdalena 115 kV | m:cosphi:bus1 | 0.99649 | ElmLne
2026 | 2026_DzMX_GzMN_Dp00_Gp00 | A3 -Florencia 33 kV | All generators | 0.97 | cap | Dorada - Magdalena 115 kV | m:cosphi:bus1 | 0.99638 | ElmLne
2026 | 2026_DzMX_GzMN_Dp00_Gp00 | A3 -Florencia 33 kV | All generators | 0.98 | cap | Dorada - Magdalena 115 kV | m:cosphi:bus1 | 0.99626 | ElmLne
2026 | 2026_DzMX_GzMN_Dp00_Gp00 | A3 -Florencia 33 kV | All generators | 0.99 | cap | Dorada - Magdalena 115 kV | m:cosphi:bus1 | 0.99611 | ElmLne
2026 | 2026_DzMX_GzMN_Dp00_Gp00 | A3 -Florencia 33 kV | All generators | 1 | cap | Dorada - Magdalena 115 kV | m:cosphi:bus1 | 0.99579 | ElmLne
2026 | 2026_DzMX_GzMN_Dp00_Gp00 | A3 -Florencia 33 kV | All generators | 0.9 | cap | Dorada - Magdalena 115 kV | m:cosphi:bus2 | -0.99731 | ElmLne
2026 | 2026_DzMX_GzMN_Dp00_Gp00 | A3 -Florencia 33 kV | All generators | 0.91 | cap | Dorada - Magdalena 115 kV | m:cosphi:bus2 | -0.99722 | ElmLne
2026 | 2026_DzMX_GzMN_Dp00_Gp00 | A3 -Florencia 33 kV | All generators | 0.92 | cap | Dorada - Magdalena 115 kV | m:cosphi:bus2 | -0.99713 | ElmLne
2026 | 2026_DzMX_GzMN_Dp00_Gp00 | A3 -Florencia 33 kV | All generators | 0.93 | cap | Dorada - Magdalena 115 kV | m:cosphi:bus2 | -0.99704 | ElmLne
2026 | 2026_DzMX_GzMN_Dp00_Gp00 | A3 -Florencia 33 kV | All generators | 0.94 | cap | Dorada - Magdalena 115 kV | m:cosphi:bus2 | -0.99694 | ElmLne
2026 | 2026_DzMX_GzMN_Dp00_Gp00 | A3 -Florencia 33 kV | All generators | 0.95 | cap | Dorada - Magdalena 115 kV | m:cosphi:bus2 | -0.99685 | ElmLne
2026 | 2026_DzMX_GzMN_Dp00_Gp00 | A3 -Florencia 33 kV | All generators | 0.96 | cap | Dorada - Magdalena 115 kV | m:cosphi:bus2 | -0.99675 | ElmLne
2026 | 2026_DzMX_GzMN_Dp00_Gp00 | A3 -Florencia 33 kV | All generators | 0.97 | cap | Dorada - Magdalena 115 kV | m:cosphi:bus2 | -0.99665 | ElmLne
2026 | 2026_DzMX_GzMN_Dp00_Gp00 | A3 -Florencia 33 kV | All generators | 0.98 | cap | Dorada - Magdalena 115 kV | m:cosphi:bus2 | -0.99654 | ElmLne
2026 | 2026_DzMX_GzMN_Dp00_Gp00 | A3 -Florencia 33 kV | All generators | 0.99 | cap | Dorada - Magdalena 115 kV | m:cosphi:bus2 | -0.99639 | ElmLne
2026 | 2026_DzMX_GzMN_Dp00_Gp00 | A3 -Florencia 33 kV | All generators | 1 | cap | Dorada - Magdalena 115 kV | m:cosphi:bus2 | -0.99608 | ElmLne
2026 | 2026_DzMX_GzMN_Dp00_Gp00 | A3 -Florencia 33 kV | All generators | 0.9 | cap | Mariquita - Victoria 2 115 | m:P:bus1 in MW | 8.2428 | ElmLne
2026 | 2026_DzMX_GzMN_Dp00_Gp00 | A3 -Florencia 33 kV | All generators | 0.91 | cap | Mariquita - Victoria 2 115 | m:P:bus1 in MW | 8.2398 | ElmLne
2026 | 2026_DzMX_GzMN_Dp00_Gp00 | A3 -Florencia 33 kV | All generators | 0.92 | cap | Mariquita - Victoria 2 115 | m:P:bus1 in MW | 8.2367 | ElmLne
2026 | 2026_DzMX_GzMN_Dp00_Gp00 | A3 -Florencia 33 kV | All generators | 0.93 | cap | Mariquita - Victoria 2 115 | m:P:bus1 in MW | 8.2336 | ElmLne
2026 | 2026_DzMX_GzMN_Dp00_Gp00 | A3 -Florencia 33 kV | All generators | 0.94 | cap | Mariquita - Victoria 2 115 | m:P:bus1 in MW | 8.2304 | ElmLne
2026 | 2026_DzMX_GzMN_Dp00_Gp00 | A3 -Florencia 33 kV | All generators | 0.95 | cap | Mariquita - Victoria 2 115 | m:P:bus1 in MW | 8.2271 | ElmLne
2026 | 2026_DzMX_GzMN_Dp00_Gp00 | A3 -Florencia 33 kV | All generators | 0.96 | cap | Mariquita - Victoria 2 115 | m:P:bus1 in MW | 8.2235 | ElmLne
2026 | 2026_DzMX_GzMN_Dp00_Gp00 | A3 -Florencia 33 kV | All generators | 0.97 | cap | Mariquita - Victoria 2 115 | m:P:bus1 in MW | 8.2196 | ElmLne
2026 | 2026_DzMX_GzMN_Dp00_Gp00 | A3 -Florencia 33 kV | All generators | 0.98 | cap | Mariquita - Victoria 2 115 | m:P:bus1 in MW | 8.2151 | ElmLne
2026 | 2026_DzMX_GzMN_Dp00_Gp00 | A3 -Florencia 33 kV | All generators | 0.99 | cap | Mariquita - Victoria 2 115 | m:P:bus1 in MW | 8.2094 | ElmLne
2026 | 2026_DzMX_GzMN_Dp00_Gp00 | A3 -Florencia 33 kV | All generators | 1 | cap | Mariquita - Victoria 2 115 | m:P:bus1 in MW | 8.1963 | ElmLne
2026 | 2026_DzMX_GzMN_Dp00_Gp00 | A3 -Florencia 33 kV | All generators | 0.9 | cap | Mariquita - Victoria 2 115 | m:P:bus2 in MW | -8.2151 | ElmLne
2026 | 2026_DzMX_GzMN_Dp00_Gp00 | A3 -Florencia 33 kV | All generators | 0.91 | cap | Mariquita - Victoria 2 115 | m:P:bus2 in MW | -8.2121 | ElmLne
2026 | 2026_DzMX_GzMN_Dp00_Gp00 | A3 -Florencia 33 kV | All generators | 0.92 | cap | Mariquita - Victoria 2 115 | m:P:bus2 in MW | -8.2092 | ElmLne
2026 | 2026_DzMX_GzMN_Dp00_Gp00 | A3 -Florencia 33 kV | All generators | 0.93 | cap | Mariquita - Victoria 2 115 | m:P:bus2 in MW | -8.2061 | ElmLne
2026 | 2026_DzMX_GzMN_Dp00_Gp00 | A3 -Florencia 33 kV | All generators | 0.94 | cap | Mariquita - Victoria 2 115 | m:P:bus2 in MW | -8.203 | ElmLne
2026 | 2026_DzMX_GzMN_Dp00_Gp00 | A3 -Florencia 33 kV | All generators | 0.95 | cap | Mariquita - Victoria 2 115 | m:P:bus2 in MW | -8.1997 | ElmLne
2026 | 2026_DzMX_GzMN_Dp00_Gp00 | A3 -Florencia 33 kV | All generators | 0.96 | cap | Mariquita - Victoria 2 115 | m:P:bus2 in MW | -8.1962 | ElmLne
2026 | 2026_DzMX_GzMN_Dp00_Gp00 | A3 -Florencia 33 kV | All generators | 0.97 | cap | Mariquita - Victoria 2 115 | m:P:bus2 in MW | -8.1923 | ElmLne
2026 | 2026_DzMX_GzMN_Dp00_Gp00 | A3 -Florencia 33 kV | All generators | 0.98 | cap | Mariquita - Victoria 2 115 | m:P:bus2 in MW | -8.1879 | ElmLne
2026 | 2026_DzMX_GzMN_Dp00_Gp00 | A3 -Florencia 33 kV | All generators | 0.99 | cap | Mariquita - Victoria 2 115 | m:P:bus2 in MW | -8.1823 | ElmLne
2026 | 2026_DzMX_GzMN_Dp00_Gp00 | A3 -Florencia 33 kV | All generators | 1 | cap | Mariquita - Victoria 2 115 | m:P:bus2 in MW | -8.1694 | ElmLne
2026 | 2026_DzMX_GzMN_Dp00_Gp00 | A3 -Florencia 33 kV | All generators | 0.9 | cap | Mariquita - Victoria 2 115 | m:Q:bus1 in Mvar | -8.0513 | ElmLne
2026 | 2026_DzMX_GzMN_Dp00_Gp00 | A3 -Florencia 33 kV | All generators | 0.91 | cap | Mariquita - Victoria 2 115 | m:Q:bus1 in Mvar | -8.0429 | ElmLne
2026 | 2026_DzMX_GzMN_Dp00_Gp00 | A3 -Florencia 33 kV | All generators | 0.92 | cap | Mariquita - Victoria 2 115 | m:Q:bus1 in Mvar | -8.0349 | ElmLne
2026 | 2026_DzMX_GzMN_Dp00_Gp00 | A3 -Florencia 33 kV | All generators | 0.93 | cap | Mariquita - Victoria 2 115 | m:Q:bus1 in Mvar | -8.0271 | ElmLne
2026 | 2026_DzMX_GzMN_Dp00_Gp00 | A3 -Florencia 33 kV | All generators | 0.94 | cap | Mariquita - Victoria 2 115 | m:Q:bus1 in Mvar | -8.0193 | ElmLne
2026 | 2026_DzMX_GzMN_Dp00_Gp00 | A3 -Florencia 33 kV | All generators | 0.95 | cap | Mariquita - Victoria 2 115 | m:Q:bus1 in Mvar | -8.0116 | ElmLne
2026 | 2026_DzMX_GzMN_Dp00_Gp00 | A3 -Florencia 33 kV | All generators | 0.96 | cap | Mariquita - Victoria 2 115 | m:Q:bus1 in Mvar | -8.0036 | ElmLne
2026 | 2026_DzMX_GzMN_Dp00_Gp00 | A3 -Florencia 33 kV | All generators | 0.97 | cap | Mariquita - Victoria 2 115 | m:Q:bus1 in Mvar | -7.9953 | ElmLne
2026 | 2026_DzMX_GzMN_Dp00_Gp00 | A3 -Florencia 33 kV | All generators | 0.98 | cap | Mariquita - Victoria 2 115 | m:Q:bus1 in Mvar | -7.9861 | ElmLne
2026 | 2026_DzMX_GzMN_Dp00_Gp00 | A3 -Florencia 33 kV | All generators | 0.99 | cap | Mariquita - Victoria 2 115 | m:Q:bus1 in Mvar | -7.9751 | ElmLne
2026 | 2026_DzMX_GzMN_Dp00_Gp00 | A3 -Florencia 33 kV | All generators | 1 | cap | Mariquita - Victoria 2 115 | m:Q:bus1 in Mvar | -7.9516 | ElmLne
2026 | 2026_DzMX_GzMN_Dp00_Gp00 | A3 -Florencia 33 kV | All generators | 0.9 | cap | Mariquita - Victoria 2 115 | m:Q:bus2 in Mvar | 7.4787 | ElmLne
2026 | 2026_DzMX_GzMN_Dp00_Gp00 | A3 -Florencia 33 kV | All generators | 0.91 | cap | Mariquita - Victoria 2 115 | m:Q:bus2 in Mvar | 7.4697 | ElmLne
2026 | 2026_DzMX_GzMN_Dp00_Gp00 | A3 -Florencia 33 kV | All generators | 0.92 | cap | Mariquita - Victoria 2 115 | m:Q:bus2 in Mvar | 7.461 | ElmLne
2026 | 2026_DzMX_GzMN_Dp00_Gp00 | A3 -Florencia 33 kV | All generators | 0.93 | cap | Mariquita - Victoria 2 115 | m:Q:bus2 in Mvar | 7.4525 | ElmLne
2026 | 2026_DzMX_GzMN_Dp00_Gp00 | A3 -Florencia 33 kV | All generators | 0.94 | cap | Mariquita - Victoria 2 115 | m:Q:bus2 in Mvar | 7.4442 | ElmLne
2026 | 2026_DzMX_GzMN_Dp00_Gp00 | A3 -Florencia 33 kV | All generators | 0.95 | cap | Mariquita - Victoria 2 115 | m:Q:bus2 in Mvar | 7.4358 | ElmLne
2026 | 2026_DzMX_GzMN_Dp00_Gp00 | A3 -Florencia 33 kV | All generators | 0.96 | cap | Mariquita - Victoria 2 115 | m:Q:bus2 in Mvar | 7.4272 | ElmLne
2026 | 2026_DzMX_GzMN_Dp00_Gp00 | A3 -Florencia 33 kV | All generators | 0.97 | cap | Mariquita - Victoria 2 115 | m:Q:bus2 in Mvar | 7.4181 | ElmLne
2026 | 2026_DzMX_GzMN_Dp00_Gp00 | A3 -Florencia 33 kV | All generators | 0.98 | cap | Mariquita - Victoria 2 115 | m:Q:bus2 in Mvar | 7.4082 | ElmLne
2026 | 2026_DzMX_GzMN_Dp00_Gp00 | A3 -Florencia 33 kV | All generators | 0.99 | cap | Mariquita - Victoria 2 115 | m:Q:bus2 in Mvar | 7.3963 | ElmLne
2026 | 2026_DzMX_GzMN_Dp00_Gp00 | A3 -Florencia 33 kV | All generators | 1 | cap | Mariquita - Victoria 2 115 | m:Q:bus2 in Mvar | 7.3708 | ElmLne
2026 | 2026_DzMX_GzMN_Dp00_Gp00 | A3 -Florencia 33 kV | All generators | 0.9 | cap | Mariquita - Victoria 2 115 | m:cosphi:bus1 | 0.71537 | ElmLne
2026 | 2026_DzMX_GzMN_Dp00_Gp00 | A3 -Florencia 33 kV | All generators | 0.91 | cap | Mariquita - Victoria 2 115 | m:cosphi:bus1 | 0.7156 | ElmLne
2026 | 2026_DzMX_GzMN_Dp00_Gp00 | A3 -Florencia 33 kV | All generators | 0.92 | cap | Mariquita - Victoria 2 115 | m:cosphi:bus1 | 0.71582 | ElmLne
2026 | 2026_DzMX_GzMN_Dp00_Gp00 | A3 -Florencia 33 kV | All generators | 0.93 | cap | Mariquita - Victoria 2 115 | m:cosphi:bus1 | 0.71603 | ElmLne
2026 | 2026_DzMX_GzMN_Dp00_Gp00 | A3 -Florencia 33 kV | All generators | 0.94 | cap | Mariquita - Victoria 2 115 | m:cosphi:bus1 | 0.71623 | ElmLne
2026 | 2026_DzMX_GzMN_Dp00_Gp00 | A3 -Florencia 33 kV | All generators | 0.95 | cap | Mariquita - Victoria 2 115 | m:cosphi:bus1 | 0.71643 | ElmLne
2026 | 2026_DzMX_GzMN_Dp00_Gp00 | A3 -Florencia 33 kV | All generators | 0.96 | cap | Mariquita - Victoria 2 115 | m:cosphi:bus1 | 0.71662 | ElmLne
2026 | 2026_DzMX_GzMN_Dp00_Gp00 | A3 -Florencia 33 kV | All generators | 0.97 | cap | Mariquita - Victoria 2 115 | m:cosphi:bus1 | 0.71682 | ElmLne
2026 | 2026_DzMX_GzMN_Dp00_Gp00 | A3 -Florencia 33 kV | All generators | 0.98 | cap | Mariquita - Victoria 2 115 | m:cosphi:bus1 | 0.71703 | ElmLne
2026 | 2026_DzMX_GzMN_Dp00_Gp00 | A3 -Florencia 33 kV | All generators | 0.99 | cap | Mariquita - Victoria 2 115 | m:cosphi:bus1 | 0.71727 | ElmLne
2026 | 2026_DzMX_GzMN_Dp00_Gp00 | A3 -Florencia 33 kV | All generators | 1 | cap | Mariquita - Victoria 2 115 | m:cosphi:bus1 | 0.71774 | ElmLne
2026 | 2026_DzMX_GzMN_Dp00_Gp00 | A3 -Florencia 33 kV | All generators | 0.9 | cap | Mariquita - Victoria 2 115 | m:cosphi:bus2 | -0.73947 | ElmLne
2026 | 2026_DzMX_GzMN_Dp00_Gp00 | A3 -Florencia 33 kV | All generators | 0.91 | cap | Mariquita - Victoria 2 115 | m:cosphi:bus2 | -0.73976 | ElmLne
2026 | 2026_DzMX_GzMN_Dp00_Gp00 | A3 -Florencia 33 kV | All generators | 0.92 | cap | Mariquita - Victoria 2 115 | m:cosphi:bus2 | -0.74003 | ElmLne
2026 | 2026_DzMX_GzMN_Dp00_Gp00 | A3 -Florencia 33 kV | All generators | 0.93 | cap | Mariquita - Victoria 2 115 | m:cosphi:bus2 | -0.74028 | ElmLne
2026 | 2026_DzMX_GzMN_Dp00_Gp00 | A3 -Florencia 33 kV | All generators | 0.94 | cap | Mariquita - Victoria 2 115 | m:cosphi:bus2 | -0.74053 | ElmLne
2026 | 2026_DzMX_GzMN_Dp00_Gp00 | A3 -Florencia 33 kV | All generators | 0.95 | cap | Mariquita - Victoria 2 115 | m:cosphi:bus2 | -0.74077 | ElmLne
2026 | 2026_DzMX_GzMN_Dp00_Gp00 | A3 -Florencia 33 kV | All generators | 0.96 | cap | Mariquita - Victoria 2 115 | m:cosphi:bus2 | -0.74102 | ElmLne
2026 | 2026_DzMX_GzMN_Dp00_Gp00 | A3 -Florencia 33 kV | All generators | 0.97 | cap | Mariquita - Victoria 2 115 | m:cosphi:bus2 | -0.74126 | ElmLne
2026 | 2026_DzMX_GzMN_Dp00_Gp00 | A3 -Florencia 33 kV | All generators | 0.98 | cap | Mariquita - Victoria 2 115 | m:cosphi:bus2 | -0.74153 | ElmLne
2026 | 2026_DzMX_GzMN_Dp00_Gp00 | A3 -Florencia 33 kV | All generators | 0.99 | cap | Mariquita - Victoria 2 115 | m:cosphi:bus2 | -0.74184 | ElmLne
2026 | 2026_DzMX_GzMN_Dp00_Gp00 | A3 -Florencia 33 kV | All generators | 1 | cap | Mariquita - Victoria 2 115 | m:cosphi:bus2 | -0.74246 | ElmLne
2026 | 2026_DzMX_GzMN_Dp00_Gp00 | A3 -Florencia 33 kV | All generators | 0.9 | cap | Dorada 115/33/13.8 kV | m:P:bushv in MW | 11.7161 | ElmTr3
2026 | 2026_DzMX_GzMN_Dp00_Gp00 | A3 -Florencia 33 kV | All generators | 0.91 | cap | Dorada 115/33/13.8 kV | m:P:bushv in MW | 11.705 | ElmTr3
2026 | 2026_DzMX_GzMN_Dp00_Gp00 | A3 -Florencia 33 kV | All generators | 0.92 | cap | Dorada 115/33/13.8 kV | m:P:bushv in MW | 11.6958 | ElmTr3
2026 | 2026_DzMX_GzMN_Dp00_Gp00 | A3 -Florencia 33 kV | All generators | 0.93 | cap | Dorada 115/33/13.8 kV | m:P:bushv in MW | 11.688 | ElmTr3
2026 | 2026_DzMX_GzMN_Dp00_Gp00 | A3 -Florencia 33 kV | All generators | 0.94 | cap | Dorada 115/33/13.8 kV | m:P:bushv in MW | 11.6816 | ElmTr3
2026 | 2026_DzMX_GzMN_Dp00_Gp00 | A3 -Florencia 33 kV | All generators | 0.95 | cap | Dorada 115/33/13.8 kV | m:P:bushv in MW | 11.6765 | ElmTr3
2026 | 2026_DzMX_GzMN_Dp00_Gp00 | A3 -Florencia 33 kV | All generators | 0.96 | cap | Dorada 115/33/13.8 kV | m:P:bushv in MW | 11.6725 | ElmTr3
2026 | 2026_DzMX_GzMN_Dp00_Gp00 | A3 -Florencia 33 kV | All generators | 0.97 | cap | Dorada 115/33/13.8 kV | m:P:bushv in MW | 11.6698 | ElmTr3
2026 | 2026_DzMX_GzMN_Dp00_Gp00 | A3 -Florencia 33 kV | All generators | 0.98 | cap | Dorada 115/33/13.8 kV | m:P:bushv in MW | 11.6685 | ElmTr3
2026 | 2026_DzMX_GzMN_Dp00_Gp00 | A3 -Florencia 33 kV | All generators | 0.99 | cap | Dorada 115/33/13.8 kV | m:P:bushv in MW | 11.6693 | ElmTr3
2026 | 2026_DzMX_GzMN_Dp00_Gp00 | A3 -Florencia 33 kV | All generators | 1 | cap | Dorada 115/33/13.8 kV | m:P:bushv in MW | 11.6797 | ElmTr3
2026 | 2026_DzMX_GzMN_Dp00_Gp00 | A3 -Florencia 33 kV | All generators | 0.9 | cap | Dorada 115/33/13.8 kV | m:Q:bushv in Mvar | 9.2869 | ElmTr3
2026 | 2026_DzMX_GzMN_Dp00_Gp00 | A3 -Florencia 33 kV | All generators | 0.91 | cap | Dorada 115/33/13.8 kV | m:Q:bushv in Mvar | 9.1345 | ElmTr3
2026 | 2026_DzMX_GzMN_Dp00_Gp00 | A3 -Florencia 33 kV | All generators | 0.92 | cap | Dorada 115/33/13.8 kV | m:Q:bushv in Mvar | 8.9879 | ElmTr3
2026 | 2026_DzMX_GzMN_Dp00_Gp00 | A3 -Florencia 33 kV | All generators | 0.93 | cap | Dorada 115/33/13.8 kV | m:Q:bushv in Mvar | 8.8449 | ElmTr3
2026 | 2026_DzMX_GzMN_Dp00_Gp00 | A3 -Florencia 33 kV | All generators | 0.94 | cap | Dorada 115/33/13.8 kV | m:Q:bushv in Mvar | 8.7034 | ElmTr3
2026 | 2026_DzMX_GzMN_Dp00_Gp00 | A3 -Florencia 33 kV | All generators | 0.95 | cap | Dorada 115/33/13.8 kV | m:Q:bushv in Mvar | 8.5612 | ElmTr3
2026 | 2026_DzMX_GzMN_Dp00_Gp00 | A3 -Florencia 33 kV | All generators | 0.96 | cap | Dorada 115/33/13.8 kV | m:Q:bushv in Mvar | 8.4155 | ElmTr3
2026 | 2026_DzMX_GzMN_Dp00_Gp00 | A3 -Florencia 33 kV | All generators | 0.97 | cap | Dorada 115/33/13.8 kV | m:Q:bushv in Mvar | 8.2622 | ElmTr3
2026 | 2026_DzMX_GzMN_Dp00_Gp00 | A3 -Florencia 33 kV | All generators | 0.98 | cap | Dorada 115/33/13.8 kV | m:Q:bushv in Mvar | 8.0938 | ElmTr3
2026 | 2026_DzMX_GzMN_Dp00_Gp00 | A3 -Florencia 33 kV | All generators | 0.99 | cap | Dorada 115/33/13.8 kV | m:Q:bushv in Mvar | 7.8914 | ElmTr3
2026 | 2026_DzMX_GzMN_Dp00_Gp00 | A3 -Florencia 33 kV | All generators | 1 | cap | Dorada 115/33/13.8 kV | m:Q:bushv in Mvar | 7.4577 | ElmTr3
2026 | 2026_DzMX_GzMN_Dp00_Gp00 | A3 -Florencia 33 kV | All generators | 0.9 | cap | Dorada 115/33/13.8 kV | m:cosphi:bushv | 0.78367 | ElmTr3
2026 | 2026_DzMX_GzMN_Dp00_Gp00 | A3 -Florencia 33 kV | All generators | 0.91 | cap | Dorada 115/33/13.8 kV | m:cosphi:bushv | 0.78835 | ElmTr3
2026 | 2026_DzMX_GzMN_Dp00_Gp00 | A3 -Florencia 33 kV | All generators | 0.92 | cap | Dorada 115/33/13.8 kV | m:cosphi:bushv | 0.79291 | ElmTr3
2026 | 2026_DzMX_GzMN_Dp00_Gp00 | A3 -Florencia 33 kV | All generators | 0.93 | cap | Dorada 115/33/13.8 kV | m:cosphi:bushv | 0.79741 | ElmTr3
2026 | 2026_DzMX_GzMN_Dp00_Gp00 | A3 -Florencia 33 kV | All generators | 0.94 | cap | Dorada 115/33/13.8 kV | m:cosphi:bushv | 0.8019 | ElmTr3
2026 | 2026_DzMX_GzMN_Dp00_Gp00 | A3 -Florencia 33 kV | All generators | 0.95 | cap | Dorada 115/33/13.8 kV | m:cosphi:bushv | 0.80646 | ElmTr3
2026 | 2026_DzMX_GzMN_Dp00_Gp00 | A3 -Florencia 33 kV | All generators | 0.96 | cap | Dorada 115/33/13.8 kV | m:cosphi:bushv | 0.81116 | ElmTr3
2026 | 2026_DzMX_GzMN_Dp00_Gp00 | A3 -Florencia 33 kV | All generators | 0.97 | cap | Dorada 115/33/13.8 kV | m:cosphi:bushv | 0.81615 | ElmTr3
2026 | 2026_DzMX_GzMN_Dp00_Gp00 | A3 -Florencia 33 kV | All generators | 0.98 | cap | Dorada 115/33/13.8 kV | m:cosphi:bushv | 0.82168 | ElmTr3
2026 | 2026_DzMX_GzMN_Dp00_Gp00 | A3 -Florencia 33 kV | All generators | 0.99 | cap | Dorada 115/33/13.8 kV | m:cosphi:bushv | 0.82837 | ElmTr3
2026 | 2026_DzMX_GzMN_Dp00_Gp00 | A3 -Florencia 33 kV | All generators | 1 | cap | Dorada 115/33/13.8 kV | m:cosphi:bushv | 0.84284 | ElmTr3
2026 | 2026_DzMX_GzMN_Dp00_Gp00 | A3 -Florencia 33 kV | All generators | 0.9 | cap | Manzanares 115/33/13.8 kV | m:P:bushv in MW | -2.4378 | ElmTr3
2026 | 2026_DzMX_GzMN_Dp00_Gp00 | A3 -Florencia 33 kV | All generators | 0.91 | cap | Manzanares 115/33/13.8 kV | m:P:bushv in MW | -2.5304 | ElmTr3
2026 | 2026_DzMX_GzMN_Dp00_Gp00 | A3 -Florencia 33 kV | All generators | 0.92 | cap | Manzanares 115/33/13.8 kV | m:P:bushv in MW | -2.6155 | ElmTr3
2026 | 2026_DzMX_GzMN_Dp00_Gp00 | A3 -Florencia 33 kV | All generators | 0.93 | cap | Manzanares 115/33/13.8 kV | m:P:bushv in MW | -2.6946 | ElmTr3
2026 | 2026_DzMX_GzMN_Dp00_Gp00 | A3 -Florencia 33 kV | All generators | 0.94 | cap | Manzanares 115/33/13.8 kV | m:P:bushv in MW | -2.7691 | ElmTr3
2026 | 2026_DzMX_GzMN_Dp00_Gp00 | A3 -Florencia 33 kV | All generators | 0.95 | cap | Manzanares 115/33/13.8 kV | m:P:bushv in MW | -2.8403 | ElmTr3
2026 | 2026_DzMX_GzMN_Dp00_Gp00 | A3 -Florencia 33 kV | All generators | 0.96 | cap | Manzanares 115/33/13.8 kV | m:P:bushv in MW | -2.9093 | ElmTr3
2026 | 2026_DzMX_GzMN_Dp00_Gp00 | A3 -Florencia 33 kV | All generators | 0.97 | cap | Manzanares 115/33/13.8 kV | m:P:bushv in MW | -2.9776 | ElmTr3
2026 | 2026_DzMX_GzMN_Dp00_Gp00 | A3 -Florencia 33 kV | All generators | 0.98 | cap | Manzanares 115/33/13.8 kV | m:P:bushv in MW | -3.0477 | ElmTr3
2026 | 2026_DzMX_GzMN_Dp00_Gp00 | A3 -Florencia 33 kV | All generators | 0.99 | cap | Manzanares 115/33/13.8 kV | m:P:bushv in MW | -3.1248 | ElmTr3
2026 | 2026_DzMX_GzMN_Dp00_Gp00 | A3 -Florencia 33 kV | All generators | 1 | cap | Manzanares 115/33/13.8 kV | m:P:bushv in MW | -3.2644 | ElmTr3
2026 | 2026_DzMX_GzMN_Dp00_Gp00 | A3 -Florencia 33 kV | All generators | 0.9 | cap | Manzanares 115/33/13.8 kV | m:Q:bushv in Mvar | 9.0722 | ElmTr3
2026 | 2026_DzMX_GzMN_Dp00_Gp00 | A3 -Florencia 33 kV | All generators | 0.91 | cap | Manzanares 115/33/13.8 kV | m:Q:bushv in Mvar | 8.632 | ElmTr3
2026 | 2026_DzMX_GzMN_Dp00_Gp00 | A3 -Florencia 33 kV | All generators | 0.92 | cap | Manzanares 115/33/13.8 kV | m:Q:bushv in Mvar | 8.2072 | ElmTr3
2026 | 2026_DzMX_GzMN_Dp00_Gp00 | A3 -Florencia 33 kV | All generators | 0.93 | cap | Manzanares 115/33/13.8 kV | m:Q:bushv in Mvar | 7.7917 | ElmTr3
2026 | 2026_DzMX_GzMN_Dp00_Gp00 | A3 -Florencia 33 kV | All generators | 0.94 | cap | Manzanares 115/33/13.8 kV | m:Q:bushv in Mvar | 7.3795 | ElmTr3
2026 | 2026_DzMX_GzMN_Dp00_Gp00 | A3 -Florencia 33 kV | All generators | 0.95 | cap | Manzanares 115/33/13.8 kV | m:Q:bushv in Mvar | 6.9642 | ElmTr3
2026 | 2026_DzMX_GzMN_Dp00_Gp00 | A3 -Florencia 33 kV | All generators | 0.96 | cap | Manzanares 115/33/13.8 kV | m:Q:bushv in Mvar | 6.5376 | ElmTr3
2026 | 2026_DzMX_GzMN_Dp00_Gp00 | A3 -Florencia 33 kV | All generators | 0.97 | cap | Manzanares 115/33/13.8 kV | m:Q:bushv in Mvar | 6.0873 | ElmTr3
2026 | 2026_DzMX_GzMN_Dp00_Gp00 | A3 -Florencia 33 kV | All generators | 0.98 | cap | Manzanares 115/33/13.8 kV | m:Q:bushv in Mvar | 5.5912 | ElmTr3
2026 | 2026_DzMX_GzMN_Dp00_Gp00 | A3 -Florencia 33 kV | All generators | 0.99 | cap | Manzanares 115/33/13.8 kV | m:Q:bushv in Mvar | 4.9931 | ElmTr3
2026 | 2026_DzMX_GzMN_Dp00_Gp00 | A3 -Florencia 33 kV | All generators | 1 | cap | Manzanares 115/33/13.8 kV | m:Q:bushv in Mvar | 3.7035 | ElmTr3
2026 | 2026_DzMX_GzMN_Dp00_Gp00 | A3 -Florencia 33 kV | All generators | 0.9 | cap | Manzanares 115/33/13.8 kV | m:cosphi:bushv | -0.25951 | ElmTr3
2026 | 2026_DzMX_GzMN_Dp00_Gp00 | A3 -Florencia 33 kV | All generators | 0.91 | cap | Manzanares 115/33/13.8 kV | m:cosphi:bushv | -0.28131 | ElmTr3
2026 | 2026_DzMX_GzMN_Dp00_Gp00 | A3 -Florencia 33 kV | All generators | 0.92 | cap | Manzanares 115/33/13.8 kV | m:cosphi:bushv | -0.30364 | ElmTr3
2026 | 2026_DzMX_GzMN_Dp00_Gp00 | A3 -Florencia 33 kV | All generators | 0.93 | cap | Manzanares 115/33/13.8 kV | m:cosphi:bushv | -0.32684 | ElmTr3
2026 | 2026_DzMX_GzMN_Dp00_Gp00 | A3 -Florencia 33 kV | All generators | 0.94 | cap | Manzanares 115/33/13.8 kV | m:cosphi:bushv | -0.35132 | ElmTr3
2026 | 2026_DzMX_GzMN_Dp00_Gp00 | A3 -Florencia 33 kV | All generators | 0.95 | cap | Manzanares 115/33/13.8 kV | m:cosphi:bushv | -0.37764 | ElmTr3
2026 | 2026_DzMX_GzMN_Dp00_Gp00 | A3 -Florencia 33 kV | All generators | 0.96 | cap | Manzanares 115/33/13.8 kV | m:cosphi:bushv | -0.40657 | ElmTr3
2026 | 2026_DzMX_GzMN_Dp00_Gp00 | A3 -Florencia 33 kV | All generators | 0.97 | cap | Manzanares 115/33/13.8 kV | m:cosphi:bushv | -0.4394 | ElmTr3
2026 | 2026_DzMX_GzMN_Dp00_Gp00 | A3 -Florencia 33 kV | All generators | 0.98 | cap | Manzanares 115/33/13.8 kV | m:cosphi:bushv | -0.4786 | ElmTr3
2026 | 2026_DzMX_GzMN_Dp00_Gp00 | A3 -Florencia 33 kV | All generators | 0.99 | cap | Manzanares 115/33/13.8 kV | m:cosphi:bushv | -0.5305 | ElmTr3
2026 | 2026_DzMX_GzMN_Dp00_Gp00 | A3 -Florencia 33 kV | All generators | 1 | cap | Manzanares 115/33/13.8 kV | m:cosphi:bushv | -0.66124 | ElmTr3
2026 | 2026_DzMX_GzMN_Dp00_Gp00 | A3 -Florencia 33 kV | All generators | 0.9 | cap | Purnio 230/115 | m:P:bushv in MW | 49.8284 | ElmTr3
2026 | 2026_DzMX_GzMN_Dp00_Gp00 | A3 -Florencia 33 kV | All generators | 0.91 | cap | Purnio 230/115 | m:P:bushv in MW | 49.8101 | ElmTr3
2026 | 2026_DzMX_GzMN_Dp00_Gp00 | A3 -Florencia 33 kV | All generators | 0.92 | cap | Purnio 230/115 | m:P:bushv in MW | 49.7944 | ElmTr3
2026 | 2026_DzMX_GzMN_Dp00_Gp00 | A3 -Florencia 33 kV | All generators | 0.93 | cap | Purnio 230/115 | m:P:bushv in MW | 49.7809 | ElmTr3
2026 | 2026_DzMX_GzMN_Dp00_Gp00 | A3 -Florencia 33 kV | All generators | 0.94 | cap | Purnio 230/115 | m:P:bushv in MW | 49.7692 | ElmTr3
2026 | 2026_DzMX_GzMN_Dp00_Gp00 | A3 -Florencia 33 kV | All generators | 0.95 | cap | Purnio 230/115 | m:P:bushv in MW | 49.7593 | ElmTr3
2026 | 2026_DzMX_GzMN_Dp00_Gp00 | A3 -Florencia 33 kV | All generators | 0.96 | cap | Purnio 230/115 | m:P:bushv in MW | 49.7509 | ElmTr3
2026 | 2026_DzMX_GzMN_Dp00_Gp00 | A3 -Florencia 33 kV | All generators | 0.97 | cap | Purnio 230/115 | m:P:bushv in MW | 49.744 | ElmTr3
2026 | 2026_DzMX_GzMN_Dp00_Gp00 | A3 -Florencia 33 kV | All generators | 0.98 | cap | Purnio 230/115 | m:P:bushv in MW | 49.7389 | ElmTr3
2026 | 2026_DzMX_GzMN_Dp00_Gp00 | A3 -Florencia 33 kV | All generators | 0.99 | cap | Purnio 230/115 | m:P:bushv in MW | 49.7359 | ElmTr3
2026 | 2026_DzMX_GzMN_Dp00_Gp00 | A3 -Florencia 33 kV | All generators | 1 | cap | Purnio 230/115 | m:P:bushv in MW | 49.7416 | ElmTr3
2026 | 2026_DzMX_GzMN_Dp00_Gp00 | A3 -Florencia 33 kV | All generators | 0.9 | cap | Purnio 230/115 | m:Q:bushv in Mvar | 6.7236 | ElmTr3
2026 | 2026_DzMX_GzMN_Dp00_Gp00 | A3 -Florencia 33 kV | All generators | 0.91 | cap | Purnio 230/115 | m:Q:bushv in Mvar | 6.5186 | ElmTr3
2026 | 2026_DzMX_GzMN_Dp00_Gp00 | A3 -Florencia 33 kV | All generators | 0.92 | cap | Purnio 230/115 | m:Q:bushv in Mvar | 6.3214 | ElmTr3
2026 | 2026_DzMX_GzMN_Dp00_Gp00 | A3 -Florencia 33 kV | All generators | 0.93 | cap | Purnio 230/115 | m:Q:bushv in Mvar | 6.1291 | ElmTr3
2026 | 2026_DzMX_GzMN_Dp00_Gp00 | A3 -Florencia 33 kV | All generators | 0.94 | cap | Purnio 230/115 | m:Q:bushv in Mvar | 5.9389 | ElmTr3
2026 | 2026_DzMX_GzMN_Dp00_Gp00 | A3 -Florencia 33 kV | All generators | 0.95 | cap | Purnio 230/115 | m:Q:bushv in Mvar | 5.7479 | ElmTr3
2026 | 2026_DzMX_GzMN_Dp00_Gp00 | A3 -Florencia 33 kV | All generators | 0.96 | cap | Purnio 230/115 | m:Q:bushv in Mvar | 5.5522 | ElmTr3
2026 | 2026_DzMX_GzMN_Dp00_Gp00 | A3 -Florencia 33 kV | All generators | 0.97 | cap | Purnio 230/115 | m:Q:bushv in Mvar | 5.3464 | ElmTr3
2026 | 2026_DzMX_GzMN_Dp00_Gp00 | A3 -Florencia 33 kV | All generators | 0.98 | cap | Purnio 230/115 | m:Q:bushv in Mvar | 5.1203 | ElmTr3
2026 | 2026_DzMX_GzMN_Dp00_Gp00 | A3 -Florencia 33 kV | All generators | 0.99 | cap | Purnio 230/115 | m:Q:bushv in Mvar | 4.8488 | ElmTr3
2026 | 2026_DzMX_GzMN_Dp00_Gp00 | A3 -Florencia 33 kV | All generators | 1 | cap | Purnio 230/115 | m:Q:bushv in Mvar | 4.2673 | ElmTr3
2026 | 2026_DzMX_GzMN_Dp00_Gp00 | A3 -Florencia 33 kV | All generators | 0.9 | cap | Purnio 230/115 | m:cosphi:bushv | 0.99102 | ElmTr3
2026 | 2026_DzMX_GzMN_Dp00_Gp00 | A3 -Florencia 33 kV | All generators | 0.91 | cap | Purnio 230/115 | m:cosphi:bushv | 0.99155 | ElmTr3
2026 | 2026_DzMX_GzMN_Dp00_Gp00 | A3 -Florencia 33 kV | All generators | 0.92 | cap | Purnio 230/115 | m:cosphi:bushv | 0.99204 | ElmTr3
2026 | 2026_DzMX_GzMN_Dp00_Gp00 | A3 -Florencia 33 kV | All generators | 0.93 | cap | Purnio 230/115 | m:cosphi:bushv | 0.99251 | ElmTr3
2026 | 2026_DzMX_GzMN_Dp00_Gp00 | A3 -Florencia 33 kV | All generators | 0.94 | cap | Purnio 230/115 | m:cosphi:bushv | 0.99295 | ElmTr3
2026 | 2026_DzMX_GzMN_Dp00_Gp00 | A3 -Florencia 33 kV | All generators | 0.95 | cap | Purnio 230/115 | m:cosphi:bushv | 0.99339 | ElmTr3
2026 | 2026_DzMX_GzMN_Dp00_Gp00 | A3 -Florencia 33 kV | All generators | 0.96 | cap | Purnio 230/115 | m:cosphi:bushv | 0.99383 | ElmTr3
2026 | 2026_DzMX_GzMN_Dp00_Gp00 | A3 -Florencia 33 kV | All generators | 0.97 | cap | Purnio 230/115 | m:cosphi:bushv | 0.99427 | ElmTr3
2026 | 2026_DzMX_GzMN_Dp00_Gp00 | A3 -Florencia 33 kV | All generators | 0.98 | cap | Purnio 230/115 | m:cosphi:bushv | 0.99474 | ElmTr3
2026 | 2026_DzMX_GzMN_Dp00_Gp00 | A3 -Florencia 33 kV | All generators | 0.99 | cap | Purnio 230/115 | m:cosphi:bushv | 0.99528 | ElmTr3
2026 | 2026_DzMX_GzMN_Dp00_Gp00 | A3 -Florencia 33 kV | All generators | 1 | cap | Purnio 230/115 | m:cosphi:bushv | 0.99634 | ElmTr3
2026 | 2026_DzMX_GzMN_Dp00_Gp00 | A3 -Florencia 33 kV | All generators | 0.9 | cap | Victoria 115/33/13.8 kV | m:P:bushv in MW | 2.1777 | ElmTr3
2026 | 2026_DzMX_GzMN_Dp00_Gp00 | A3 -Florencia 33 kV | All generators | 0.91 | cap | Victoria 115/33/13.8 kV | m:P:bushv in MW | 2.1503 | ElmTr3
2026 | 2026_DzMX_GzMN_Dp00_Gp00 | A3 -Florencia 33 kV | All generators | 0.92 | cap | Victoria 115/33/13.8 kV | m:P:bushv in MW | 2.1264 | ElmTr3
2026 | 2026_DzMX_GzMN_Dp00_Gp00 | A3 -Florencia 33 kV | All generators | 0.93 | cap | Victoria 115/33/13.8 kV | m:P:bushv in MW | 2.1054 | ElmTr3
2026 | 2026_DzMX_GzMN_Dp00_Gp00 | A3 -Florencia 33 kV | All generators | 0.94 | cap | Victoria 115/33/13.8 kV | m:P:bushv in MW | 2.0868 | ElmTr3
2026 | 2026_DzMX_GzMN_Dp00_Gp00 | A3 -Florencia 33 kV | All generators | 0.95 | cap | Victoria 115/33/13.8 kV | m:P:bushv in MW | 2.0703 | ElmTr3
2026 | 2026_DzMX_GzMN_Dp00_Gp00 | A3 -Florencia 33 kV | All generators | 0.96 | cap | Victoria 115/33/13.8 kV | m:P:bushv in MW | 2.0558 | ElmTr3
2026 | 2026_DzMX_GzMN_Dp00_Gp00 | A3 -Florencia 33 kV | All generators | 0.97 | cap | Victoria 115/33/13.8 kV | m:P:bushv in MW | 2.043 | ElmTr3
2026 | 2026_DzMX_GzMN_Dp00_Gp00 | A3 -Florencia 33 kV | All generators | 0.98 | cap | Victoria 115/33/13.8 kV | m:P:bushv in MW | 2.0319 | ElmTr3
2026 | 2026_DzMX_GzMN_Dp00_Gp00 | A3 -Florencia 33 kV | All generators | 0.99 | cap | Victoria 115/33/13.8 kV | m:P:bushv in MW | 2.0227 | ElmTr3
2026 | 2026_DzMX_GzMN_Dp00_Gp00 | A3 -Florencia 33 kV | All generators | 1 | cap | Victoria 115/33/13.8 kV | m:P:bushv in MW | 2.0184 | ElmTr3
2026 | 2026_DzMX_GzMN_Dp00_Gp00 | A3 -Florencia 33 kV | All generators | 0.9 | cap | Victoria 115/33/13.8 kV | m:Q:bushv in Mvar | 6.7846 | ElmTr3
2026 | 2026_DzMX_GzMN_Dp00_Gp00 | A3 -Florencia 33 kV | All generators | 0.91 | cap | Victoria 115/33/13.8 kV | m:Q:bushv in Mvar | 6.5292 | ElmTr3
2026 | 2026_DzMX_GzMN_Dp00_Gp00 | A3 -Florencia 33 kV | All generators | 0.92 | cap | Victoria 115/33/13.8 kV | m:Q:bushv in Mvar | 6.283 | ElmTr3
2026 | 2026_DzMX_GzMN_Dp00_Gp00 | A3 -Florencia 33 kV | All generators | 0.93 | cap | Victoria 115/33/13.8 kV | m:Q:bushv in Mvar | 6.0424 | ElmTr3
2026 | 2026_DzMX_GzMN_Dp00_Gp00 | A3 -Florencia 33 kV | All generators | 0.94 | cap | Victoria 115/33/13.8 kV | m:Q:bushv in Mvar | 5.804 | ElmTr3
2026 | 2026_DzMX_GzMN_Dp00_Gp00 | A3 -Florencia 33 kV | All generators | 0.95 | cap | Victoria 115/33/13.8 kV | m:Q:bushv in Mvar | 5.5641 | ElmTr3
2026 | 2026_DzMX_GzMN_Dp00_Gp00 | A3 -Florencia 33 kV | All generators | 0.96 | cap | Victoria 115/33/13.8 kV | m:Q:bushv in Mvar | 5.3178 | ElmTr3
2026 | 2026_DzMX_GzMN_Dp00_Gp00 | A3 -Florencia 33 kV | All generators | 0.97 | cap | Victoria 115/33/13.8 kV | m:Q:bushv in Mvar | 5.0582 | ElmTr3
2026 | 2026_DzMX_GzMN_Dp00_Gp00 | A3 -Florencia 33 kV | All generators | 0.98 | cap | Victoria 115/33/13.8 kV | m:Q:bushv in Mvar | 4.7724 | ElmTr3
2026 | 2026_DzMX_GzMN_Dp00_Gp00 | A3 -Florencia 33 kV | All generators | 0.99 | cap | Victoria 115/33/13.8 kV | m:Q:bushv in Mvar | 4.4284 | ElmTr3
2026 | 2026_DzMX_GzMN_Dp00_Gp00 | A3 -Florencia 33 kV | All generators | 1 | cap | Victoria 115/33/13.8 kV | m:Q:bushv in Mvar | 3.6882 | ElmTr3
2026 | 2026_DzMX_GzMN_Dp00_Gp00 | A3 -Florencia 33 kV | All generators | 0.9 | cap | Victoria 115/33/13.8 kV | m:cosphi:bushv | 0.30561 | ElmTr3
2026 | 2026_DzMX_GzMN_Dp00_Gp00 | A3 -Florencia 33 kV | All generators | 0.91 | cap | Victoria 115/33/13.8 kV | m:cosphi:bushv | 0.31281 | ElmTr3
2026 | 2026_DzMX_GzMN_Dp00_Gp00 | A3 -Florencia 33 kV | All generators | 0.92 | cap | Victoria 115/33/13.8 kV | m:cosphi:bushv | 0.32058 | ElmTr3
2026 | 2026_DzMX_GzMN_Dp00_Gp00 | A3 -Florencia 33 kV | All generators | 0.93 | cap | Victoria 115/33/13.8 kV | m:cosphi:bushv | 0.32903 | ElmTr3
2026 | 2026_DzMX_GzMN_Dp00_Gp00 | A3 -Florencia 33 kV | All generators | 0.94 | cap | Victoria 115/33/13.8 kV | m:cosphi:bushv | 0.33834 | ElmTr3
2026 | 2026_DzMX_GzMN_Dp00_Gp00 | A3 -Florencia 33 kV | All generators | 0.95 | cap | Victoria 115/33/13.8 kV | m:cosphi:bushv | 0.34873 | ElmTr3
2026 | 2026_DzMX_GzMN_Dp00_Gp00 | A3 -Florencia 33 kV | All generators | 0.96 | cap | Victoria 115/33/13.8 kV | m:cosphi:bushv | 0.36058 | ElmTr3
2026 | 2026_DzMX_GzMN_Dp00_Gp00 | A3 -Florencia 33 kV | All generators | 0.97 | cap | Victoria 115/33/13.8 kV | m:cosphi:bushv | 0.3745 | ElmTr3
2026 | 2026_DzMX_GzMN_Dp00_Gp00 | A3 -Florencia 33 kV | All generators | 0.98 | cap | Victoria 115/33/13.8 kV | m:cosphi:bushv | 0.39173 | ElmTr3
2026 | 2026_DzMX_GzMN_Dp00_Gp00 | A3 -Florencia 33 kV | All generators | 0.99 | cap | Victoria 115/33/13.8 kV | m:cosphi:bushv | 0.41547 | ElmTr3
2026 | 2026_DzMX_GzMN_Dp00_Gp00 | A3 -Florencia 33 kV | All generators | 1 | cap | Victoria 115/33/13.8 kV | m:cosphi:bushv | 0.48007 | ElmTr3
2026 | 2026_DzMX_GzMN_Dp00_Gp00 | A3 -Florencia 33 kV | All generators | 0.9 | ind | Dorada - Magdalena 115 kV | m:P:bus1 in MW | 44.045 | ElmLne
2026 | 2026_DzMX_GzMN_Dp00_Gp00 | A3 -Florencia 33 kV | All generators | 0.91 | ind | Dorada - Magdalena 115 kV | m:P:bus1 in MW | 44.0387 | ElmLne
2026 | 2026_DzMX_GzMN_Dp00_Gp00 | A3 -Florencia 33 kV | All generators | 0.92 | ind | Dorada - Magdalena 115 kV | m:P:bus1 in MW | 44.032 | ElmLne
2026 | 2026_DzMX_GzMN_Dp00_Gp00 | A3 -Florencia 33 kV | All generators | 0.93 | ind | Dorada - Magdalena 115 kV | m:P:bus1 in MW | 44.0249 | ElmLne
2026 | 2026_DzMX_GzMN_Dp00_Gp00 | A3 -Florencia 33 kV | All generators | 0.94 | ind | Dorada - Magdalena 115 kV | m:P:bus1 in MW | 44.0172 | ElmLne
2026 | 2026_DzMX_GzMN_Dp00_Gp00 | A3 -Florencia 33 kV | All generators | 0.95 | ind | Dorada - Magdalena 115 kV | m:P:bus1 in MW | 44.0088 | ElmLne
2026 | 2026_DzMX_GzMN_Dp00_Gp00 | A3 -Florencia 33 kV | All generators | 0.96 | ind | Dorada - Magdalena 115 kV | m:P:bus1 in MW | 43.9994 | ElmLne
2026 | 2026_DzMX_GzMN_Dp00_Gp00 | A3 -Florencia 33 kV | All generators | 0.97 | ind | Dorada - Magdalena 115 kV | m:P:bus1 in MW | 43.9886 | ElmLne
2026 | 2026_DzMX_GzMN_Dp00_Gp00 | A3 -Florencia 33 kV | All generators | 0.98 | ind | Dorada - Magdalena 115 kV | m:P:bus1 in MW | 43.9755 | ElmLne
2026 | 2026_DzMX_GzMN_Dp00_Gp00 | A3 -Florencia 33 kV | All generators | 0.99 | ind | Dorada - Magdalena 115 kV | m:P:bus1 in MW | 43.9578 | ElmLne
2026 | 2026_DzMX_GzMN_Dp00_Gp00 | A3 -Florencia 33 kV | All generators | 1 | ind | Dorada - Magdalena 115 kV | m:P:bus1 in MW | 43.9113 | ElmLne
2026 | 2026_DzMX_GzMN_Dp00_Gp00 | A3 -Florencia 33 kV | All generators | 0.9 | ind | Dorada - Magdalena 115 kV | m:P:bus2 in MW | -43.9418 | ElmLne
2026 | 2026_DzMX_GzMN_Dp00_Gp00 | A3 -Florencia 33 kV | All generators | 0.91 | ind | Dorada - Magdalena 115 kV | m:P:bus2 in MW | -43.9355 | ElmLne
2026 | 2026_DzMX_GzMN_Dp00_Gp00 | A3 -Florencia 33 kV | All generators | 0.92 | ind | Dorada - Magdalena 115 kV | m:P:bus2 in MW | -43.9289 | ElmLne
2026 | 2026_DzMX_GzMN_Dp00_Gp00 | A3 -Florencia 33 kV | All generators | 0.93 | ind | Dorada - Magdalena 115 kV | m:P:bus2 in MW | -43.9218 | ElmLne
2026 | 2026_DzMX_GzMN_Dp00_Gp00 | A3 -Florencia 33 kV | All generators | 0.94 | ind | Dorada - Magdalena 115 kV | m:P:bus2 in MW | -43.9141 | ElmLne
2026 | 2026_DzMX_GzMN_Dp00_Gp00 | A3 -Florencia 33 kV | All generators | 0.95 | ind | Dorada - Magdalena 115 kV | m:P:bus2 in MW | -43.9057 | ElmLne
2026 | 2026_DzMX_GzMN_Dp00_Gp00 | A3 -Florencia 33 kV | All generators | 0.96 | ind | Dorada - Magdalena 115 kV | m:P:bus2 in MW | -43.8963 | ElmLne
2026 | 2026_DzMX_GzMN_Dp00_Gp00 | A3 -Florencia 33 kV | All generators | 0.97 | ind | Dorada - Magdalena 115 kV | m:P:bus2 in MW | -43.8855 | ElmLne
2026 | 2026_DzMX_GzMN_Dp00_Gp00 | A3 -Florencia 33 kV | All generators | 0.98 | ind | Dorada - Magdalena 115 kV | m:P:bus2 in MW | -43.8724 | ElmLne
2026 | 2026_DzMX_GzMN_Dp00_Gp00 | A3 -Florencia 33 kV | All generators | 0.99 | ind | Dorada - Magdalena 115 kV | m:P:bus2 in MW | -43.8548 | ElmLne
2026 | 2026_DzMX_GzMN_Dp00_Gp00 | A3 -Florencia 33 kV | All generators | 1 | ind | Dorada - Magdalena 115 kV | m:P:bus2 in MW | -43.8084 | ElmLne
2026 | 2026_DzMX_GzMN_Dp00_Gp00 | A3 -Florencia 33 kV | All generators | 0.9 | ind | Dorada - Magdalena 115 kV | m:Q:bus1 in Mvar | 4.4967 | ElmLne
2026 | 2026_DzMX_GzMN_Dp00_Gp00 | A3 -Florencia 33 kV | All generators | 0.91 | ind | Dorada - Magdalena 115 kV | m:Q:bus1 in Mvar | 4.4729 | ElmLne
2026 | 2026_DzMX_GzMN_Dp00_Gp00 | A3 -Florencia 33 kV | All generators | 0.92 | ind | Dorada - Magdalena 115 kV | m:Q:bus1 in Mvar | 4.4481 | ElmLne
2026 | 2026_DzMX_GzMN_Dp00_Gp00 | A3 -Florencia 33 kV | All generators | 0.93 | ind | Dorada - Magdalena 115 kV | m:Q:bus1 in Mvar | 4.4219 | ElmLne
2026 | 2026_DzMX_GzMN_Dp00_Gp00 | A3 -Florencia 33 kV | All generators | 0.94 | ind | Dorada - Magdalena 115 kV | m:Q:bus1 in Mvar | 4.3939 | ElmLne
2026 | 2026_DzMX_GzMN_Dp00_Gp00 | A3 -Florencia 33 kV | All generators | 0.95 | ind | Dorada - Magdalena 115 kV | m:Q:bus1 in Mvar | 4.3638 | ElmLne
2026 | 2026_DzMX_GzMN_Dp00_Gp00 | A3 -Florencia 33 kV | All generators | 0.96 | ind | Dorada - Magdalena 115 kV | m:Q:bus1 in Mvar | 4.3307 | ElmLne
2026 | 2026_DzMX_GzMN_Dp00_Gp00 | A3 -Florencia 33 kV | All generators | 0.97 | ind | Dorada - Magdalena 115 kV | m:Q:bus1 in Mvar | 4.2932 | ElmLne
2026 | 2026_DzMX_GzMN_Dp00_Gp00 | A3 -Florencia 33 kV | All generators | 0.98 | ind | Dorada - Magdalena 115 kV | m:Q:bus1 in Mvar | 4.2486 | ElmLne
2026 | 2026_DzMX_GzMN_Dp00_Gp00 | A3 -Florencia 33 kV | All generators | 0.99 | ind | Dorada - Magdalena 115 kV | m:Q:bus1 in Mvar | 4.1901 | ElmLne
2026 | 2026_DzMX_GzMN_Dp00_Gp00 | A3 -Florencia 33 kV | All generators | 1 | ind | Dorada - Magdalena 115 kV | m:Q:bus1 in Mvar | 4.0429 | ElmLne
2026 | 2026_DzMX_GzMN_Dp00_Gp00 | A3 -Florencia 33 kV | All generators | 0.9 | ind | Dorada - Magdalena 115 kV | m:Q:bus2 in Mvar | -4.3436 | ElmLne
2026 | 2026_DzMX_GzMN_Dp00_Gp00 | A3 -Florencia 33 kV | All generators | 0.91 | ind | Dorada - Magdalena 115 kV | m:Q:bus2 in Mvar | -4.3198 | ElmLne
2026 | 2026_DzMX_GzMN_Dp00_Gp00 | A3 -Florencia 33 kV | All generators | 0.92 | ind | Dorada - Magdalena 115 kV | m:Q:bus2 in Mvar | -4.2949 | ElmLne
2026 | 2026_DzMX_GzMN_Dp00_Gp00 | A3 -Florencia 33 kV | All generators | 0.93 | ind | Dorada - Magdalena 115 kV | m:Q:bus2 in Mvar | -4.2687 | ElmLne
2026 | 2026_DzMX_GzMN_Dp00_Gp00 | A3 -Florencia 33 kV | All generators | 0.94 | ind | Dorada - Magdalena 115 kV | m:Q:bus2 in Mvar | -4.2408 | ElmLne
2026 | 2026_DzMX_GzMN_Dp00_Gp00 | A3 -Florencia 33 kV | All generators | 0.95 | ind | Dorada - Magdalena 115 kV | m:Q:bus2 in Mvar | -4.2106 | ElmLne
2026 | 2026_DzMX_GzMN_Dp00_Gp00 | A3 -Florencia 33 kV | All generators | 0.96 | ind | Dorada - Magdalena 115 kV | m:Q:bus2 in Mvar | -4.1775 | ElmLne
2026 | 2026_DzMX_GzMN_Dp00_Gp00 | A3 -Florencia 33 kV | All generators | 0.97 | ind | Dorada - Magdalena 115 kV | m:Q:bus2 in Mvar | -4.14 | ElmLne
2026 | 2026_DzMX_GzMN_Dp00_Gp00 | A3 -Florencia 33 kV | All generators | 0.98 | ind | Dorada - Magdalena 115 kV | m:Q:bus2 in Mvar | -4.0954 | ElmLne
2026 | 2026_DzMX_GzMN_Dp00_Gp00 | A3 -Florencia 33 kV | All generators | 0.99 | ind | Dorada - Magdalena 115 kV | m:Q:bus2 in Mvar | -4.0369 | ElmLne
2026 | 2026_DzMX_GzMN_Dp00_Gp00 | A3 -Florencia 33 kV | All generators | 1 | ind | Dorada - Magdalena 115 kV | m:Q:bus2 in Mvar | -3.8898 | ElmLne
2026 | 2026_DzMX_GzMN_Dp00_Gp00 | A3 -Florencia 33 kV | All generators | 0.9 | ind | Dorada - Magdalena 115 kV | m:cosphi:bus1 | 0.99483 | ElmLne
2026 | 2026_DzMX_GzMN_Dp00_Gp00 | A3 -Florencia 33 kV | All generators | 0.91 | ind | Dorada - Magdalena 115 kV | m:cosphi:bus1 | 0.99488 | ElmLne
2026 | 2026_DzMX_GzMN_Dp00_Gp00 | A3 -Florencia 33 kV | All generators | 0.92 | ind | Dorada - Magdalena 115 kV | m:cosphi:bus1 | 0.99494 | ElmLne
2026 | 2026_DzMX_GzMN_Dp00_Gp00 | A3 -Florencia 33 kV | All generators | 0.93 | ind | Dorada - Magdalena 115 kV | m:cosphi:bus1 | 0.99499 | ElmLne
2026 | 2026_DzMX_GzMN_Dp00_Gp00 | A3 -Florencia 33 kV | All generators | 0.94 | ind | Dorada - Magdalena 115 kV | m:cosphi:bus1 | 0.99505 | ElmLne
2026 | 2026_DzMX_GzMN_Dp00_Gp00 | A3 -Florencia 33 kV | All generators | 0.95 | ind | Dorada - Magdalena 115 kV | m:cosphi:bus1 | 0.99512 | ElmLne
2026 | 2026_DzMX_GzMN_Dp00_Gp00 | A3 -Florencia 33 kV | All generators | 0.96 | ind | Dorada - Magdalena 115 kV | m:cosphi:bus1 | 0.99519 | ElmLne
2026 | 2026_DzMX_GzMN_Dp00_Gp00 | A3 -Florencia 33 kV | All generators | 0.97 | ind | Dorada - Magdalena 115 kV | m:cosphi:bus1 | 0.99527 | ElmLne
2026 | 2026_DzMX_GzMN_Dp00_Gp00 | A3 -Florencia 33 kV | All generators | 0.98 | ind | Dorada - Magdalena 115 kV | m:cosphi:bus1 | 0.99536 | ElmLne
2026 | 2026_DzMX_GzMN_Dp00_Gp00 | A3 -Florencia 33 kV | All generators | 0.99 | ind | Dorada - Magdalena 115 kV | m:cosphi:bus1 | 0.99549 | ElmLne
2026 | 2026_DzMX_GzMN_Dp00_Gp00 | A3 -Florencia 33 kV | All generators | 1 | ind | Dorada - Magdalena 115 kV | m:cosphi:bus1 | 0.99579 | ElmLne
2026 | 2026_DzMX_GzMN_Dp00_Gp00 | A3 -Florencia 33 kV | All generators | 0.9 | ind | Dorada - Magdalena 115 kV | m:cosphi:bus2 | -0.99515 | ElmLne
2026 | 2026_DzMX_GzMN_Dp00_Gp00 | A3 -Florencia 33 kV | All generators | 0.91 | ind | Dorada - Magdalena 115 kV | m:cosphi:bus2 | -0.9952 | ElmLne
2026 | 2026_DzMX_GzMN_Dp00_Gp00 | A3 -Florencia 33 kV | All generators | 0.92 | ind | Dorada - Magdalena 115 kV | m:cosphi:bus2 | -0.99525 | ElmLne
2026 | 2026_DzMX_GzMN_Dp00_Gp00 | A3 -Florencia 33 kV | All generators | 0.93 | ind | Dorada - Magdalena 115 kV | m:cosphi:bus2 | -0.99531 | ElmLne
2026 | 2026_DzMX_GzMN_Dp00_Gp00 | A3 -Florencia 33 kV | All generators | 0.94 | ind | Dorada - Magdalena 115 kV | m:cosphi:bus2 | -0.99537 | ElmLne
2026 | 2026_DzMX_GzMN_Dp00_Gp00 | A3 -Florencia 33 kV | All generators | 0.95 | ind | Dorada - Magdalena 115 kV | m:cosphi:bus2 | -0.99543 | ElmLne
2026 | 2026_DzMX_GzMN_Dp00_Gp00 | A3 -Florencia 33 kV | All generators | 0.96 | ind | Dorada - Magdalena 115 kV | m:cosphi:bus2 | -0.9955 | ElmLne
2026 | 2026_DzMX_GzMN_Dp00_Gp00 | A3 -Florencia 33 kV | All generators | 0.97 | ind | Dorada - Magdalena 115 kV | m:cosphi:bus2 | -0.99558 | ElmLne
2026 | 2026_DzMX_GzMN_Dp00_Gp00 | A3 -Florencia 33 kV | All generators | 0.98 | ind | Dorada - Magdalena 115 kV | m:cosphi:bus2 | -0.99567 | ElmLne
2026 | 2026_DzMX_GzMN_Dp00_Gp00 | A3 -Florencia 33 kV | All generators | 0.99 | ind | Dorada - Magdalena 115 kV | m:cosphi:bus2 | -0.99579 | ElmLne
2026 | 2026_DzMX_GzMN_Dp00_Gp00 | A3 -Florencia 33 kV | All generators | 1 | ind | Dorada - Magdalena 115 kV | m:cosphi:bus2 | -0.99608 | ElmLne
2026 | 2026_DzMX_GzMN_Dp00_Gp00 | A3 -Florencia 33 kV | All generators | 0.9 | ind | Mariquita - Victoria 2 115 | m:P:bus1 in MW | 8.1531 | ElmLne
2026 | 2026_DzMX_GzMN_Dp00_Gp00 | A3 -Florencia 33 kV | All generators | 0.91 | ind | Mariquita - Victoria 2 115 | m:P:bus1 in MW | 8.1556 | ElmLne
2026 | 2026_DzMX_GzMN_Dp00_Gp00 | A3 -Florencia 33 kV | All generators | 0.92 | ind | Mariquita - Victoria 2 115 | m:P:bus1 in MW | 8.1582 | ElmLne
2026 | 2026_DzMX_GzMN_Dp00_Gp00 | A3 -Florencia 33 kV | All generators | 0.93 | ind | Mariquita - Victoria 2 115 | m:P:bus1 in MW | 8.1609 | ElmLne
2026 | 2026_DzMX_GzMN_Dp00_Gp00 | A3 -Florencia 33 kV | All generators | 0.94 | ind | Mariquita - Victoria 2 115 | m:P:bus1 in MW | 8.1638 | ElmLne
2026 | 2026_DzMX_GzMN_Dp00_Gp00 | A3 -Florencia 33 kV | All generators | 0.95 | ind | Mariquita - Victoria 2 115 | m:P:bus1 in MW | 8.1668 | ElmLne
2026 | 2026_DzMX_GzMN_Dp00_Gp00 | A3 -Florencia 33 kV | All generators | 0.96 | ind | Mariquita - Victoria 2 115 | m:P:bus1 in MW | 8.1701 | ElmLne
2026 | 2026_DzMX_GzMN_Dp00_Gp00 | A3 -Florencia 33 kV | All generators | 0.97 | ind | Mariquita - Victoria 2 115 | m:P:bus1 in MW | 8.1737 | ElmLne
2026 | 2026_DzMX_GzMN_Dp00_Gp00 | A3 -Florencia 33 kV | All generators | 0.98 | ind | Mariquita - Victoria 2 115 | m:P:bus1 in MW | 8.1779 | ElmLne
2026 | 2026_DzMX_GzMN_Dp00_Gp00 | A3 -Florencia 33 kV | All generators | 0.99 | ind | Mariquita - Victoria 2 115 | m:P:bus1 in MW | 8.1834 | ElmLne
2026 | 2026_DzMX_GzMN_Dp00_Gp00 | A3 -Florencia 33 kV | All generators | 1 | ind | Mariquita - Victoria 2 115 | m:P:bus1 in MW | 8.1963 | ElmLne
2026 | 2026_DzMX_GzMN_Dp00_Gp00 | A3 -Florencia 33 kV | All generators | 0.9 | ind | Mariquita - Victoria 2 115 | m:P:bus2 in MW | -8.1267 | ElmLne
2026 | 2026_DzMX_GzMN_Dp00_Gp00 | A3 -Florencia 33 kV | All generators | 0.91 | ind | Mariquita - Victoria 2 115 | m:P:bus2 in MW | -8.1292 | ElmLne
2026 | 2026_DzMX_GzMN_Dp00_Gp00 | A3 -Florencia 33 kV | All generators | 0.92 | ind | Mariquita - Victoria 2 115 | m:P:bus2 in MW | -8.1318 | ElmLne
2026 | 2026_DzMX_GzMN_Dp00_Gp00 | A3 -Florencia 33 kV | All generators | 0.93 | ind | Mariquita - Victoria 2 115 | m:P:bus2 in MW | -8.1344 | ElmLne
2026 | 2026_DzMX_GzMN_Dp00_Gp00 | A3 -Florencia 33 kV | All generators | 0.94 | ind | Mariquita - Victoria 2 115 | m:P:bus2 in MW | -8.1373 | ElmLne
2026 | 2026_DzMX_GzMN_Dp00_Gp00 | A3 -Florencia 33 kV | All generators | 0.95 | ind | Mariquita - Victoria 2 115 | m:P:bus2 in MW | -8.1403 | ElmLne
2026 | 2026_DzMX_GzMN_Dp00_Gp00 | A3 -Florencia 33 kV | All generators | 0.96 | ind | Mariquita - Victoria 2 115 | m:P:bus2 in MW | -8.1435 | ElmLne
2026 | 2026_DzMX_GzMN_Dp00_Gp00 | A3 -Florencia 33 kV | All generators | 0.97 | ind | Mariquita - Victoria 2 115 | m:P:bus2 in MW | -8.1471 | ElmLne
2026 | 2026_DzMX_GzMN_Dp00_Gp00 | A3 -Florencia 33 kV | All generators | 0.98 | ind | Mariquita - Victoria 2 115 | m:P:bus2 in MW | -8.1513 | ElmLne
2026 | 2026_DzMX_GzMN_Dp00_Gp00 | A3 -Florencia 33 kV | All generators | 0.99 | ind | Mariquita - Victoria 2 115 | m:P:bus2 in MW | -8.1566 | ElmLne
2026 | 2026_DzMX_GzMN_Dp00_Gp00 | A3 -Florencia 33 kV | All generators | 1 | ind | Mariquita - Victoria 2 115 | m:P:bus2 in MW | -8.1694 | ElmLne
2026 | 2026_DzMX_GzMN_Dp00_Gp00 | A3 -Florencia 33 kV | All generators | 0.9 | ind | Mariquita - Victoria 2 115 | m:Q:bus1 in Mvar | -7.887 | ElmLne
2026 | 2026_DzMX_GzMN_Dp00_Gp00 | A3 -Florencia 33 kV | All generators | 0.91 | ind | Mariquita - Victoria 2 115 | m:Q:bus1 in Mvar | -7.8904 | ElmLne
2026 | 2026_DzMX_GzMN_Dp00_Gp00 | A3 -Florencia 33 kV | All generators | 0.92 | ind | Mariquita - Victoria 2 115 | m:Q:bus1 in Mvar | -7.8939 | ElmLne
2026 | 2026_DzMX_GzMN_Dp00_Gp00 | A3 -Florencia 33 kV | All generators | 0.93 | ind | Mariquita - Victoria 2 115 | m:Q:bus1 in Mvar | -7.8976 | ElmLne
2026 | 2026_DzMX_GzMN_Dp00_Gp00 | A3 -Florencia 33 kV | All generators | 0.94 | ind | Mariquita - Victoria 2 115 | m:Q:bus1 in Mvar | -7.9016 | ElmLne
2026 | 2026_DzMX_GzMN_Dp00_Gp00 | A3 -Florencia 33 kV | All generators | 0.95 | ind | Mariquita - Victoria 2 115 | m:Q:bus1 in Mvar | -7.9059 | ElmLne
2026 | 2026_DzMX_GzMN_Dp00_Gp00 | A3 -Florencia 33 kV | All generators | 0.96 | ind | Mariquita - Victoria 2 115 | m:Q:bus1 in Mvar | -7.9106 | ElmLne
2026 | 2026_DzMX_GzMN_Dp00_Gp00 | A3 -Florencia 33 kV | All generators | 0.97 | ind | Mariquita - Victoria 2 115 | m:Q:bus1 in Mvar | -7.9159 | ElmLne
2026 | 2026_DzMX_GzMN_Dp00_Gp00 | A3 -Florencia 33 kV | All generators | 0.98 | ind | Mariquita - Victoria 2 115 | m:Q:bus1 in Mvar | -7.9222 | ElmLne
2026 | 2026_DzMX_GzMN_Dp00_Gp00 | A3 -Florencia 33 kV | All generators | 0.99 | ind | Mariquita - Victoria 2 115 | m:Q:bus1 in Mvar | -7.9306 | ElmLne
2026 | 2026_DzMX_GzMN_Dp00_Gp00 | A3 -Florencia 33 kV | All generators | 1 | ind | Mariquita - Victoria 2 115 | m:Q:bus1 in Mvar | -7.9516 | ElmLne
2026 | 2026_DzMX_GzMN_Dp00_Gp00 | A3 -Florencia 33 kV | All generators | 0.9 | ind | Mariquita - Victoria 2 115 | m:Q:bus2 in Mvar | 7.3008 | ElmLne
2026 | 2026_DzMX_GzMN_Dp00_Gp00 | A3 -Florencia 33 kV | All generators | 0.91 | ind | Mariquita - Victoria 2 115 | m:Q:bus2 in Mvar | 7.3045 | ElmLne
2026 | 2026_DzMX_GzMN_Dp00_Gp00 | A3 -Florencia 33 kV | All generators | 0.92 | ind | Mariquita - Victoria 2 115 | m:Q:bus2 in Mvar | 7.3083 | ElmLne
2026 | 2026_DzMX_GzMN_Dp00_Gp00 | A3 -Florencia 33 kV | All generators | 0.93 | ind | Mariquita - Victoria 2 115 | m:Q:bus2 in Mvar | 7.3123 | ElmLne
2026 | 2026_DzMX_GzMN_Dp00_Gp00 | A3 -Florencia 33 kV | All generators | 0.94 | ind | Mariquita - Victoria 2 115 | m:Q:bus2 in Mvar | 7.3166 | ElmLne
2026 | 2026_DzMX_GzMN_Dp00_Gp00 | A3 -Florencia 33 kV | All generators | 0.95 | ind | Mariquita - Victoria 2 115 | m:Q:bus2 in Mvar | 7.3213 | ElmLne
2026 | 2026_DzMX_GzMN_Dp00_Gp00 | A3 -Florencia 33 kV | All generators | 0.96 | ind | Mariquita - Victoria 2 115 | m:Q:bus2 in Mvar | 7.3264 | ElmLne
2026 | 2026_DzMX_GzMN_Dp00_Gp00 | A3 -Florencia 33 kV | All generators | 0.97 | ind | Mariquita - Victoria 2 115 | m:Q:bus2 in Mvar | 7.3321 | ElmLne
2026 | 2026_DzMX_GzMN_Dp00_Gp00 | A3 -Florencia 33 kV | All generators | 0.98 | ind | Mariquita - Victoria 2 115 | m:Q:bus2 in Mvar | 7.339 | ElmLne
2026 | 2026_DzMX_GzMN_Dp00_Gp00 | A3 -Florencia 33 kV | All generators | 0.99 | ind | Mariquita - Victoria 2 115 | m:Q:bus2 in Mvar | 7.348 | ElmLne
2026 | 2026_DzMX_GzMN_Dp00_Gp00 | A3 -Florencia 33 kV | All generators | 1 | ind | Mariquita - Victoria 2 115 | m:Q:bus2 in Mvar | 7.3708 | ElmLne
2026 | 2026_DzMX_GzMN_Dp00_Gp00 | A3 -Florencia 33 kV | All generators | 0.9 | ind | Mariquita - Victoria 2 115 | m:cosphi:bus1 | 0.71874 | ElmLne
2026 | 2026_DzMX_GzMN_Dp00_Gp00 | A3 -Florencia 33 kV | All generators | 0.91 | ind | Mariquita - Victoria 2 115 | m:cosphi:bus1 | 0.7187 | ElmLne
2026 | 2026_DzMX_GzMN_Dp00_Gp00 | A3 -Florencia 33 kV | All generators | 0.92 | ind | Mariquita - Victoria 2 115 | m:cosphi:bus1 | 0.71865 | ElmLne
2026 | 2026_DzMX_GzMN_Dp00_Gp00 | A3 -Florencia 33 kV | All generators | 0.93 | ind | Mariquita - Victoria 2 115 | m:cosphi:bus1 | 0.7186 | ElmLne
2026 | 2026_DzMX_GzMN_Dp00_Gp00 | A3 -Florencia 33 kV | All generators | 0.94 | ind | Mariquita - Victoria 2 115 | m:cosphi:bus1 | 0.71855 | ElmLne
2026 | 2026_DzMX_GzMN_Dp00_Gp00 | A3 -Florencia 33 kV | All generators | 0.95 | ind | Mariquita - Victoria 2 115 | m:cosphi:bus1 | 0.71849 | ElmLne
2026 | 2026_DzMX_GzMN_Dp00_Gp00 | A3 -Florencia 33 kV | All generators | 0.96 | ind | Mariquita - Victoria 2 115 | m:cosphi:bus1 | 0.71842 | ElmLne
2026 | 2026_DzMX_GzMN_Dp00_Gp00 | A3 -Florencia 33 kV | All generators | 0.97 | ind | Mariquita - Victoria 2 115 | m:cosphi:bus1 | 0.71835 | ElmLne
2026 | 2026_DzMX_GzMN_Dp00_Gp00 | A3 -Florencia 33 kV | All generators | 0.98 | ind | Mariquita - Victoria 2 115 | m:cosphi:bus1 | 0.71825 | ElmLne
2026 | 2026_DzMX_GzMN_Dp00_Gp00 | A3 -Florencia 33 kV | All generators | 0.99 | ind | Mariquita - Victoria 2 115 | m:cosphi:bus1 | 0.71811 | ElmLne
2026 | 2026_DzMX_GzMN_Dp00_Gp00 | A3 -Florencia 33 kV | All generators | 1 | ind | Mariquita - Victoria 2 115 | m:cosphi:bus1 | 0.71774 | ElmLne
2026 | 2026_DzMX_GzMN_Dp00_Gp00 | A3 -Florencia 33 kV | All generators | 0.9 | ind | Mariquita - Victoria 2 115 | m:cosphi:bus2 | -0.74389 | ElmLne
2026 | 2026_DzMX_GzMN_Dp00_Gp00 | A3 -Florencia 33 kV | All generators | 0.91 | ind | Mariquita - Victoria 2 115 | m:cosphi:bus2 | -0.74383 | ElmLne
2026 | 2026_DzMX_GzMN_Dp00_Gp00 | A3 -Florencia 33 kV | All generators | 0.92 | ind | Mariquita - Victoria 2 115 | m:cosphi:bus2 | -0.74376 | ElmLne
2026 | 2026_DzMX_GzMN_Dp00_Gp00 | A3 -Florencia 33 kV | All generators | 0.93 | ind | Mariquita - Victoria 2 115 | m:cosphi:bus2 | -0.74369 | ElmLne
2026 | 2026_DzMX_GzMN_Dp00_Gp00 | A3 -Florencia 33 kV | All generators | 0.94 | ind | Mariquita - Victoria 2 115 | m:cosphi:bus2 | -0.74361 | ElmLne
2026 | 2026_DzMX_GzMN_Dp00_Gp00 | A3 -Florencia 33 kV | All generators | 0.95 | ind | Mariquita - Victoria 2 115 | m:cosphi:bus2 | -0.74352 | ElmLne
2026 | 2026_DzMX_GzMN_Dp00_Gp00 | A3 -Florencia 33 kV | All generators | 0.96 | ind | Mariquita - Victoria 2 115 | m:cosphi:bus2 | -0.74342 | ElmLne
2026 | 2026_DzMX_GzMN_Dp00_Gp00 | A3 -Florencia 33 kV | All generators | 0.97 | ind | Mariquita - Victoria 2 115 | m:cosphi:bus2 | -0.7433 | ElmLne
2026 | 2026_DzMX_GzMN_Dp00_Gp00 | A3 -Florencia 33 kV | All generators | 0.98 | ind | Mariquita - Victoria 2 115 | m:cosphi:bus2 | -0.74316 | ElmLne
2026 | 2026_DzMX_GzMN_Dp00_Gp00 | A3 -Florencia 33 kV | All generators | 0.99 | ind | Mariquita - Victoria 2 115 | m:cosphi:bus2 | -0.74297 | ElmLne
2026 | 2026_DzMX_GzMN_Dp00_Gp00 | A3 -Florencia 33 kV | All generators | 1 | ind | Mariquita - Victoria 2 115 | m:cosphi:bus2 | -0.74246 | ElmLne
2026 | 2026_DzMX_GzMN_Dp00_Gp00 | A3 -Florencia 33 kV | All generators | 0.9 | ind | Dorada 115/33/13.8 kV | m:P:bushv in MW | 11.7713 | ElmTr3
2026 | 2026_DzMX_GzMN_Dp00_Gp00 | A3 -Florencia 33 kV | All generators | 0.91 | ind | Dorada 115/33/13.8 kV | m:P:bushv in MW | 11.7642 | ElmTr3
2026 | 2026_DzMX_GzMN_Dp00_Gp00 | A3 -Florencia 33 kV | All generators | 0.92 | ind | Dorada 115/33/13.8 kV | m:P:bushv in MW | 11.757 | ElmTr3
2026 | 2026_DzMX_GzMN_Dp00_Gp00 | A3 -Florencia 33 kV | All generators | 0.93 | ind | Dorada 115/33/13.8 kV | m:P:bushv in MW | 11.7498 | ElmTr3
2026 | 2026_DzMX_GzMN_Dp00_Gp00 | A3 -Florencia 33 kV | All generators | 0.94 | ind | Dorada 115/33/13.8 kV | m:P:bushv in MW | 11.7424 | ElmTr3
2026 | 2026_DzMX_GzMN_Dp00_Gp00 | A3 -Florencia 33 kV | All generators | 0.95 | ind | Dorada 115/33/13.8 kV | m:P:bushv in MW | 11.7349 | ElmTr3
2026 | 2026_DzMX_GzMN_Dp00_Gp00 | A3 -Florencia 33 kV | All generators | 0.96 | ind | Dorada 115/33/13.8 kV | m:P:bushv in MW | 11.727 | ElmTr3
2026 | 2026_DzMX_GzMN_Dp00_Gp00 | A3 -Florencia 33 kV | All generators | 0.97 | ind | Dorada 115/33/13.8 kV | m:P:bushv in MW | 11.7188 | ElmTr3
2026 | 2026_DzMX_GzMN_Dp00_Gp00 | A3 -Florencia 33 kV | All generators | 0.98 | ind | Dorada 115/33/13.8 kV | m:P:bushv in MW | 11.7098 | ElmTr3
2026 | 2026_DzMX_GzMN_Dp00_Gp00 | A3 -Florencia 33 kV | All generators | 0.99 | ind | Dorada 115/33/13.8 kV | m:P:bushv in MW | 11.6993 | ElmTr3
2026 | 2026_DzMX_GzMN_Dp00_Gp00 | A3 -Florencia 33 kV | All generators | 1 | ind | Dorada 115/33/13.8 kV | m:P:bushv in MW | 11.6797 | ElmTr3
2026 | 2026_DzMX_GzMN_Dp00_Gp00 | A3 -Florencia 33 kV | All generators | 0.9 | ind | Dorada 115/33/13.8 kV | m:Q:bushv in Mvar | 6.2594 | ElmTr3
2026 | 2026_DzMX_GzMN_Dp00_Gp00 | A3 -Florencia 33 kV | All generators | 0.91 | ind | Dorada 115/33/13.8 kV | m:Q:bushv in Mvar | 6.3222 | ElmTr3
2026 | 2026_DzMX_GzMN_Dp00_Gp00 | A3 -Florencia 33 kV | All generators | 0.92 | ind | Dorada 115/33/13.8 kV | m:Q:bushv in Mvar | 6.3878 | ElmTr3
2026 | 2026_DzMX_GzMN_Dp00_Gp00 | A3 -Florencia 33 kV | All generators | 0.93 | ind | Dorada 115/33/13.8 kV | m:Q:bushv in Mvar | 6.4569 | ElmTr3
2026 | 2026_DzMX_GzMN_Dp00_Gp00 | A3 -Florencia 33 kV | All generators | 0.94 | ind | Dorada 115/33/13.8 kV | m:Q:bushv in Mvar | 6.5305 | ElmTr3
2026 | 2026_DzMX_GzMN_Dp00_Gp00 | A3 -Florencia 33 kV | All generators | 0.95 | ind | Dorada 115/33/13.8 kV | m:Q:bushv in Mvar | 6.61 | ElmTr3
2026 | 2026_DzMX_GzMN_Dp00_Gp00 | A3 -Florencia 33 kV | All generators | 0.96 | ind | Dorada 115/33/13.8 kV | m:Q:bushv in Mvar | 6.6975 | ElmTr3
2026 | 2026_DzMX_GzMN_Dp00_Gp00 | A3 -Florencia 33 kV | All generators | 0.97 | ind | Dorada 115/33/13.8 kV | m:Q:bushv in Mvar | 6.7965 | ElmTr3
2026 | 2026_DzMX_GzMN_Dp00_Gp00 | A3 -Florencia 33 kV | All generators | 0.98 | ind | Dorada 115/33/13.8 kV | m:Q:bushv in Mvar | 6.9142 | ElmTr3
2026 | 2026_DzMX_GzMN_Dp00_Gp00 | A3 -Florencia 33 kV | All generators | 0.99 | ind | Dorada 115/33/13.8 kV | m:Q:bushv in Mvar | 7.0688 | ElmTr3
2026 | 2026_DzMX_GzMN_Dp00_Gp00 | A3 -Florencia 33 kV | All generators | 1 | ind | Dorada 115/33/13.8 kV | m:Q:bushv in Mvar | 7.4577 | ElmTr3
2026 | 2026_DzMX_GzMN_Dp00_Gp00 | A3 -Florencia 33 kV | All generators | 0.9 | ind | Dorada 115/33/13.8 kV | m:cosphi:bushv | 0.88293 | ElmTr3
2026 | 2026_DzMX_GzMN_Dp00_Gp00 | A3 -Florencia 33 kV | All generators | 0.91 | ind | Dorada 115/33/13.8 kV | m:cosphi:bushv | 0.88086 | ElmTr3
2026 | 2026_DzMX_GzMN_Dp00_Gp00 | A3 -Florencia 33 kV | All generators | 0.92 | ind | Dorada 115/33/13.8 kV | m:cosphi:bushv | 0.87868 | ElmTr3
2026 | 2026_DzMX_GzMN_Dp00_Gp00 | A3 -Florencia 33 kV | All generators | 0.93 | ind | Dorada 115/33/13.8 kV | m:cosphi:bushv | 0.87639 | ElmTr3
2026 | 2026_DzMX_GzMN_Dp00_Gp00 | A3 -Florencia 33 kV | All generators | 0.94 | ind | Dorada 115/33/13.8 kV | m:cosphi:bushv | 0.87394 | ElmTr3
2026 | 2026_DzMX_GzMN_Dp00_Gp00 | A3 -Florencia 33 kV | All generators | 0.95 | ind | Dorada 115/33/13.8 kV | m:cosphi:bushv | 0.87128 | ElmTr3
2026 | 2026_DzMX_GzMN_Dp00_Gp00 | A3 -Florencia 33 kV | All generators | 0.96 | ind | Dorada 115/33/13.8 kV | m:cosphi:bushv | 0.86836 | ElmTr3
2026 | 2026_DzMX_GzMN_Dp00_Gp00 | A3 -Florencia 33 kV | All generators | 0.97 | ind | Dorada 115/33/13.8 kV | m:cosphi:bushv | 0.86504 | ElmTr3
2026 | 2026_DzMX_GzMN_Dp00_Gp00 | A3 -Florencia 33 kV | All generators | 0.98 | ind | Dorada 115/33/13.8 kV | m:cosphi:bushv | 0.8611 | ElmTr3
2026 | 2026_DzMX_GzMN_Dp00_Gp00 | A3 -Florencia 33 kV | All generators | 0.99 | ind | Dorada 115/33/13.8 kV | m:cosphi:bushv | 0.8559 | ElmTr3
2026 | 2026_DzMX_GzMN_Dp00_Gp00 | A3 -Florencia 33 kV | All generators | 1 | ind | Dorada 115/33/13.8 kV | m:cosphi:bushv | 0.84284 | ElmTr3
2026 | 2026_DzMX_GzMN_Dp00_Gp00 | A3 -Florencia 33 kV | All generators | 0.9 | ind | Manzanares 115/33/13.8 kV | m:P:bushv in MW | -3.4645 | ElmTr3
2026 | 2026_DzMX_GzMN_Dp00_Gp00 | A3 -Florencia 33 kV | All generators | 0.91 | ind | Manzanares 115/33/13.8 kV | m:P:bushv in MW | -3.4609 | ElmTr3
2026 | 2026_DzMX_GzMN_Dp00_Gp00 | A3 -Florencia 33 kV | All generators | 0.92 | ind | Manzanares 115/33/13.8 kV | m:P:bushv in MW | -3.4563 | ElmTr3
2026 | 2026_DzMX_GzMN_Dp00_Gp00 | A3 -Florencia 33 kV | All generators | 0.93 | ind | Manzanares 115/33/13.8 kV | m:P:bushv in MW | -3.4505 | ElmTr3
2026 | 2026_DzMX_GzMN_Dp00_Gp00 | A3 -Florencia 33 kV | All generators | 0.94 | ind | Manzanares 115/33/13.8 kV | m:P:bushv in MW | -3.4433 | ElmTr3
2026 | 2026_DzMX_GzMN_Dp00_Gp00 | A3 -Florencia 33 kV | All generators | 0.95 | ind | Manzanares 115/33/13.8 kV | m:P:bushv in MW | -3.4344 | ElmTr3
2026 | 2026_DzMX_GzMN_Dp00_Gp00 | A3 -Florencia 33 kV | All generators | 0.96 | ind | Manzanares 115/33/13.8 kV | m:P:bushv in MW | -3.4232 | ElmTr3
2026 | 2026_DzMX_GzMN_Dp00_Gp00 | A3 -Florencia 33 kV | All generators | 0.97 | ind | Manzanares 115/33/13.8 kV | m:P:bushv in MW | -3.4087 | ElmTr3
2026 | 2026_DzMX_GzMN_Dp00_Gp00 | A3 -Florencia 33 kV | All generators | 0.98 | ind | Manzanares 115/33/13.8 kV | m:P:bushv in MW | -3.3891 | ElmTr3
2026 | 2026_DzMX_GzMN_Dp00_Gp00 | A3 -Florencia 33 kV | All generators | 0.99 | ind | Manzanares 115/33/13.8 kV | m:P:bushv in MW | -3.3593 | ElmTr3
2026 | 2026_DzMX_GzMN_Dp00_Gp00 | A3 -Florencia 33 kV | All generators | 1 | ind | Manzanares 115/33/13.8 kV | m:P:bushv in MW | -3.2644 | ElmTr3
2026 | 2026_DzMX_GzMN_Dp00_Gp00 | A3 -Florencia 33 kV | All generators | 0.9 | ind | Manzanares 115/33/13.8 kV | m:Q:bushv in Mvar | 0.086986 | ElmTr3
2026 | 2026_DzMX_GzMN_Dp00_Gp00 | A3 -Florencia 33 kV | All generators | 0.91 | ind | Manzanares 115/33/13.8 kV | m:Q:bushv in Mvar | 0.27834 | ElmTr3
2026 | 2026_DzMX_GzMN_Dp00_Gp00 | A3 -Florencia 33 kV | All generators | 0.92 | ind | Manzanares 115/33/13.8 kV | m:Q:bushv in Mvar | 0.47817 | ElmTr3
2026 | 2026_DzMX_GzMN_Dp00_Gp00 | A3 -Florencia 33 kV | All generators | 0.93 | ind | Manzanares 115/33/13.8 kV | m:Q:bushv in Mvar | 0.68853 | ElmTr3
2026 | 2026_DzMX_GzMN_Dp00_Gp00 | A3 -Florencia 33 kV | All generators | 0.94 | ind | Manzanares 115/33/13.8 kV | m:Q:bushv in Mvar | 0.91224 | ElmTr3
2026 | 2026_DzMX_GzMN_Dp00_Gp00 | A3 -Florencia 33 kV | All generators | 0.95 | ind | Manzanares 115/33/13.8 kV | m:Q:bushv in Mvar | 1.1534 | ElmTr3
2026 | 2026_DzMX_GzMN_Dp00_Gp00 | A3 -Florencia 33 kV | All generators | 0.96 | ind | Manzanares 115/33/13.8 kV | m:Q:bushv in Mvar | 1.4184 | ElmTr3
2026 | 2026_DzMX_GzMN_Dp00_Gp00 | A3 -Florencia 33 kV | All generators | 0.97 | ind | Manzanares 115/33/13.8 kV | m:Q:bushv in Mvar | 1.7179 | ElmTr3
2026 | 2026_DzMX_GzMN_Dp00_Gp00 | A3 -Florencia 33 kV | All generators | 0.98 | ind | Manzanares 115/33/13.8 kV | m:Q:bushv in Mvar | 2.0729 | ElmTr3
2026 | 2026_DzMX_GzMN_Dp00_Gp00 | A3 -Florencia 33 kV | All generators | 0.99 | ind | Manzanares 115/33/13.8 kV | m:Q:bushv in Mvar | 2.5385 | ElmTr3
2026 | 2026_DzMX_GzMN_Dp00_Gp00 | A3 -Florencia 33 kV | All generators | 1 | ind | Manzanares 115/33/13.8 kV | m:Q:bushv in Mvar | 3.7035 | ElmTr3
2026 | 2026_DzMX_GzMN_Dp00_Gp00 | A3 -Florencia 33 kV | All generators | 0.9 | ind | Manzanares 115/33/13.8 kV | m:cosphi:bushv | -0.99969 | ElmTr3
2026 | 2026_DzMX_GzMN_Dp00_Gp00 | A3 -Florencia 33 kV | All generators | 0.91 | ind | Manzanares 115/33/13.8 kV | m:cosphi:bushv | -0.99678 | ElmTr3
2026 | 2026_DzMX_GzMN_Dp00_Gp00 | A3 -Florencia 33 kV | All generators | 0.92 | ind | Manzanares 115/33/13.8 kV | m:cosphi:bushv | -0.99056 | ElmTr3
2026 | 2026_DzMX_GzMN_Dp00_Gp00 | A3 -Florencia 33 kV | All generators | 0.93 | ind | Manzanares 115/33/13.8 kV | m:cosphi:bushv | -0.98067 | ElmTr3
2026 | 2026_DzMX_GzMN_Dp00_Gp00 | A3 -Florencia 33 kV | All generators | 0.94 | ind | Manzanares 115/33/13.8 kV | m:cosphi:bushv | -0.96665 | ElmTr3
2026 | 2026_DzMX_GzMN_Dp00_Gp00 | A3 -Florencia 33 kV | All generators | 0.95 | ind | Manzanares 115/33/13.8 kV | m:cosphi:bushv | -0.94797 | ElmTr3
2026 | 2026_DzMX_GzMN_Dp00_Gp00 | A3 -Florencia 33 kV | All generators | 0.96 | ind | Manzanares 115/33/13.8 kV | m:cosphi:bushv | -0.92384 | ElmTr3
2026 | 2026_DzMX_GzMN_Dp00_Gp00 | A3 -Florencia 33 kV | All generators | 0.97 | ind | Manzanares 115/33/13.8 kV | m:cosphi:bushv | -0.89301 | ElmTr3
2026 | 2026_DzMX_GzMN_Dp00_Gp00 | A3 -Florencia 33 kV | All generators | 0.98 | ind | Manzanares 115/33/13.8 kV | m:cosphi:bushv | -0.85308 | ElmTr3
2026 | 2026_DzMX_GzMN_Dp00_Gp00 | A3 -Florencia 33 kV | All generators | 0.99 | ind | Manzanares 115/33/13.8 kV | m:cosphi:bushv | -0.79783 | ElmTr3
2026 | 2026_DzMX_GzMN_Dp00_Gp00 | A3 -Florencia 33 kV | All generators | 1 | ind | Manzanares 115/33/13.8 kV | m:cosphi:bushv | -0.66124 | ElmTr3
2026 | 2026_DzMX_GzMN_Dp00_Gp00 | A3 -Florencia 33 kV | All generators | 0.9 | ind | Purnio 230/115 | m:P:bushv in MW | 49.8433 | ElmTr3
2026 | 2026_DzMX_GzMN_Dp00_Gp00 | A3 -Florencia 33 kV | All generators | 0.91 | ind | Purnio 230/115 | m:P:bushv in MW | 49.8348 | ElmTr3
2026 | 2026_DzMX_GzMN_Dp00_Gp00 | A3 -Florencia 33 kV | All generators | 0.92 | ind | Purnio 230/115 | m:P:bushv in MW | 49.8263 | ElmTr3
2026 | 2026_DzMX_GzMN_Dp00_Gp00 | A3 -Florencia 33 kV | All generators | 0.93 | ind | Purnio 230/115 | m:P:bushv in MW | 49.8177 | ElmTr3
2026 | 2026_DzMX_GzMN_Dp00_Gp00 | A3 -Florencia 33 kV | All generators | 0.94 | ind | Purnio 230/115 | m:P:bushv in MW | 49.8091 | ElmTr3
2026 | 2026_DzMX_GzMN_Dp00_Gp00 | A3 -Florencia 33 kV | All generators | 0.95 | ind | Purnio 230/115 | m:P:bushv in MW | 49.8003 | ElmTr3
2026 | 2026_DzMX_GzMN_Dp00_Gp00 | A3 -Florencia 33 kV | All generators | 0.96 | ind | Purnio 230/115 | m:P:bushv in MW | 49.7913 | ElmTr3
2026 | 2026_DzMX_GzMN_Dp00_Gp00 | A3 -Florencia 33 kV | All generators | 0.97 | ind | Purnio 230/115 | m:P:bushv in MW | 49.7819 | ElmTr3
2026 | 2026_DzMX_GzMN_Dp00_Gp00 | A3 -Florencia 33 kV | All generators | 0.98 | ind | Purnio 230/115 | m:P:bushv in MW | 49.7719 | ElmTr3
2026 | 2026_DzMX_GzMN_Dp00_Gp00 | A3 -Florencia 33 kV | All generators | 0.99 | ind | Purnio 230/115 | m:P:bushv in MW | 49.7606 | ElmTr3
2026 | 2026_DzMX_GzMN_Dp00_Gp00 | A3 -Florencia 33 kV | All generators | 1 | ind | Purnio 230/115 | m:P:bushv in MW | 49.7416 | ElmTr3
2026 | 2026_DzMX_GzMN_Dp00_Gp00 | A3 -Florencia 33 kV | All generators | 0.9 | ind | Purnio 230/115 | m:Q:bushv in Mvar | 2.6638 | ElmTr3
2026 | 2026_DzMX_GzMN_Dp00_Gp00 | A3 -Florencia 33 kV | All generators | 0.91 | ind | Purnio 230/115 | m:Q:bushv in Mvar | 2.7477 | ElmTr3
2026 | 2026_DzMX_GzMN_Dp00_Gp00 | A3 -Florencia 33 kV | All generators | 0.92 | ind | Purnio 230/115 | m:Q:bushv in Mvar | 2.8354 | ElmTr3
2026 | 2026_DzMX_GzMN_Dp00_Gp00 | A3 -Florencia 33 kV | All generators | 0.93 | ind | Purnio 230/115 | m:Q:bushv in Mvar | 2.9278 | ElmTr3
2026 | 2026_DzMX_GzMN_Dp00_Gp00 | A3 -Florencia 33 kV | All generators | 0.94 | ind | Purnio 230/115 | m:Q:bushv in Mvar | 3.0263 | ElmTr3
2026 | 2026_DzMX_GzMN_Dp00_Gp00 | A3 -Florencia 33 kV | All generators | 0.95 | ind | Purnio 230/115 | m:Q:bushv in Mvar | 3.1326 | ElmTr3
2026 | 2026_DzMX_GzMN_Dp00_Gp00 | A3 -Florencia 33 kV | All generators | 0.96 | ind | Purnio 230/115 | m:Q:bushv in Mvar | 3.2495 | ElmTr3
2026 | 2026_DzMX_GzMN_Dp00_Gp00 | A3 -Florencia 33 kV | All generators | 0.97 | ind | Purnio 230/115 | m:Q:bushv in Mvar | 3.382 | ElmTr3
2026 | 2026_DzMX_GzMN_Dp00_Gp00 | A3 -Florencia 33 kV | All generators | 0.98 | ind | Purnio 230/115 | m:Q:bushv in Mvar | 3.5394 | ElmTr3
2026 | 2026_DzMX_GzMN_Dp00_Gp00 | A3 -Florencia 33 kV | All generators | 0.99 | ind | Purnio 230/115 | m:Q:bushv in Mvar | 3.7464 | ElmTr3
2026 | 2026_DzMX_GzMN_Dp00_Gp00 | A3 -Florencia 33 kV | All generators | 1 | ind | Purnio 230/115 | m:Q:bushv in Mvar | 4.2673 | ElmTr3
2026 | 2026_DzMX_GzMN_Dp00_Gp00 | A3 -Florencia 33 kV | All generators | 0.9 | ind | Purnio 230/115 | m:cosphi:bushv | 0.99857 | ElmTr3
2026 | 2026_DzMX_GzMN_Dp00_Gp00 | A3 -Florencia 33 kV | All generators | 0.91 | ind | Purnio 230/115 | m:cosphi:bushv | 0.99848 | ElmTr3
2026 | 2026_DzMX_GzMN_Dp00_Gp00 | A3 -Florencia 33 kV | All generators | 0.92 | ind | Purnio 230/115 | m:cosphi:bushv | 0.99839 | ElmTr3
2026 | 2026_DzMX_GzMN_Dp00_Gp00 | A3 -Florencia 33 kV | All generators | 0.93 | ind | Purnio 230/115 | m:cosphi:bushv | 0.99828 | ElmTr3
2026 | 2026_DzMX_GzMN_Dp00_Gp00 | A3 -Florencia 33 kV | All generators | 0.94 | ind | Purnio 230/115 | m:cosphi:bushv | 0.99816 | ElmTr3
2026 | 2026_DzMX_GzMN_Dp00_Gp00 | A3 -Florencia 33 kV | All generators | 0.95 | ind | Purnio 230/115 | m:cosphi:bushv | 0.99803 | ElmTr3
2026 | 2026_DzMX_GzMN_Dp00_Gp00 | A3 -Florencia 33 kV | All generators | 0.96 | ind | Purnio 230/115 | m:cosphi:bushv | 0.99788 | ElmTr3
2026 | 2026_DzMX_GzMN_Dp00_Gp00 | A3 -Florencia 33 kV | All generators | 0.97 | ind | Purnio 230/115 | m:cosphi:bushv | 0.9977 | ElmTr3
2026 | 2026_DzMX_GzMN_Dp00_Gp00 | A3 -Florencia 33 kV | All generators | 0.98 | ind | Purnio 230/115 | m:cosphi:bushv | 0.99748 | ElmTr3
2026 | 2026_DzMX_GzMN_Dp00_Gp00 | A3 -Florencia 33 kV | All generators | 0.99 | ind | Purnio 230/115 | m:cosphi:bushv | 0.99718 | ElmTr3
2026 | 2026_DzMX_GzMN_Dp00_Gp00 | A3 -Florencia 33 kV | All generators | 1 | ind | Purnio 230/115 | m:cosphi:bushv | 0.99634 | ElmTr3
2026 | 2026_DzMX_GzMN_Dp00_Gp00 | A3 -Florencia 33 kV | All generators | 0.9 | ind | Victoria 115/33/13.8 kV | m:P:bushv in MW | 2.1163 | ElmTr3
2026 | 2026_DzMX_GzMN_Dp00_Gp00 | A3 -Florencia 33 kV | All generators | 0.91 | ind | Victoria 115/33/13.8 kV | m:P:bushv in MW | 2.1071 | ElmTr3
2026 | 2026_DzMX_GzMN_Dp00_Gp00 | A3 -Florencia 33 kV | All generators | 0.92 | ind | Victoria 115/33/13.8 kV | m:P:bushv in MW | 2.098 | ElmTr3
2026 | 2026_DzMX_GzMN_Dp00_Gp00 | A3 -Florencia 33 kV | All generators | 0.93 | ind | Victoria 115/33/13.8 kV | m:P:bushv in MW | 2.0889 | ElmTr3
2026 | 2026_DzMX_GzMN_Dp00_Gp00 | A3 -Florencia 33 kV | All generators | 0.94 | ind | Victoria 115/33/13.8 kV | m:P:bushv in MW | 2.0799 | ElmTr3
2026 | 2026_DzMX_GzMN_Dp00_Gp00 | A3 -Florencia 33 kV | All generators | 0.95 | ind | Victoria 115/33/13.8 kV | m:P:bushv in MW | 2.0708 | ElmTr3
2026 | 2026_DzMX_GzMN_Dp00_Gp00 | A3 -Florencia 33 kV | All generators | 0.96 | ind | Victoria 115/33/13.8 kV | m:P:bushv in MW | 2.0616 | ElmTr3
2026 | 2026_DzMX_GzMN_Dp00_Gp00 | A3 -Florencia 33 kV | All generators | 0.97 | ind | Victoria 115/33/13.8 kV | m:P:bushv in MW | 2.0523 | ElmTr3
2026 | 2026_DzMX_GzMN_Dp00_Gp00 | A3 -Florencia 33 kV | All generators | 0.98 | ind | Victoria 115/33/13.8 kV | m:P:bushv in MW | 2.0427 | ElmTr3
2026 | 2026_DzMX_GzMN_Dp00_Gp00 | A3 -Florencia 33 kV | All generators | 0.99 | ind | Victoria 115/33/13.8 kV | m:P:bushv in MW | 2.0324 | ElmTr3
2026 | 2026_DzMX_GzMN_Dp00_Gp00 | A3 -Florencia 33 kV | All generators | 1 | ind | Victoria 115/33/13.8 kV | m:P:bushv in MW | 2.0184 | ElmTr3
2026 | 2026_DzMX_GzMN_Dp00_Gp00 | A3 -Florencia 33 kV | All generators | 0.9 | ind | Victoria 115/33/13.8 kV | m:Q:bushv in Mvar | 1.6243 | ElmTr3
2026 | 2026_DzMX_GzMN_Dp00_Gp00 | A3 -Florencia 33 kV | All generators | 0.91 | ind | Victoria 115/33/13.8 kV | m:Q:bushv in Mvar | 1.7331 | ElmTr3
2026 | 2026_DzMX_GzMN_Dp00_Gp00 | A3 -Florencia 33 kV | All generators | 0.92 | ind | Victoria 115/33/13.8 kV | m:Q:bushv in Mvar | 1.8467 | ElmTr3
2026 | 2026_DzMX_GzMN_Dp00_Gp00 | A3 -Florencia 33 kV | All generators | 0.93 | ind | Victoria 115/33/13.8 kV | m:Q:bushv in Mvar | 1.9664 | ElmTr3
2026 | 2026_DzMX_GzMN_Dp00_Gp00 | A3 -Florencia 33 kV | All generators | 0.94 | ind | Victoria 115/33/13.8 kV | m:Q:bushv in Mvar | 2.0938 | ElmTr3
2026 | 2026_DzMX_GzMN_Dp00_Gp00 | A3 -Florencia 33 kV | All generators | 0.95 | ind | Victoria 115/33/13.8 kV | m:Q:bushv in Mvar | 2.2311 | ElmTr3
2026 | 2026_DzMX_GzMN_Dp00_Gp00 | A3 -Florencia 33 kV | All generators | 0.96 | ind | Victoria 115/33/13.8 kV | m:Q:bushv in Mvar | 2.3821 | ElmTr3
2026 | 2026_DzMX_GzMN_Dp00_Gp00 | A3 -Florencia 33 kV | All generators | 0.97 | ind | Victoria 115/33/13.8 kV | m:Q:bushv in Mvar | 2.5529 | ElmTr3
2026 | 2026_DzMX_GzMN_Dp00_Gp00 | A3 -Florencia 33 kV | All generators | 0.98 | ind | Victoria 115/33/13.8 kV | m:Q:bushv in Mvar | 2.7555 | ElmTr3
2026 | 2026_DzMX_GzMN_Dp00_Gp00 | A3 -Florencia 33 kV | All generators | 0.99 | ind | Victoria 115/33/13.8 kV | m:Q:bushv in Mvar | 3.0215 | ElmTr3
2026 | 2026_DzMX_GzMN_Dp00_Gp00 | A3 -Florencia 33 kV | All generators | 1 | ind | Victoria 115/33/13.8 kV | m:Q:bushv in Mvar | 3.6882 | ElmTr3
2026 | 2026_DzMX_GzMN_Dp00_Gp00 | A3 -Florencia 33 kV | All generators | 0.9 | ind | Victoria 115/33/13.8 kV | m:cosphi:bushv | 0.79328 | ElmTr3
2026 | 2026_DzMX_GzMN_Dp00_Gp00 | A3 -Florencia 33 kV | All generators | 0.91 | ind | Victoria 115/33/13.8 kV | m:cosphi:bushv | 0.77233 | ElmTr3
2026 | 2026_DzMX_GzMN_Dp00_Gp00 | A3 -Florencia 33 kV | All generators | 0.92 | ind | Victoria 115/33/13.8 kV | m:cosphi:bushv | 0.75063 | ElmTr3
2026 | 2026_DzMX_GzMN_Dp00_Gp00 | A3 -Florencia 33 kV | All generators | 0.93 | ind | Victoria 115/33/13.8 kV | m:cosphi:bushv | 0.72814 | ElmTr3
2026 | 2026_DzMX_GzMN_Dp00_Gp00 | A3 -Florencia 33 kV | All generators | 0.94 | ind | Victoria 115/33/13.8 kV | m:cosphi:bushv | 0.70475 | ElmTr3
2026 | 2026_DzMX_GzMN_Dp00_Gp00 | A3 -Florencia 33 kV | All generators | 0.95 | ind | Victoria 115/33/13.8 kV | m:cosphi:bushv | 0.68028 | ElmTr3
2026 | 2026_DzMX_GzMN_Dp00_Gp00 | A3 -Florencia 33 kV | All generators | 0.96 | ind | Victoria 115/33/13.8 kV | m:cosphi:bushv | 0.65441 | ElmTr3
2026 | 2026_DzMX_GzMN_Dp00_Gp00 | A3 -Florencia 33 kV | All generators | 0.97 | ind | Victoria 115/33/13.8 kV | m:cosphi:bushv | 0.62655 | ElmTr3
2026 | 2026_DzMX_GzMN_Dp00_Gp00 | A3 -Florencia 33 kV | All generators | 0.98 | ind | Victoria 115/33/13.8 kV | m:cosphi:bushv | 0.59552 | ElmTr3
2026 | 2026_DzMX_GzMN_Dp00_Gp00 | A3 -Florencia 33 kV | All generators | 0.99 | ind | Victoria 115/33/13.8 kV | m:cosphi:bushv | 0.55813 | ElmTr3
2026 | 2026_DzMX_GzMN_Dp00_Gp00 | A3 -Florencia 33 kV | All generators | 1 | ind | Victoria 115/33/13.8 kV | m:cosphi:bushv | 0.48007 | ElmTr3
2026 | 2026_DzMX_GzMN_Dp00_Gp00 | Caso Base | All generators | 0.9 | cap | Dorada - Magdalena 115 kV | m:P:bus1 in MW | 43.2719 | ElmLne
2026 | 2026_DzMX_GzMN_Dp00_Gp00 | Caso Base | All generators | 0.91 | cap | Dorada - Magdalena 115 kV | m:P:bus1 in MW | 43.2719 | ElmLne
2026 | 2026_DzMX_GzMN_Dp00_Gp00 | Caso Base | All generators | 0.92 | cap | Dorada - Magdalena 115 kV | m:P:bus1 in MW | 43.2719 | ElmLne
2026 | 2026_DzMX_GzMN_Dp00_Gp00 | Caso Base | All generators | 0.93 | cap | Dorada - Magdalena 115 kV | m:P:bus1 in MW | 43.2719 | ElmLne
2026 | 2026_DzMX_GzMN_Dp00_Gp00 | Caso Base | All generators | 0.94 | cap | Dorada - Magdalena 115 kV | m:P:bus1 in MW | 43.2719 | ElmLne
2026 | 2026_DzMX_GzMN_Dp00_Gp00 | Caso Base | All generators | 0.95 | cap | Dorada - Magdalena 115 kV | m:P:bus1 in MW | 43.2719 | ElmLne
2026 | 2026_DzMX_GzMN_Dp00_Gp00 | Caso Base | All generators | 0.96 | cap | Dorada - Magdalena 115 kV | m:P:bus1 in MW | 43.2719 | ElmLne
2026 | 2026_DzMX_GzMN_Dp00_Gp00 | Caso Base | All generators | 0.97 | cap | Dorada - Magdalena 115 kV | m:P:bus1 in MW | 43.2719 | ElmLne
2026 | 2026_DzMX_GzMN_Dp00_Gp00 | Caso Base | All generators | 0.98 | cap | Dorada - Magdalena 115 kV | m:P:bus1 in MW | 43.2719 | ElmLne
2026 | 2026_DzMX_GzMN_Dp00_Gp00 | Caso Base | All generators | 0.99 | cap | Dorada - Magdalena 115 kV | m:P:bus1 in MW | 43.2719 | ElmLne
2026 | 2026_DzMX_GzMN_Dp00_Gp00 | Caso Base | All generators | 1 | cap | Dorada - Magdalena 115 kV | m:P:bus1 in MW | 43.2719 | ElmLne
2026 | 2026_DzMX_GzMN_Dp00_Gp00 | Caso Base | All generators | 0.9 | cap | Dorada - Magdalena 115 kV | m:P:bus2 in MW | -43.172 | ElmLne
2026 | 2026_DzMX_GzMN_Dp00_Gp00 | Caso Base | All generators | 0.91 | cap | Dorada - Magdalena 115 kV | m:P:bus2 in MW | -43.172 | ElmLne
2026 | 2026_DzMX_GzMN_Dp00_Gp00 | Caso Base | All generators | 0.92 | cap | Dorada - Magdalena 115 kV | m:P:bus2 in MW | -43.172 | ElmLne
2026 | 2026_DzMX_GzMN_Dp00_Gp00 | Caso Base | All generators | 0.93 | cap | Dorada - Magdalena 115 kV | m:P:bus2 in MW | -43.172 | ElmLne
2026 | 2026_DzMX_GzMN_Dp00_Gp00 | Caso Base | All generators | 0.94 | cap | Dorada - Magdalena 115 kV | m:P:bus2 in MW | -43.172 | ElmLne
2026 | 2026_DzMX_GzMN_Dp00_Gp00 | Caso Base | All generators | 0.95 | cap | Dorada - Magdalena 115 kV | m:P:bus2 in MW | -43.172 | ElmLne
2026 | 2026_DzMX_GzMN_Dp00_Gp00 | Caso Base | All generators | 0.96 | cap | Dorada - Magdalena 115 kV | m:P:bus2 in MW | -43.172 | ElmLne
2026 | 2026_DzMX_GzMN_Dp00_Gp00 | Caso Base | All generators | 0.97 | cap | Dorada - Magdalena 115 kV | m:P:bus2 in MW | -43.172 | ElmLne
2026 | 2026_DzMX_GzMN_Dp00_Gp00 | Caso Base | All generators | 0.98 | cap | Dorada - Magdalena 115 kV | m:P:bus2 in MW | -43.172 | ElmLne
2026 | 2026_DzMX_GzMN_Dp00_Gp00 | Caso Base | All generators | 0.99 | cap | Dorada - Magdalena 115 kV | m:P:bus2 in MW | -43.172 | ElmLne
2026 | 2026_DzMX_GzMN_Dp00_Gp00 | Caso Base | All generators | 1 | cap | Dorada - Magdalena 115 kV | m:P:bus2 in MW | -43.172 | ElmLne
2026 | 2026_DzMX_GzMN_Dp00_Gp00 | Caso Base | All generators | 0.9 | cap | Dorada - Magdalena 115 kV | m:Q:bus1 in Mvar | 4.1398 | ElmLne
2026 | 2026_DzMX_GzMN_Dp00_Gp00 | Caso Base | All generators | 0.91 | cap | Dorada - Magdalena 115 kV | m:Q:bus1 in Mvar | 4.1398 | ElmLne
2026 | 2026_DzMX_GzMN_Dp00_Gp00 | Caso Base | All generators | 0.92 | cap | Dorada - Magdalena 115 kV | m:Q:bus1 in Mvar | 4.1398 | ElmLne
2026 | 2026_DzMX_GzMN_Dp00_Gp00 | Caso Base | All generators | 0.93 | cap | Dorada - Magdalena 115 kV | m:Q:bus1 in Mvar | 4.1398 | ElmLne
2026 | 2026_DzMX_GzMN_Dp00_Gp00 | Caso Base | All generators | 0.94 | cap | Dorada - Magdalena 115 kV | m:Q:bus1 in Mvar | 4.1398 | ElmLne
2026 | 2026_DzMX_GzMN_Dp00_Gp00 | Caso Base | All generators | 0.95 | cap | Dorada - Magdalena 115 kV | m:Q:bus1 in Mvar | 4.1398 | ElmLne
2026 | 2026_DzMX_GzMN_Dp00_Gp00 | Caso Base | All generators | 0.96 | cap | Dorada - Magdalena 115 kV | m:Q:bus1 in Mvar | 4.1398 | ElmLne
2026 | 2026_DzMX_GzMN_Dp00_Gp00 | Caso Base | All generators | 0.97 | cap | Dorada - Magdalena 115 kV | m:Q:bus1 in Mvar | 4.1398 | ElmLne
2026 | 2026_DzMX_GzMN_Dp00_Gp00 | Caso Base | All generators | 0.98 | cap | Dorada - Magdalena 115 kV | m:Q:bus1 in Mvar | 4.1398 | ElmLne
2026 | 2026_DzMX_GzMN_Dp00_Gp00 | Caso Base | All generators | 0.99 | cap | Dorada - Magdalena 115 kV | m:Q:bus1 in Mvar | 4.1398 | ElmLne
2026 | 2026_DzMX_GzMN_Dp00_Gp00 | Caso Base | All generators | 1 | cap | Dorada - Magdalena 115 kV | m:Q:bus1 in Mvar | 4.1398 | ElmLne
2026 | 2026_DzMX_GzMN_Dp00_Gp00 | Caso Base | All generators | 0.9 | cap | Dorada - Magdalena 115 kV | m:Q:bus2 in Mvar | -4.0016 | ElmLne
2026 | 2026_DzMX_GzMN_Dp00_Gp00 | Caso Base | All generators | 0.91 | cap | Dorada - Magdalena 115 kV | m:Q:bus2 in Mvar | -4.0016 | ElmLne
2026 | 2026_DzMX_GzMN_Dp00_Gp00 | Caso Base | All generators | 0.92 | cap | Dorada - Magdalena 115 kV | m:Q:bus2 in Mvar | -4.0016 | ElmLne
2026 | 2026_DzMX_GzMN_Dp00_Gp00 | Caso Base | All generators | 0.93 | cap | Dorada - Magdalena 115 kV | m:Q:bus2 in Mvar | -4.0016 | ElmLne
2026 | 2026_DzMX_GzMN_Dp00_Gp00 | Caso Base | All generators | 0.94 | cap | Dorada - Magdalena 115 kV | m:Q:bus2 in Mvar | -4.0016 | ElmLne
2026 | 2026_DzMX_GzMN_Dp00_Gp00 | Caso Base | All generators | 0.95 | cap | Dorada - Magdalena 115 kV | m:Q:bus2 in Mvar | -4.0016 | ElmLne
2026 | 2026_DzMX_GzMN_Dp00_Gp00 | Caso Base | All generators | 0.96 | cap | Dorada - Magdalena 115 kV | m:Q:bus2 in Mvar | -4.0016 | ElmLne
2026 | 2026_DzMX_GzMN_Dp00_Gp00 | Caso Base | All generators | 0.97 | cap | Dorada - Magdalena 115 kV | m:Q:bus2 in Mvar | -4.0016 | ElmLne
2026 | 2026_DzMX_GzMN_Dp00_Gp00 | Caso Base | All generators | 0.98 | cap | Dorada - Magdalena 115 kV | m:Q:bus2 in Mvar | -4.0016 | ElmLne
2026 | 2026_DzMX_GzMN_Dp00_Gp00 | Caso Base | All generators | 0.99 | cap | Dorada - Magdalena 115 kV | m:Q:bus2 in Mvar | -4.0016 | ElmLne
2026 | 2026_DzMX_GzMN_Dp00_Gp00 | Caso Base | All generators | 1 | cap | Dorada - Magdalena 115 kV | m:Q:bus2 in Mvar | -4.0016 | ElmLne
2026 | 2026_DzMX_GzMN_Dp00_Gp00 | Caso Base | All generators | 0.9 | cap | Dorada - Magdalena 115 kV | m:cosphi:bus1 | 0.99545 | ElmLne
2026 | 2026_DzMX_GzMN_Dp00_Gp00 | Caso Base | All generators | 0.91 | cap | Dorada - Magdalena 115 kV | m:cosphi:bus1 | 0.99545 | ElmLne
2026 | 2026_DzMX_GzMN_Dp00_Gp00 | Caso Base | All generators | 0.92 | cap | Dorada - Magdalena 115 kV | m:cosphi:bus1 | 0.99545 | ElmLne
2026 | 2026_DzMX_GzMN_Dp00_Gp00 | Caso Base | All generators | 0.93 | cap | Dorada - Magdalena 115 kV | m:cosphi:bus1 | 0.99545 | ElmLne
2026 | 2026_DzMX_GzMN_Dp00_Gp00 | Caso Base | All generators | 0.94 | cap | Dorada - Magdalena 115 kV | m:cosphi:bus1 | 0.99545 | ElmLne
2026 | 2026_DzMX_GzMN_Dp00_Gp00 | Caso Base | All generators | 0.95 | cap | Dorada - Magdalena 115 kV | m:cosphi:bus1 | 0.99545 | ElmLne
2026 | 2026_DzMX_GzMN_Dp00_Gp00 | Caso Base | All generators | 0.96 | cap | Dorada - Magdalena 115 kV | m:cosphi:bus1 | 0.99545 | ElmLne
2026 | 2026_DzMX_GzMN_Dp00_Gp00 | Caso Base | All generators | 0.97 | cap | Dorada - Magdalena 115 kV | m:cosphi:bus1 | 0.99545 | ElmLne
2026 | 2026_DzMX_GzMN_Dp00_Gp00 | Caso Base | All generators | 0.98 | cap | Dorada - Magdalena 115 kV | m:cosphi:bus1 | 0.99545 | ElmLne
2026 | 2026_DzMX_GzMN_Dp00_Gp00 | Caso Base | All generators | 0.99 | cap | Dorada - Magdalena 115 kV | m:cosphi:bus1 | 0.99545 | ElmLne
2026 | 2026_DzMX_GzMN_Dp00_Gp00 | Caso Base | All generators | 1 | cap | Dorada - Magdalena 115 kV | m:cosphi:bus1 | 0.99545 | ElmLne
2026 | 2026_DzMX_GzMN_Dp00_Gp00 | Caso Base | All generators | 0.9 | cap | Dorada - Magdalena 115 kV | m:cosphi:bus2 | -0.99573 | ElmLne
2026 | 2026_DzMX_GzMN_Dp00_Gp00 | Caso Base | All generators | 0.91 | cap | Dorada - Magdalena 115 kV | m:cosphi:bus2 | -0.99573 | ElmLne
2026 | 2026_DzMX_GzMN_Dp00_Gp00 | Caso Base | All generators | 0.92 | cap | Dorada - Magdalena 115 kV | m:cosphi:bus2 | -0.99573 | ElmLne
2026 | 2026_DzMX_GzMN_Dp00_Gp00 | Caso Base | All generators | 0.93 | cap | Dorada - Magdalena 115 kV | m:cosphi:bus2 | -0.99573 | ElmLne
2026 | 2026_DzMX_GzMN_Dp00_Gp00 | Caso Base | All generators | 0.94 | cap | Dorada - Magdalena 115 kV | m:cosphi:bus2 | -0.99573 | ElmLne
2026 | 2026_DzMX_GzMN_Dp00_Gp00 | Caso Base | All generators | 0.95 | cap | Dorada - Magdalena 115 kV | m:cosphi:bus2 | -0.99573 | ElmLne
2026 | 2026_DzMX_GzMN_Dp00_Gp00 | Caso Base | All generators | 0.96 | cap | Dorada - Magdalena 115 kV | m:cosphi:bus2 | -0.99573 | ElmLne
2026 | 2026_DzMX_GzMN_Dp00_Gp00 | Caso Base | All generators | 0.97 | cap | Dorada - Magdalena 115 kV | m:cosphi:bus2 | -0.99573 | ElmLne
2026 | 2026_DzMX_GzMN_Dp00_Gp00 | Caso Base | All generators | 0.98 | cap | Dorada - Magdalena 115 kV | m:cosphi:bus2 | -0.99573 | ElmLne
2026 | 2026_DzMX_GzMN_Dp00_Gp00 | Caso Base | All generators | 0.99 | cap | Dorada - Magdalena 115 kV | m:cosphi:bus2 | -0.99573 | ElmLne
2026 | 2026_DzMX_GzMN_Dp00_Gp00 | Caso Base | All generators | 1 | cap | Dorada - Magdalena 115 kV | m:cosphi:bus2 | -0.99573 | ElmLne
2026 | 2026_DzMX_GzMN_Dp00_Gp00 | Caso Base | All generators | 0.9 | cap | Mariquita - Victoria 2 115 | m:P:bus1 in MW | 7.9741 | ElmLne
2026 | 2026_DzMX_GzMN_Dp00_Gp00 | Caso Base | All generators | 0.91 | cap | Mariquita - Victoria 2 115 | m:P:bus1 in MW | 7.9741 | ElmLne
2026 | 2026_DzMX_GzMN_Dp00_Gp00 | Caso Base | All generators | 0.92 | cap | Mariquita - Victoria 2 115 | m:P:bus1 in MW | 7.9741 | ElmLne
2026 | 2026_DzMX_GzMN_Dp00_Gp00 | Caso Base | All generators | 0.93 | cap | Mariquita - Victoria 2 115 | m:P:bus1 in MW | 7.9741 | ElmLne
2026 | 2026_DzMX_GzMN_Dp00_Gp00 | Caso Base | All generators | 0.94 | cap | Mariquita - Victoria 2 115 | m:P:bus1 in MW | 7.9741 | ElmLne
2026 | 2026_DzMX_GzMN_Dp00_Gp00 | Caso Base | All generators | 0.95 | cap | Mariquita - Victoria 2 115 | m:P:bus1 in MW | 7.9741 | ElmLne
2026 | 2026_DzMX_GzMN_Dp00_Gp00 | Caso Base | All generators | 0.96 | cap | Mariquita - Victoria 2 115 | m:P:bus1 in MW | 7.9741 | ElmLne
2026 | 2026_DzMX_GzMN_Dp00_Gp00 | Caso Base | All generators | 0.97 | cap | Mariquita - Victoria 2 115 | m:P:bus1 in MW | 7.9741 | ElmLne
2026 | 2026_DzMX_GzMN_Dp00_Gp00 | Caso Base | All generators | 0.98 | cap | Mariquita - Victoria 2 115 | m:P:bus1 in MW | 7.9741 | ElmLne
2026 | 2026_DzMX_GzMN_Dp00_Gp00 | Caso Base | All generators | 0.99 | cap | Mariquita - Victoria 2 115 | m:P:bus1 in MW | 7.9741 | ElmLne
2026 | 2026_DzMX_GzMN_Dp00_Gp00 | Caso Base | All generators | 1 | cap | Mariquita - Victoria 2 115 | m:P:bus1 in MW | 7.9741 | ElmLne
2026 | 2026_DzMX_GzMN_Dp00_Gp00 | Caso Base | All generators | 0.9 | cap | Mariquita - Victoria 2 115 | m:P:bus2 in MW | -7.948 | ElmLne
2026 | 2026_DzMX_GzMN_Dp00_Gp00 | Caso Base | All generators | 0.91 | cap | Mariquita - Victoria 2 115 | m:P:bus2 in MW | -7.948 | ElmLne
2026 | 2026_DzMX_GzMN_Dp00_Gp00 | Caso Base | All generators | 0.92 | cap | Mariquita - Victoria 2 115 | m:P:bus2 in MW | -7.948 | ElmLne
2026 | 2026_DzMX_GzMN_Dp00_Gp00 | Caso Base | All generators | 0.93 | cap | Mariquita - Victoria 2 115 | m:P:bus2 in MW | -7.948 | ElmLne
2026 | 2026_DzMX_GzMN_Dp00_Gp00 | Caso Base | All generators | 0.94 | cap | Mariquita - Victoria 2 115 | m:P:bus2 in MW | -7.948 | ElmLne
2026 | 2026_DzMX_GzMN_Dp00_Gp00 | Caso Base | All generators | 0.95 | cap | Mariquita - Victoria 2 115 | m:P:bus2 in MW | -7.948 | ElmLne
2026 | 2026_DzMX_GzMN_Dp00_Gp00 | Caso Base | All generators | 0.96 | cap | Mariquita - Victoria 2 115 | m:P:bus2 in MW | -7.948 | ElmLne
2026 | 2026_DzMX_GzMN_Dp00_Gp00 | Caso Base | All generators | 0.97 | cap | Mariquita - Victoria 2 115 | m:P:bus2 in MW | -7.948 | ElmLne
2026 | 2026_DzMX_GzMN_Dp00_Gp00 | Caso Base | All generators | 0.98 | cap | Mariquita - Victoria 2 115 | m:P:bus2 in MW | -7.948 | ElmLne
2026 | 2026_DzMX_GzMN_Dp00_Gp00 | Caso Base | All generators | 0.99 | cap | Mariquita - Victoria 2 115 | m:P:bus2 in MW | -7.948 | ElmLne
2026 | 2026_DzMX_GzMN_Dp00_Gp00 | Caso Base | All generators | 1 | cap | Mariquita - Victoria 2 115 | m:P:bus2 in MW | -7.948 | ElmLne
2026 | 2026_DzMX_GzMN_Dp00_Gp00 | Caso Base | All generators | 0.9 | cap | Mariquita - Victoria 2 115 | m:Q:bus1 in Mvar | -7.9424 | ElmLne
2026 | 2026_DzMX_GzMN_Dp00_Gp00 | Caso Base | All generators | 0.91 | cap | Mariquita - Victoria 2 115 | m:Q:bus1 in Mvar | -7.9424 | ElmLne
2026 | 2026_DzMX_GzMN_Dp00_Gp00 | Caso Base | All generators | 0.92 | cap | Mariquita - Victoria 2 115 | m:Q:bus1 in Mvar | -7.9424 | ElmLne
2026 | 2026_DzMX_GzMN_Dp00_Gp00 | Caso Base | All generators | 0.93 | cap | Mariquita - Victoria 2 115 | m:Q:bus1 in Mvar | -7.9424 | ElmLne
2026 | 2026_DzMX_GzMN_Dp00_Gp00 | Caso Base | All generators | 0.94 | cap | Mariquita - Victoria 2 115 | m:Q:bus1 in Mvar | -7.9424 | ElmLne
2026 | 2026_DzMX_GzMN_Dp00_Gp00 | Caso Base | All generators | 0.95 | cap | Mariquita - Victoria 2 115 | m:Q:bus1 in Mvar | -7.9424 | ElmLne
2026 | 2026_DzMX_GzMN_Dp00_Gp00 | Caso Base | All generators | 0.96 | cap | Mariquita - Victoria 2 115 | m:Q:bus1 in Mvar | -7.9424 | ElmLne
2026 | 2026_DzMX_GzMN_Dp00_Gp00 | Caso Base | All generators | 0.97 | cap | Mariquita - Victoria 2 115 | m:Q:bus1 in Mvar | -7.9424 | ElmLne
2026 | 2026_DzMX_GzMN_Dp00_Gp00 | Caso Base | All generators | 0.98 | cap | Mariquita - Victoria 2 115 | m:Q:bus1 in Mvar | -7.9424 | ElmLne
2026 | 2026_DzMX_GzMN_Dp00_Gp00 | Caso Base | All generators | 0.99 | cap | Mariquita - Victoria 2 115 | m:Q:bus1 in Mvar | -7.9424 | ElmLne
2026 | 2026_DzMX_GzMN_Dp00_Gp00 | Caso Base | All generators | 1 | cap | Mariquita - Victoria 2 115 | m:Q:bus1 in Mvar | -7.9424 | ElmLne
2026 | 2026_DzMX_GzMN_Dp00_Gp00 | Caso Base | All generators | 0.9 | cap | Mariquita - Victoria 2 115 | m:Q:bus2 in Mvar | 7.359 | ElmLne
2026 | 2026_DzMX_GzMN_Dp00_Gp00 | Caso Base | All generators | 0.91 | cap | Mariquita - Victoria 2 115 | m:Q:bus2 in Mvar | 7.359 | ElmLne
2026 | 2026_DzMX_GzMN_Dp00_Gp00 | Caso Base | All generators | 0.92 | cap | Mariquita - Victoria 2 115 | m:Q:bus2 in Mvar | 7.359 | ElmLne
2026 | 2026_DzMX_GzMN_Dp00_Gp00 | Caso Base | All generators | 0.93 | cap | Mariquita - Victoria 2 115 | m:Q:bus2 in Mvar | 7.359 | ElmLne
2026 | 2026_DzMX_GzMN_Dp00_Gp00 | Caso Base | All generators | 0.94 | cap | Mariquita - Victoria 2 115 | m:Q:bus2 in Mvar | 7.359 | ElmLne
2026 | 2026_DzMX_GzMN_Dp00_Gp00 | Caso Base | All generators | 0.95 | cap | Mariquita - Victoria 2 115 | m:Q:bus2 in Mvar | 7.359 | ElmLne
2026 | 2026_DzMX_GzMN_Dp00_Gp00 | Caso Base | All generators | 0.96 | cap | Mariquita - Victoria 2 115 | m:Q:bus2 in Mvar | 7.359 | ElmLne
2026 | 2026_DzMX_GzMN_Dp00_Gp00 | Caso Base | All generators | 0.97 | cap | Mariquita - Victoria 2 115 | m:Q:bus2 in Mvar | 7.359 | ElmLne
2026 | 2026_DzMX_GzMN_Dp00_Gp00 | Caso Base | All generators | 0.98 | cap | Mariquita - Victoria 2 115 | m:Q:bus2 in Mvar | 7.359 | ElmLne
2026 | 2026_DzMX_GzMN_Dp00_Gp00 | Caso Base | All generators | 0.99 | cap | Mariquita - Victoria 2 115 | m:Q:bus2 in Mvar | 7.359 | ElmLne
2026 | 2026_DzMX_GzMN_Dp00_Gp00 | Caso Base | All generators | 1 | cap | Mariquita - Victoria 2 115 | m:Q:bus2 in Mvar | 7.359 | ElmLne
2026 | 2026_DzMX_GzMN_Dp00_Gp00 | Caso Base | All generators | 0.9 | cap | Mariquita - Victoria 2 115 | m:cosphi:bus1 | 0.70851 | ElmLne
2026 | 2026_DzMX_GzMN_Dp00_Gp00 | Caso Base | All generators | 0.91 | cap | Mariquita - Victoria 2 115 | m:cosphi:bus1 | 0.70851 | ElmLne
2026 | 2026_DzMX_GzMN_Dp00_Gp00 | Caso Base | All generators | 0.92 | cap | Mariquita - Victoria 2 115 | m:cosphi:bus1 | 0.70851 | ElmLne
2026 | 2026_DzMX_GzMN_Dp00_Gp00 | Caso Base | All generators | 0.93 | cap | Mariquita - Victoria 2 115 | m:cosphi:bus1 | 0.70851 | ElmLne
2026 | 2026_DzMX_GzMN_Dp00_Gp00 | Caso Base | All generators | 0.94 | cap | Mariquita - Victoria 2 115 | m:cosphi:bus1 | 0.70851 | ElmLne
2026 | 2026_DzMX_GzMN_Dp00_Gp00 | Caso Base | All generators | 0.95 | cap | Mariquita - Victoria 2 115 | m:cosphi:bus1 | 0.70851 | ElmLne
2026 | 2026_DzMX_GzMN_Dp00_Gp00 | Caso Base | All generators | 0.96 | cap | Mariquita - Victoria 2 115 | m:cosphi:bus1 | 0.70851 | ElmLne
2026 | 2026_DzMX_GzMN_Dp00_Gp00 | Caso Base | All generators | 0.97 | cap | Mariquita - Victoria 2 115 | m:cosphi:bus1 | 0.70851 | ElmLne
2026 | 2026_DzMX_GzMN_Dp00_Gp00 | Caso Base | All generators | 0.98 | cap | Mariquita - Victoria 2 115 | m:cosphi:bus1 | 0.70851 | ElmLne
2026 | 2026_DzMX_GzMN_Dp00_Gp00 | Caso Base | All generators | 0.99 | cap | Mariquita - Victoria 2 115 | m:cosphi:bus1 | 0.70851 | ElmLne
2026 | 2026_DzMX_GzMN_Dp00_Gp00 | Caso Base | All generators | 1 | cap | Mariquita - Victoria 2 115 | m:cosphi:bus1 | 0.70851 | ElmLne
2026 | 2026_DzMX_GzMN_Dp00_Gp00 | Caso Base | All generators | 0.9 | cap | Mariquita - Victoria 2 115 | m:cosphi:bus2 | -0.73377 | ElmLne
2026 | 2026_DzMX_GzMN_Dp00_Gp00 | Caso Base | All generators | 0.91 | cap | Mariquita - Victoria 2 115 | m:cosphi:bus2 | -0.73377 | ElmLne
2026 | 2026_DzMX_GzMN_Dp00_Gp00 | Caso Base | All generators | 0.92 | cap | Mariquita - Victoria 2 115 | m:cosphi:bus2 | -0.73377 | ElmLne
2026 | 2026_DzMX_GzMN_Dp00_Gp00 | Caso Base | All generators | 0.93 | cap | Mariquita - Victoria 2 115 | m:cosphi:bus2 | -0.73377 | ElmLne
2026 | 2026_DzMX_GzMN_Dp00_Gp00 | Caso Base | All generators | 0.94 | cap | Mariquita - Victoria 2 115 | m:cosphi:bus2 | -0.73377 | ElmLne
2026 | 2026_DzMX_GzMN_Dp00_Gp00 | Caso Base | All generators | 0.95 | cap | Mariquita - Victoria 2 115 | m:cosphi:bus2 | -0.73377 | ElmLne
2026 | 2026_DzMX_GzMN_Dp00_Gp00 | Caso Base | All generators | 0.96 | cap | Mariquita - Victoria 2 115 | m:cosphi:bus2 | -0.73377 | ElmLne
2026 | 2026_DzMX_GzMN_Dp00_Gp00 | Caso Base | All generators | 0.97 | cap | Mariquita - Victoria 2 115 | m:cosphi:bus2 | -0.73377 | ElmLne
2026 | 2026_DzMX_GzMN_Dp00_Gp00 | Caso Base | All generators | 0.98 | cap | Mariquita - Victoria 2 115 | m:cosphi:bus2 | -0.73377 | ElmLne
2026 | 2026_DzMX_GzMN_Dp00_Gp00 | Caso Base | All generators | 0.99 | cap | Mariquita - Victoria 2 115 | m:cosphi:bus2 | -0.73377 | ElmLne
2026 | 2026_DzMX_GzMN_Dp00_Gp00 | Caso Base | All generators | 1 | cap | Mariquita - Victoria 2 115 | m:cosphi:bus2 | -0.73377 | ElmLne
2026 | 2026_DzMX_GzMN_Dp00_Gp00 | Caso Base | All generators | 0.9 | cap | Dorada 115/33/13.8 kV | m:P:bushv in MW | 13.9132 | ElmTr3
2026 | 2026_DzMX_GzMN_Dp00_Gp00 | Caso Base | All generators | 0.91 | cap | Dorada 115/33/13.8 kV | m:P:bushv in MW | 13.9132 | ElmTr3
2026 | 2026_DzMX_GzMN_Dp00_Gp00 | Caso Base | All generators | 0.92 | cap | Dorada 115/33/13.8 kV | m:P:bushv in MW | 13.9132 | ElmTr3
2026 | 2026_DzMX_GzMN_Dp00_Gp00 | Caso Base | All generators | 0.93 | cap | Dorada 115/33/13.8 kV | m:P:bushv in MW | 13.9132 | ElmTr3
2026 | 2026_DzMX_GzMN_Dp00_Gp00 | Caso Base | All generators | 0.94 | cap | Dorada 115/33/13.8 kV | m:P:bushv in MW | 13.9132 | ElmTr3
2026 | 2026_DzMX_GzMN_Dp00_Gp00 | Caso Base | All generators | 0.95 | cap | Dorada 115/33/13.8 kV | m:P:bushv in MW | 13.9132 | ElmTr3
2026 | 2026_DzMX_GzMN_Dp00_Gp00 | Caso Base | All generators | 0.96 | cap | Dorada 115/33/13.8 kV | m:P:bushv in MW | 13.9132 | ElmTr3
2026 | 2026_DzMX_GzMN_Dp00_Gp00 | Caso Base | All generators | 0.97 | cap | Dorada 115/33/13.8 kV | m:P:bushv in MW | 13.9132 | ElmTr3
2026 | 2026_DzMX_GzMN_Dp00_Gp00 | Caso Base | All generators | 0.98 | cap | Dorada 115/33/13.8 kV | m:P:bushv in MW | 13.9132 | ElmTr3
2026 | 2026_DzMX_GzMN_Dp00_Gp00 | Caso Base | All generators | 0.99 | cap | Dorada 115/33/13.8 kV | m:P:bushv in MW | 13.9132 | ElmTr3
2026 | 2026_DzMX_GzMN_Dp00_Gp00 | Caso Base | All generators | 1 | cap | Dorada 115/33/13.8 kV | m:P:bushv in MW | 13.9132 | ElmTr3
2026 | 2026_DzMX_GzMN_Dp00_Gp00 | Caso Base | All generators | 0.9 | cap | Dorada 115/33/13.8 kV | m:Q:bushv in Mvar | 7.2893 | ElmTr3
2026 | 2026_DzMX_GzMN_Dp00_Gp00 | Caso Base | All generators | 0.91 | cap | Dorada 115/33/13.8 kV | m:Q:bushv in Mvar | 7.2893 | ElmTr3
2026 | 2026_DzMX_GzMN_Dp00_Gp00 | Caso Base | All generators | 0.92 | cap | Dorada 115/33/13.8 kV | m:Q:bushv in Mvar | 7.2893 | ElmTr3
2026 | 2026_DzMX_GzMN_Dp00_Gp00 | Caso Base | All generators | 0.93 | cap | Dorada 115/33/13.8 kV | m:Q:bushv in Mvar | 7.2893 | ElmTr3
2026 | 2026_DzMX_GzMN_Dp00_Gp00 | Caso Base | All generators | 0.94 | cap | Dorada 115/33/13.8 kV | m:Q:bushv in Mvar | 7.2893 | ElmTr3
2026 | 2026_DzMX_GzMN_Dp00_Gp00 | Caso Base | All generators | 0.95 | cap | Dorada 115/33/13.8 kV | m:Q:bushv in Mvar | 7.2893 | ElmTr3
2026 | 2026_DzMX_GzMN_Dp00_Gp00 | Caso Base | All generators | 0.96 | cap | Dorada 115/33/13.8 kV | m:Q:bushv in Mvar | 7.2893 | ElmTr3
2026 | 2026_DzMX_GzMN_Dp00_Gp00 | Caso Base | All generators | 0.97 | cap | Dorada 115/33/13.8 kV | m:Q:bushv in Mvar | 7.2893 | ElmTr3
2026 | 2026_DzMX_GzMN_Dp00_Gp00 | Caso Base | All generators | 0.98 | cap | Dorada 115/33/13.8 kV | m:Q:bushv in Mvar | 7.2893 | ElmTr3
2026 | 2026_DzMX_GzMN_Dp00_Gp00 | Caso Base | All generators | 0.99 | cap | Dorada 115/33/13.8 kV | m:Q:bushv in Mvar | 7.2893 | ElmTr3
2026 | 2026_DzMX_GzMN_Dp00_Gp00 | Caso Base | All generators | 1 | cap | Dorada 115/33/13.8 kV | m:Q:bushv in Mvar | 7.2893 | ElmTr3
2026 | 2026_DzMX_GzMN_Dp00_Gp00 | Caso Base | All generators | 0.9 | cap | Dorada 115/33/13.8 kV | m:cosphi:bushv | 0.88579 | ElmTr3
2026 | 2026_DzMX_GzMN_Dp00_Gp00 | Caso Base | All generators | 0.91 | cap | Dorada 115/33/13.8 kV | m:cosphi:bushv | 0.88579 | ElmTr3
2026 | 2026_DzMX_GzMN_Dp00_Gp00 | Caso Base | All generators | 0.92 | cap | Dorada 115/33/13.8 kV | m:cosphi:bushv | 0.88579 | ElmTr3
2026 | 2026_DzMX_GzMN_Dp00_Gp00 | Caso Base | All generators | 0.93 | cap | Dorada 115/33/13.8 kV | m:cosphi:bushv | 0.88579 | ElmTr3
2026 | 2026_DzMX_GzMN_Dp00_Gp00 | Caso Base | All generators | 0.94 | cap | Dorada 115/33/13.8 kV | m:cosphi:bushv | 0.88579 | ElmTr3
2026 | 2026_DzMX_GzMN_Dp00_Gp00 | Caso Base | All generators | 0.95 | cap | Dorada 115/33/13.8 kV | m:cosphi:bushv | 0.88579 | ElmTr3
2026 | 2026_DzMX_GzMN_Dp00_Gp00 | Caso Base | All generators | 0.96 | cap | Dorada 115/33/13.8 kV | m:cosphi:bushv | 0.88579 | ElmTr3
2026 | 2026_DzMX_GzMN_Dp00_Gp00 | Caso Base | All generators | 0.97 | cap | Dorada 115/33/13.8 kV | m:cosphi:bushv | 0.88579 | ElmTr3
2026 | 2026_DzMX_GzMN_Dp00_Gp00 | Caso Base | All generators | 0.98 | cap | Dorada 115/33/13.8 kV | m:cosphi:bushv | 0.88579 | ElmTr3
2026 | 2026_DzMX_GzMN_Dp00_Gp00 | Caso Base | All generators | 0.99 | cap | Dorada 115/33/13.8 kV | m:cosphi:bushv | 0.88579 | ElmTr3
2026 | 2026_DzMX_GzMN_Dp00_Gp00 | Caso Base | All generators | 1 | cap | Dorada 115/33/13.8 kV | m:cosphi:bushv | 0.88579 | ElmTr3
2026 | 2026_DzMX_GzMN_Dp00_Gp00 | Caso Base | All generators | 0.9 | cap | Manzanares 115/33/13.8 kV | m:P:bushv in MW | 3.1454 | ElmTr3
2026 | 2026_DzMX_GzMN_Dp00_Gp00 | Caso Base | All generators | 0.91 | cap | Manzanares 115/33/13.8 kV | m:P:bushv in MW | 3.1454 | ElmTr3
2026 | 2026_DzMX_GzMN_Dp00_Gp00 | Caso Base | All generators | 0.92 | cap | Manzanares 115/33/13.8 kV | m:P:bushv in MW | 3.1454 | ElmTr3
2026 | 2026_DzMX_GzMN_Dp00_Gp00 | Caso Base | All generators | 0.93 | cap | Manzanares 115/33/13.8 kV | m:P:bushv in MW | 3.1454 | ElmTr3
2026 | 2026_DzMX_GzMN_Dp00_Gp00 | Caso Base | All generators | 0.94 | cap | Manzanares 115/33/13.8 kV | m:P:bushv in MW | 3.1454 | ElmTr3
2026 | 2026_DzMX_GzMN_Dp00_Gp00 | Caso Base | All generators | 0.95 | cap | Manzanares 115/33/13.8 kV | m:P:bushv in MW | 3.1454 | ElmTr3
2026 | 2026_DzMX_GzMN_Dp00_Gp00 | Caso Base | All generators | 0.96 | cap | Manzanares 115/33/13.8 kV | m:P:bushv in MW | 3.1454 | ElmTr3
2026 | 2026_DzMX_GzMN_Dp00_Gp00 | Caso Base | All generators | 0.97 | cap | Manzanares 115/33/13.8 kV | m:P:bushv in MW | 3.1454 | ElmTr3
2026 | 2026_DzMX_GzMN_Dp00_Gp00 | Caso Base | All generators | 0.98 | cap | Manzanares 115/33/13.8 kV | m:P:bushv in MW | 3.1454 | ElmTr3
2026 | 2026_DzMX_GzMN_Dp00_Gp00 | Caso Base | All generators | 0.99 | cap | Manzanares 115/33/13.8 kV | m:P:bushv in MW | 3.1454 | ElmTr3
2026 | 2026_DzMX_GzMN_Dp00_Gp00 | Caso Base | All generators | 1 | cap | Manzanares 115/33/13.8 kV | m:P:bushv in MW | 3.1454 | ElmTr3
2026 | 2026_DzMX_GzMN_Dp00_Gp00 | Caso Base | All generators | 0.9 | cap | Manzanares 115/33/13.8 kV | m:Q:bushv in Mvar | 1.5513 | ElmTr3
2026 | 2026_DzMX_GzMN_Dp00_Gp00 | Caso Base | All generators | 0.91 | cap | Manzanares 115/33/13.8 kV | m:Q:bushv in Mvar | 1.5513 | ElmTr3
2026 | 2026_DzMX_GzMN_Dp00_Gp00 | Caso Base | All generators | 0.92 | cap | Manzanares 115/33/13.8 kV | m:Q:bushv in Mvar | 1.5513 | ElmTr3
2026 | 2026_DzMX_GzMN_Dp00_Gp00 | Caso Base | All generators | 0.93 | cap | Manzanares 115/33/13.8 kV | m:Q:bushv in Mvar | 1.5513 | ElmTr3
2026 | 2026_DzMX_GzMN_Dp00_Gp00 | Caso Base | All generators | 0.94 | cap | Manzanares 115/33/13.8 kV | m:Q:bushv in Mvar | 1.5513 | ElmTr3
2026 | 2026_DzMX_GzMN_Dp00_Gp00 | Caso Base | All generators | 0.95 | cap | Manzanares 115/33/13.8 kV | m:Q:bushv in Mvar | 1.5513 | ElmTr3
2026 | 2026_DzMX_GzMN_Dp00_Gp00 | Caso Base | All generators | 0.96 | cap | Manzanares 115/33/13.8 kV | m:Q:bushv in Mvar | 1.5513 | ElmTr3
2026 | 2026_DzMX_GzMN_Dp00_Gp00 | Caso Base | All generators | 0.97 | cap | Manzanares 115/33/13.8 kV | m:Q:bushv in Mvar | 1.5513 | ElmTr3
2026 | 2026_DzMX_GzMN_Dp00_Gp00 | Caso Base | All generators | 0.98 | cap | Manzanares 115/33/13.8 kV | m:Q:bushv in Mvar | 1.5513 | ElmTr3
2026 | 2026_DzMX_GzMN_Dp00_Gp00 | Caso Base | All generators | 0.99 | cap | Manzanares 115/33/13.8 kV | m:Q:bushv in Mvar | 1.5513 | ElmTr3
2026 | 2026_DzMX_GzMN_Dp00_Gp00 | Caso Base | All generators | 1 | cap | Manzanares 115/33/13.8 kV | m:Q:bushv in Mvar | 1.5513 | ElmTr3
2026 | 2026_DzMX_GzMN_Dp00_Gp00 | Caso Base | All generators | 0.9 | cap | Manzanares 115/33/13.8 kV | m:cosphi:bushv | 0.89685 | ElmTr3
2026 | 2026_DzMX_GzMN_Dp00_Gp00 | Caso Base | All generators | 0.91 | cap | Manzanares 115/33/13.8 kV | m:cosphi:bushv | 0.89685 | ElmTr3
2026 | 2026_DzMX_GzMN_Dp00_Gp00 | Caso Base | All generators | 0.92 | cap | Manzanares 115/33/13.8 kV | m:cosphi:bushv | 0.89685 | ElmTr3
2026 | 2026_DzMX_GzMN_Dp00_Gp00 | Caso Base | All generators | 0.93 | cap | Manzanares 115/33/13.8 kV | m:cosphi:bushv | 0.89685 | ElmTr3
2026 | 2026_DzMX_GzMN_Dp00_Gp00 | Caso Base | All generators | 0.94 | cap | Manzanares 115/33/13.8 kV | m:cosphi:bushv | 0.89685 | ElmTr3
2026 | 2026_DzMX_GzMN_Dp00_Gp00 | Caso Base | All generators | 0.95 | cap | Manzanares 115/33/13.8 kV | m:cosphi:bushv | 0.89685 | ElmTr3
2026 | 2026_DzMX_GzMN_Dp00_Gp00 | Caso Base | All generators | 0.96 | cap | Manzanares 115/33/13.8 kV | m:cosphi:bushv | 0.89685 | ElmTr3
2026 | 2026_DzMX_GzMN_Dp00_Gp00 | Caso Base | All generators | 0.97 | cap | Manzanares 115/33/13.8 kV | m:cosphi:bushv | 0.89685 | ElmTr3
2026 | 2026_DzMX_GzMN_Dp00_Gp00 | Caso Base | All generators | 0.98 | cap | Manzanares 115/33/13.8 kV | m:cosphi:bushv | 0.89685 | ElmTr3
2026 | 2026_DzMX_GzMN_Dp00_Gp00 | Caso Base | All generators | 0.99 | cap | Manzanares 115/33/13.8 kV | m:cosphi:bushv | 0.89685 | ElmTr3
2026 | 2026_DzMX_GzMN_Dp00_Gp00 | Caso Base | All generators | 1 | cap | Manzanares 115/33/13.8 kV | m:cosphi:bushv | 0.89685 | ElmTr3
2026 | 2026_DzMX_GzMN_Dp00_Gp00 | Caso Base | All generators | 0.9 | cap | Purnio 230/115 | m:P:bushv in MW | 52.7599 | ElmTr3
2026 | 2026_DzMX_GzMN_Dp00_Gp00 | Caso Base | All generators | 0.91 | cap | Purnio 230/115 | m:P:bushv in MW | 52.7599 | ElmTr3
2026 | 2026_DzMX_GzMN_Dp00_Gp00 | Caso Base | All generators | 0.92 | cap | Purnio 230/115 | m:P:bushv in MW | 52.7599 | ElmTr3
2026 | 2026_DzMX_GzMN_Dp00_Gp00 | Caso Base | All generators | 0.93 | cap | Purnio 230/115 | m:P:bushv in MW | 52.7599 | ElmTr3
2026 | 2026_DzMX_GzMN_Dp00_Gp00 | Caso Base | All generators | 0.94 | cap | Purnio 230/115 | m:P:bushv in MW | 52.7599 | ElmTr3
2026 | 2026_DzMX_GzMN_Dp00_Gp00 | Caso Base | All generators | 0.95 | cap | Purnio 230/115 | m:P:bushv in MW | 52.7599 | ElmTr3
2026 | 2026_DzMX_GzMN_Dp00_Gp00 | Caso Base | All generators | 0.96 | cap | Purnio 230/115 | m:P:bushv in MW | 52.7599 | ElmTr3
2026 | 2026_DzMX_GzMN_Dp00_Gp00 | Caso Base | All generators | 0.97 | cap | Purnio 230/115 | m:P:bushv in MW | 52.7599 | ElmTr3
2026 | 2026_DzMX_GzMN_Dp00_Gp00 | Caso Base | All generators | 0.98 | cap | Purnio 230/115 | m:P:bushv in MW | 52.7599 | ElmTr3
2026 | 2026_DzMX_GzMN_Dp00_Gp00 | Caso Base | All generators | 0.99 | cap | Purnio 230/115 | m:P:bushv in MW | 52.7599 | ElmTr3
2026 | 2026_DzMX_GzMN_Dp00_Gp00 | Caso Base | All generators | 1 | cap | Purnio 230/115 | m:P:bushv in MW | 52.7599 | ElmTr3
2026 | 2026_DzMX_GzMN_Dp00_Gp00 | Caso Base | All generators | 0.9 | cap | Purnio 230/115 | m:Q:bushv in Mvar | 3.962 | ElmTr3
2026 | 2026_DzMX_GzMN_Dp00_Gp00 | Caso Base | All generators | 0.91 | cap | Purnio 230/115 | m:Q:bushv in Mvar | 3.962 | ElmTr3
2026 | 2026_DzMX_GzMN_Dp00_Gp00 | Caso Base | All generators | 0.92 | cap | Purnio 230/115 | m:Q:bushv in Mvar | 3.962 | ElmTr3
2026 | 2026_DzMX_GzMN_Dp00_Gp00 | Caso Base | All generators | 0.93 | cap | Purnio 230/115 | m:Q:bushv in Mvar | 3.962 | ElmTr3
2026 | 2026_DzMX_GzMN_Dp00_Gp00 | Caso Base | All generators | 0.94 | cap | Purnio 230/115 | m:Q:bushv in Mvar | 3.962 | ElmTr3
2026 | 2026_DzMX_GzMN_Dp00_Gp00 | Caso Base | All generators | 0.95 | cap | Purnio 230/115 | m:Q:bushv in Mvar | 3.962 | ElmTr3
2026 | 2026_DzMX_GzMN_Dp00_Gp00 | Caso Base | All generators | 0.96 | cap | Purnio 230/115 | m:Q:bushv in Mvar | 3.962 | ElmTr3
2026 | 2026_DzMX_GzMN_Dp00_Gp00 | Caso Base | All generators | 0.97 | cap | Purnio 230/115 | m:Q:bushv in Mvar | 3.962 | ElmTr3
2026 | 2026_DzMX_GzMN_Dp00_Gp00 | Caso Base | All generators | 0.98 | cap | Purnio 230/115 | m:Q:bushv in Mvar | 3.962 | ElmTr3
2026 | 2026_DzMX_GzMN_Dp00_Gp00 | Caso Base | All generators | 0.99 | cap | Purnio 230/115 | m:Q:bushv in Mvar | 3.962 | ElmTr3
2026 | 2026_DzMX_GzMN_Dp00_Gp00 | Caso Base | All generators | 1 | cap | Purnio 230/115 | m:Q:bushv in Mvar | 3.962 | ElmTr3
2026 | 2026_DzMX_GzMN_Dp00_Gp00 | Caso Base | All generators | 0.9 | cap | Purnio 230/115 | m:cosphi:bushv | 0.99719 | ElmTr3
2026 | 2026_DzMX_GzMN_Dp00_Gp00 | Caso Base | All generators | 0.91 | cap | Purnio 230/115 | m:cosphi:bushv | 0.99719 | ElmTr3
2026 | 2026_DzMX_GzMN_Dp00_Gp00 | Caso Base | All generators | 0.92 | cap | Purnio 230/115 | m:cosphi:bushv | 0.99719 | ElmTr3
2026 | 2026_DzMX_GzMN_Dp00_Gp00 | Caso Base | All generators | 0.93 | cap | Purnio 230/115 | m:cosphi:bushv | 0.99719 | ElmTr3
2026 | 2026_DzMX_GzMN_Dp00_Gp00 | Caso Base | All generators | 0.94 | cap | Purnio 230/115 | m:cosphi:bushv | 0.99719 | ElmTr3
2026 | 2026_DzMX_GzMN_Dp00_Gp00 | Caso Base | All generators | 0.95 | cap | Purnio 230/115 | m:cosphi:bushv | 0.99719 | ElmTr3
2026 | 2026_DzMX_GzMN_Dp00_Gp00 | Caso Base | All generators | 0.96 | cap | Purnio 230/115 | m:cosphi:bushv | 0.99719 | ElmTr3
2026 | 2026_DzMX_GzMN_Dp00_Gp00 | Caso Base | All generators | 0.97 | cap | Purnio 230/115 | m:cosphi:bushv | 0.99719 | ElmTr3
2026 | 2026_DzMX_GzMN_Dp00_Gp00 | Caso Base | All generators | 0.98 | cap | Purnio 230/115 | m:cosphi:bushv | 0.99719 | ElmTr3
2026 | 2026_DzMX_GzMN_Dp00_Gp00 | Caso Base | All generators | 0.99 | cap | Purnio 230/115 | m:cosphi:bushv | 0.99719 | ElmTr3
2026 | 2026_DzMX_GzMN_Dp00_Gp00 | Caso Base | All generators | 1 | cap | Purnio 230/115 | m:cosphi:bushv | 0.99719 | ElmTr3
2026 | 2026_DzMX_GzMN_Dp00_Gp00 | Caso Base | All generators | 0.9 | cap | Victoria 115/33/13.8 kV | m:P:bushv in MW | 5.966 | ElmTr3
2026 | 2026_DzMX_GzMN_Dp00_Gp00 | Caso Base | All generators | 0.91 | cap | Victoria 115/33/13.8 kV | m:P:bushv in MW | 5.966 | ElmTr3
2026 | 2026_DzMX_GzMN_Dp00_Gp00 | Caso Base | All generators | 0.92 | cap | Victoria 115/33/13.8 kV | m:P:bushv in MW | 5.966 | ElmTr3
2026 | 2026_DzMX_GzMN_Dp00_Gp00 | Caso Base | All generators | 0.93 | cap | Victoria 115/33/13.8 kV | m:P:bushv in MW | 5.966 | ElmTr3
2026 | 2026_DzMX_GzMN_Dp00_Gp00 | Caso Base | All generators | 0.94 | cap | Victoria 115/33/13.8 kV | m:P:bushv in MW | 5.966 | ElmTr3
2026 | 2026_DzMX_GzMN_Dp00_Gp00 | Caso Base | All generators | 0.95 | cap | Victoria 115/33/13.8 kV | m:P:bushv in MW | 5.966 | ElmTr3
2026 | 2026_DzMX_GzMN_Dp00_Gp00 | Caso Base | All generators | 0.96 | cap | Victoria 115/33/13.8 kV | m:P:bushv in MW | 5.966 | ElmTr3
2026 | 2026_DzMX_GzMN_Dp00_Gp00 | Caso Base | All generators | 0.97 | cap | Victoria 115/33/13.8 kV | m:P:bushv in MW | 5.966 | ElmTr3
2026 | 2026_DzMX_GzMN_Dp00_Gp00 | Caso Base | All generators | 0.98 | cap | Victoria 115/33/13.8 kV | m:P:bushv in MW | 5.966 | ElmTr3
2026 | 2026_DzMX_GzMN_Dp00_Gp00 | Caso Base | All generators | 0.99 | cap | Victoria 115/33/13.8 kV | m:P:bushv in MW | 5.966 | ElmTr3
2026 | 2026_DzMX_GzMN_Dp00_Gp00 | Caso Base | All generators | 1 | cap | Victoria 115/33/13.8 kV | m:P:bushv in MW | 5.966 | ElmTr3
2026 | 2026_DzMX_GzMN_Dp00_Gp00 | Caso Base | All generators | 0.9 | cap | Victoria 115/33/13.8 kV | m:Q:bushv in Mvar | 2.944 | ElmTr3
2026 | 2026_DzMX_GzMN_Dp00_Gp00 | Caso Base | All generators | 0.91 | cap | Victoria 115/33/13.8 kV | m:Q:bushv in Mvar | 2.944 | ElmTr3
2026 | 2026_DzMX_GzMN_Dp00_Gp00 | Caso Base | All generators | 0.92 | cap | Victoria 115/33/13.8 kV | m:Q:bushv in Mvar | 2.944 | ElmTr3
2026 | 2026_DzMX_GzMN_Dp00_Gp00 | Caso Base | All generators | 0.93 | cap | Victoria 115/33/13.8 kV | m:Q:bushv in Mvar | 2.944 | ElmTr3
2026 | 2026_DzMX_GzMN_Dp00_Gp00 | Caso Base | All generators | 0.94 | cap | Victoria 115/33/13.8 kV | m:Q:bushv in Mvar | 2.944 | ElmTr3
2026 | 2026_DzMX_GzMN_Dp00_Gp00 | Caso Base | All generators | 0.95 | cap | Victoria 115/33/13.8 kV | m:Q:bushv in Mvar | 2.944 | ElmTr3
2026 | 2026_DzMX_GzMN_Dp00_Gp00 | Caso Base | All generators | 0.96 | cap | Victoria 115/33/13.8 kV | m:Q:bushv in Mvar | 2.944 | ElmTr3
2026 | 2026_DzMX_GzMN_Dp00_Gp00 | Caso Base | All generators | 0.97 | cap | Victoria 115/33/13.8 kV | m:Q:bushv in Mvar | 2.944 | ElmTr3
2026 | 2026_DzMX_GzMN_Dp00_Gp00 | Caso Base | All generators | 0.98 | cap | Victoria 115/33/13.8 kV | m:Q:bushv in Mvar | 2.944 | ElmTr3
2026 | 2026_DzMX_GzMN_Dp00_Gp00 | Caso Base | All generators | 0.99 | cap | Victoria 115/33/13.8 kV | m:Q:bushv in Mvar | 2.944 | ElmTr3
2026 | 2026_DzMX_GzMN_Dp00_Gp00 | Caso Base | All generators | 1 | cap | Victoria 115/33/13.8 kV | m:Q:bushv in Mvar | 2.944 | ElmTr3
2026 | 2026_DzMX_GzMN_Dp00_Gp00 | Caso Base | All generators | 0.9 | cap | Victoria 115/33/13.8 kV | m:cosphi:bushv | 0.89676 | ElmTr3
2026 | 2026_DzMX_GzMN_Dp00_Gp00 | Caso Base | All generators | 0.91 | cap | Victoria 115/33/13.8 kV | m:cosphi:bushv | 0.89676 | ElmTr3
2026 | 2026_DzMX_GzMN_Dp00_Gp00 | Caso Base | All generators | 0.92 | cap | Victoria 115/33/13.8 kV | m:cosphi:bushv | 0.89676 | ElmTr3
2026 | 2026_DzMX_GzMN_Dp00_Gp00 | Caso Base | All generators | 0.93 | cap | Victoria 115/33/13.8 kV | m:cosphi:bushv | 0.89676 | ElmTr3
2026 | 2026_DzMX_GzMN_Dp00_Gp00 | Caso Base | All generators | 0.94 | cap | Victoria 115/33/13.8 kV | m:cosphi:bushv | 0.89676 | ElmTr3
2026 | 2026_DzMX_GzMN_Dp00_Gp00 | Caso Base | All generators | 0.95 | cap | Victoria 115/33/13.8 kV | m:cosphi:bushv | 0.89676 | ElmTr3
2026 | 2026_DzMX_GzMN_Dp00_Gp00 | Caso Base | All generators | 0.96 | cap | Victoria 115/33/13.8 kV | m:cosphi:bushv | 0.89676 | ElmTr3
2026 | 2026_DzMX_GzMN_Dp00_Gp00 | Caso Base | All generators | 0.97 | cap | Victoria 115/33/13.8 kV | m:cosphi:bushv | 0.89676 | ElmTr3
2026 | 2026_DzMX_GzMN_Dp00_Gp00 | Caso Base | All generators | 0.98 | cap | Victoria 115/33/13.8 kV | m:cosphi:bushv | 0.89676 | ElmTr3
2026 | 2026_DzMX_GzMN_Dp00_Gp00 | Caso Base | All generators | 0.99 | cap | Victoria 115/33/13.8 kV | m:cosphi:bushv | 0.89676 | ElmTr3
2026 | 2026_DzMX_GzMN_Dp00_Gp00 | Caso Base | All generators | 1 | cap | Victoria 115/33/13.8 kV | m:cosphi:bushv | 0.89676 | ElmTr3
2026 | 2026_DzMX_GzMN_Dp00_Gp00 | Caso Base | All generators | 0.9 | ind | Dorada - Magdalena 115 kV | m:P:bus1 in MW | 43.2719 | ElmLne
2026 | 2026_DzMX_GzMN_Dp00_Gp00 | Caso Base | All generators | 0.91 | ind | Dorada - Magdalena 115 kV | m:P:bus1 in MW | 43.2719 | ElmLne
2026 | 2026_DzMX_GzMN_Dp00_Gp00 | Caso Base | All generators | 0.92 | ind | Dorada - Magdalena 115 kV | m:P:bus1 in MW | 43.2719 | ElmLne
2026 | 2026_DzMX_GzMN_Dp00_Gp00 | Caso Base | All generators | 0.93 | ind | Dorada - Magdalena 115 kV | m:P:bus1 in MW | 43.2719 | ElmLne
2026 | 2026_DzMX_GzMN_Dp00_Gp00 | Caso Base | All generators | 0.94 | ind | Dorada - Magdalena 115 kV | m:P:bus1 in MW | 43.2719 | ElmLne
2026 | 2026_DzMX_GzMN_Dp00_Gp00 | Caso Base | All generators | 0.95 | ind | Dorada - Magdalena 115 kV | m:P:bus1 in MW | 43.2719 | ElmLne
2026 | 2026_DzMX_GzMN_Dp00_Gp00 | Caso Base | All generators | 0.96 | ind | Dorada - Magdalena 115 kV | m:P:bus1 in MW | 43.2719 | ElmLne
2026 | 2026_DzMX_GzMN_Dp00_Gp00 | Caso Base | All generators | 0.97 | ind | Dorada - Magdalena 115 kV | m:P:bus1 in MW | 43.2719 | ElmLne
2026 | 2026_DzMX_GzMN_Dp00_Gp00 | Caso Base | All generators | 0.98 | ind | Dorada - Magdalena 115 kV | m:P:bus1 in MW | 43.2719 | ElmLne
2026 | 2026_DzMX_GzMN_Dp00_Gp00 | Caso Base | All generators | 0.99 | ind | Dorada - Magdalena 115 kV | m:P:bus1 in MW | 43.2719 | ElmLne
2026 | 2026_DzMX_GzMN_Dp00_Gp00 | Caso Base | All generators | 1 | ind | Dorada - Magdalena 115 kV | m:P:bus1 in MW | 43.2719 | ElmLne
2026 | 2026_DzMX_GzMN_Dp00_Gp00 | Caso Base | All generators | 0.9 | ind | Dorada - Magdalena 115 kV | m:P:bus2 in MW | -43.172 | ElmLne
2026 | 2026_DzMX_GzMN_Dp00_Gp00 | Caso Base | All generators | 0.91 | ind | Dorada - Magdalena 115 kV | m:P:bus2 in MW | -43.172 | ElmLne
2026 | 2026_DzMX_GzMN_Dp00_Gp00 | Caso Base | All generators | 0.92 | ind | Dorada - Magdalena 115 kV | m:P:bus2 in MW | -43.172 | ElmLne
2026 | 2026_DzMX_GzMN_Dp00_Gp00 | Caso Base | All generators | 0.93 | ind | Dorada - Magdalena 115 kV | m:P:bus2 in MW | -43.172 | ElmLne
2026 | 2026_DzMX_GzMN_Dp00_Gp00 | Caso Base | All generators | 0.94 | ind | Dorada - Magdalena 115 kV | m:P:bus2 in MW | -43.172 | ElmLne
2026 | 2026_DzMX_GzMN_Dp00_Gp00 | Caso Base | All generators | 0.95 | ind | Dorada - Magdalena 115 kV | m:P:bus2 in MW | -43.172 | ElmLne
2026 | 2026_DzMX_GzMN_Dp00_Gp00 | Caso Base | All generators | 0.96 | ind | Dorada - Magdalena 115 kV | m:P:bus2 in MW | -43.172 | ElmLne
2026 | 2026_DzMX_GzMN_Dp00_Gp00 | Caso Base | All generators | 0.97 | ind | Dorada - Magdalena 115 kV | m:P:bus2 in MW | -43.172 | ElmLne
2026 | 2026_DzMX_GzMN_Dp00_Gp00 | Caso Base | All generators | 0.98 | ind | Dorada - Magdalena 115 kV | m:P:bus2 in MW | -43.172 | ElmLne
2026 | 2026_DzMX_GzMN_Dp00_Gp00 | Caso Base | All generators | 0.99 | ind | Dorada - Magdalena 115 kV | m:P:bus2 in MW | -43.172 | ElmLne
2026 | 2026_DzMX_GzMN_Dp00_Gp00 | Caso Base | All generators | 1 | ind | Dorada - Magdalena 115 kV | m:P:bus2 in MW | -43.172 | ElmLne
2026 | 2026_DzMX_GzMN_Dp00_Gp00 | Caso Base | All generators | 0.9 | ind | Dorada - Magdalena 115 kV | m:Q:bus1 in Mvar | 4.1398 | ElmLne
2026 | 2026_DzMX_GzMN_Dp00_Gp00 | Caso Base | All generators | 0.91 | ind | Dorada - Magdalena 115 kV | m:Q:bus1 in Mvar | 4.1398 | ElmLne
2026 | 2026_DzMX_GzMN_Dp00_Gp00 | Caso Base | All generators | 0.92 | ind | Dorada - Magdalena 115 kV | m:Q:bus1 in Mvar | 4.1398 | ElmLne
2026 | 2026_DzMX_GzMN_Dp00_Gp00 | Caso Base | All generators | 0.93 | ind | Dorada - Magdalena 115 kV | m:Q:bus1 in Mvar | 4.1398 | ElmLne
2026 | 2026_DzMX_GzMN_Dp00_Gp00 | Caso Base | All generators | 0.94 | ind | Dorada - Magdalena 115 kV | m:Q:bus1 in Mvar | 4.1398 | ElmLne
2026 | 2026_DzMX_GzMN_Dp00_Gp00 | Caso Base | All generators | 0.95 | ind | Dorada - Magdalena 115 kV | m:Q:bus1 in Mvar | 4.1398 | ElmLne
2026 | 2026_DzMX_GzMN_Dp00_Gp00 | Caso Base | All generators | 0.96 | ind | Dorada - Magdalena 115 kV | m:Q:bus1 in Mvar | 4.1398 | ElmLne
2026 | 2026_DzMX_GzMN_Dp00_Gp00 | Caso Base | All generators | 0.97 | ind | Dorada - Magdalena 115 kV | m:Q:bus1 in Mvar | 4.1398 | ElmLne
2026 | 2026_DzMX_GzMN_Dp00_Gp00 | Caso Base | All generators | 0.98 | ind | Dorada - Magdalena 115 kV | m:Q:bus1 in Mvar | 4.1398 | ElmLne
2026 | 2026_DzMX_GzMN_Dp00_Gp00 | Caso Base | All generators | 0.99 | ind | Dorada - Magdalena 115 kV | m:Q:bus1 in Mvar | 4.1398 | ElmLne
2026 | 2026_DzMX_GzMN_Dp00_Gp00 | Caso Base | All generators | 1 | ind | Dorada - Magdalena 115 kV | m:Q:bus1 in Mvar | 4.1398 | ElmLne
2026 | 2026_DzMX_GzMN_Dp00_Gp00 | Caso Base | All generators | 0.9 | ind | Dorada - Magdalena 115 kV | m:Q:bus2 in Mvar | -4.0016 | ElmLne
2026 | 2026_DzMX_GzMN_Dp00_Gp00 | Caso Base | All generators | 0.91 | ind | Dorada - Magdalena 115 kV | m:Q:bus2 in Mvar | -4.0016 | ElmLne
2026 | 2026_DzMX_GzMN_Dp00_Gp00 | Caso Base | All generators | 0.92 | ind | Dorada - Magdalena 115 kV | m:Q:bus2 in Mvar | -4.0016 | ElmLne
2026 | 2026_DzMX_GzMN_Dp00_Gp00 | Caso Base | All generators | 0.93 | ind | Dorada - Magdalena 115 kV | m:Q:bus2 in Mvar | -4.0016 | ElmLne
2026 | 2026_DzMX_GzMN_Dp00_Gp00 | Caso Base | All generators | 0.94 | ind | Dorada - Magdalena 115 kV | m:Q:bus2 in Mvar | -4.0016 | ElmLne
2026 | 2026_DzMX_GzMN_Dp00_Gp00 | Caso Base | All generators | 0.95 | ind | Dorada - Magdalena 115 kV | m:Q:bus2 in Mvar | -4.0016 | ElmLne
2026 | 2026_DzMX_GzMN_Dp00_Gp00 | Caso Base | All generators | 0.96 | ind | Dorada - Magdalena 115 kV | m:Q:bus2 in Mvar | -4.0016 | ElmLne
2026 | 2026_DzMX_GzMN_Dp00_Gp00 | Caso Base | All generators | 0.97 | ind | Dorada - Magdalena 115 kV | m:Q:bus2 in Mvar | -4.0016 | ElmLne
2026 | 2026_DzMX_GzMN_Dp00_Gp00 | Caso Base | All generators | 0.98 | ind | Dorada - Magdalena 115 kV | m:Q:bus2 in Mvar | -4.0016 | ElmLne
2026 | 2026_DzMX_GzMN_Dp00_Gp00 | Caso Base | All generators | 0.99 | ind | Dorada - Magdalena 115 kV | m:Q:bus2 in Mvar | -4.0016 | ElmLne
2026 | 2026_DzMX_GzMN_Dp00_Gp00 | Caso Base | All generators | 1 | ind | Dorada - Magdalena 115 kV | m:Q:bus2 in Mvar | -4.0016 | ElmLne
2026 | 2026_DzMX_GzMN_Dp00_Gp00 | Caso Base | All generators | 0.9 | ind | Dorada - Magdalena 115 kV | m:cosphi:bus1 | 0.99545 | ElmLne
2026 | 2026_DzMX_GzMN_Dp00_Gp00 | Caso Base | All generators | 0.91 | ind | Dorada - Magdalena 115 kV | m:cosphi:bus1 | 0.99545 | ElmLne
2026 | 2026_DzMX_GzMN_Dp00_Gp00 | Caso Base | All generators | 0.92 | ind | Dorada - Magdalena 115 kV | m:cosphi:bus1 | 0.99545 | ElmLne
2026 | 2026_DzMX_GzMN_Dp00_Gp00 | Caso Base | All generators | 0.93 | ind | Dorada - Magdalena 115 kV | m:cosphi:bus1 | 0.99545 | ElmLne
2026 | 2026_DzMX_GzMN_Dp00_Gp00 | Caso Base | All generators | 0.94 | ind | Dorada - Magdalena 115 kV | m:cosphi:bus1 | 0.99545 | ElmLne
2026 | 2026_DzMX_GzMN_Dp00_Gp00 | Caso Base | All generators | 0.95 | ind | Dorada - Magdalena 115 kV | m:cosphi:bus1 | 0.99545 | ElmLne
2026 | 2026_DzMX_GzMN_Dp00_Gp00 | Caso Base | All generators | 0.96 | ind | Dorada - Magdalena 115 kV | m:cosphi:bus1 | 0.99545 | ElmLne
2026 | 2026_DzMX_GzMN_Dp00_Gp00 | Caso Base | All generators | 0.97 | ind | Dorada - Magdalena 115 kV | m:cosphi:bus1 | 0.99545 | ElmLne
2026 | 2026_DzMX_GzMN_Dp00_Gp00 | Caso Base | All generators | 0.98 | ind | Dorada - Magdalena 115 kV | m:cosphi:bus1 | 0.99545 | ElmLne
2026 | 2026_DzMX_GzMN_Dp00_Gp00 | Caso Base | All generators | 0.99 | ind | Dorada - Magdalena 115 kV | m:cosphi:bus1 | 0.99545 | ElmLne
2026 | 2026_DzMX_GzMN_Dp00_Gp00 | Caso Base | All generators | 1 | ind | Dorada - Magdalena 115 kV | m:cosphi:bus1 | 0.99545 | ElmLne
2026 | 2026_DzMX_GzMN_Dp00_Gp00 | Caso Base | All generators | 0.9 | ind | Dorada - Magdalena 115 kV | m:cosphi:bus2 | -0.99573 | ElmLne
2026 | 2026_DzMX_GzMN_Dp00_Gp00 | Caso Base | All generators | 0.91 | ind | Dorada - Magdalena 115 kV | m:cosphi:bus2 | -0.99573 | ElmLne
2026 | 2026_DzMX_GzMN_Dp00_Gp00 | Caso Base | All generators | 0.92 | ind | Dorada - Magdalena 115 kV | m:cosphi:bus2 | -0.99573 | ElmLne
2026 | 2026_DzMX_GzMN_Dp00_Gp00 | Caso Base | All generators | 0.93 | ind | Dorada - Magdalena 115 kV | m:cosphi:bus2 | -0.99573 | ElmLne
2026 | 2026_DzMX_GzMN_Dp00_Gp00 | Caso Base | All generators | 0.94 | ind | Dorada - Magdalena 115 kV | m:cosphi:bus2 | -0.99573 | ElmLne
2026 | 2026_DzMX_GzMN_Dp00_Gp00 | Caso Base | All generators | 0.95 | ind | Dorada - Magdalena 115 kV | m:cosphi:bus2 | -0.99573 | ElmLne
2026 | 2026_DzMX_GzMN_Dp00_Gp00 | Caso Base | All generators | 0.96 | ind | Dorada - Magdalena 115 kV | m:cosphi:bus2 | -0.99573 | ElmLne
2026 | 2026_DzMX_GzMN_Dp00_Gp00 | Caso Base | All generators | 0.97 | ind | Dorada - Magdalena 115 kV | m:cosphi:bus2 | -0.99573 | ElmLne
2026 | 2026_DzMX_GzMN_Dp00_Gp00 | Caso Base | All generators | 0.98 | ind | Dorada - Magdalena 115 kV | m:cosphi:bus2 | -0.99573 | ElmLne
2026 | 2026_DzMX_GzMN_Dp00_Gp00 | Caso Base | All generators | 0.99 | ind | Dorada - Magdalena 115 kV | m:cosphi:bus2 | -0.99573 | ElmLne
2026 | 2026_DzMX_GzMN_Dp00_Gp00 | Caso Base | All generators | 1 | ind | Dorada - Magdalena 115 kV | m:cosphi:bus2 | -0.99573 | ElmLne
2026 | 2026_DzMX_GzMN_Dp00_Gp00 | Caso Base | All generators | 0.9 | ind | Mariquita - Victoria 2 115 | m:P:bus1 in MW | 7.9741 | ElmLne
2026 | 2026_DzMX_GzMN_Dp00_Gp00 | Caso Base | All generators | 0.91 | ind | Mariquita - Victoria 2 115 | m:P:bus1 in MW | 7.9741 | ElmLne
2026 | 2026_DzMX_GzMN_Dp00_Gp00 | Caso Base | All generators | 0.92 | ind | Mariquita - Victoria 2 115 | m:P:bus1 in MW | 7.9741 | ElmLne
2026 | 2026_DzMX_GzMN_Dp00_Gp00 | Caso Base | All generators | 0.93 | ind | Mariquita - Victoria 2 115 | m:P:bus1 in MW | 7.9741 | ElmLne
2026 | 2026_DzMX_GzMN_Dp00_Gp00 | Caso Base | All generators | 0.94 | ind | Mariquita - Victoria 2 115 | m:P:bus1 in MW | 7.9741 | ElmLne
2026 | 2026_DzMX_GzMN_Dp00_Gp00 | Caso Base | All generators | 0.95 | ind | Mariquita - Victoria 2 115 | m:P:bus1 in MW | 7.9741 | ElmLne
2026 | 2026_DzMX_GzMN_Dp00_Gp00 | Caso Base | All generators | 0.96 | ind | Mariquita - Victoria 2 115 | m:P:bus1 in MW | 7.9741 | ElmLne
2026 | 2026_DzMX_GzMN_Dp00_Gp00 | Caso Base | All generators | 0.97 | ind | Mariquita - Victoria 2 115 | m:P:bus1 in MW | 7.9741 | ElmLne
2026 | 2026_DzMX_GzMN_Dp00_Gp00 | Caso Base | All generators | 0.98 | ind | Mariquita - Victoria 2 115 | m:P:bus1 in MW | 7.9741 | ElmLne
2026 | 2026_DzMX_GzMN_Dp00_Gp00 | Caso Base | All generators | 0.99 | ind | Mariquita - Victoria 2 115 | m:P:bus1 in MW | 7.9741 | ElmLne
2026 | 2026_DzMX_GzMN_Dp00_Gp00 | Caso Base | All generators | 1 | ind | Mariquita - Victoria 2 115 | m:P:bus1 in MW | 7.9741 | ElmLne
2026 | 2026_DzMX_GzMN_Dp00_Gp00 | Caso Base | All generators | 0.9 | ind | Mariquita - Victoria 2 115 | m:P:bus2 in MW | -7.948 | ElmLne
2026 | 2026_DzMX_GzMN_Dp00_Gp00 | Caso Base | All generators | 0.91 | ind | Mariquita - Victoria 2 115 | m:P:bus2 in MW | -7.948 | ElmLne
2026 | 2026_DzMX_GzMN_Dp00_Gp00 | Caso Base | All generators | 0.92 | ind | Mariquita - Victoria 2 115 | m:P:bus2 in MW | -7.948 | ElmLne
2026 | 2026_DzMX_GzMN_Dp00_Gp00 | Caso Base | All generators | 0.93 | ind | Mariquita - Victoria 2 115 | m:P:bus2 in MW | -7.948 | ElmLne
2026 | 2026_DzMX_GzMN_Dp00_Gp00 | Caso Base | All generators | 0.94 | ind | Mariquita - Victoria 2 115 | m:P:bus2 in MW | -7.948 | ElmLne
2026 | 2026_DzMX_GzMN_Dp00_Gp00 | Caso Base | All generators | 0.95 | ind | Mariquita - Victoria 2 115 | m:P:bus2 in MW | -7.948 | ElmLne
2026 | 2026_DzMX_GzMN_Dp00_Gp00 | Caso Base | All generators | 0.96 | ind | Mariquita - Victoria 2 115 | m:P:bus2 in MW | -7.948 | ElmLne
2026 | 2026_DzMX_GzMN_Dp00_Gp00 | Caso Base | All generators | 0.97 | ind | Mariquita - Victoria 2 115 | m:P:bus2 in MW | -7.948 | ElmLne
2026 | 2026_DzMX_GzMN_Dp00_Gp00 | Caso Base | All generators | 0.98 | ind | Mariquita - Victoria 2 115 | m:P:bus2 in MW | -7.948 | ElmLne
2026 | 2026_DzMX_GzMN_Dp00_Gp00 | Caso Base | All generators | 0.99 | ind | Mariquita - Victoria 2 115 | m:P:bus2 in MW | -7.948 | ElmLne
2026 | 2026_DzMX_GzMN_Dp00_Gp00 | Caso Base | All generators | 1 | ind | Mariquita - Victoria 2 115 | m:P:bus2 in MW | -7.948 | ElmLne
2026 | 2026_DzMX_GzMN_Dp00_Gp00 | Caso Base | All generators | 0.9 | ind | Mariquita - Victoria 2 115 | m:Q:bus1 in Mvar | -7.9424 | ElmLne
2026 | 2026_DzMX_GzMN_Dp00_Gp00 | Caso Base | All generators | 0.91 | ind | Mariquita - Victoria 2 115 | m:Q:bus1 in Mvar | -7.9424 | ElmLne
2026 | 2026_DzMX_GzMN_Dp00_Gp00 | Caso Base | All generators | 0.92 | ind | Mariquita - Victoria 2 115 | m:Q:bus1 in Mvar | -7.9424 | ElmLne
2026 | 2026_DzMX_GzMN_Dp00_Gp00 | Caso Base | All generators | 0.93 | ind | Mariquita - Victoria 2 115 | m:Q:bus1 in Mvar | -7.9424 | ElmLne
2026 | 2026_DzMX_GzMN_Dp00_Gp00 | Caso Base | All generators | 0.94 | ind | Mariquita - Victoria 2 115 | m:Q:bus1 in Mvar | -7.9424 | ElmLne
2026 | 2026_DzMX_GzMN_Dp00_Gp00 | Caso Base | All generators | 0.95 | ind | Mariquita - Victoria 2 115 | m:Q:bus1 in Mvar | -7.9424 | ElmLne
2026 | 2026_DzMX_GzMN_Dp00_Gp00 | Caso Base | All generators | 0.96 | ind | Mariquita - Victoria 2 115 | m:Q:bus1 in Mvar | -7.9424 | ElmLne
2026 | 2026_DzMX_GzMN_Dp00_Gp00 | Caso Base | All generators | 0.97 | ind | Mariquita - Victoria 2 115 | m:Q:bus1 in Mvar | -7.9424 | ElmLne
2026 | 2026_DzMX_GzMN_Dp00_Gp00 | Caso Base | All generators | 0.98 | ind | Mariquita - Victoria 2 115 | m:Q:bus1 in Mvar | -7.9424 | ElmLne
2026 | 2026_DzMX_GzMN_Dp00_Gp00 | Caso Base | All generators | 0.99 | ind | Mariquita - Victoria 2 115 | m:Q:bus1 in Mvar | -7.9424 | ElmLne
2026 | 2026_DzMX_GzMN_Dp00_Gp00 | Caso Base | All generators | 1 | ind | Mariquita - Victoria 2 115 | m:Q:bus1 in Mvar | -7.9424 | ElmLne
2026 | 2026_DzMX_GzMN_Dp00_Gp00 | Caso Base | All generators | 0.9 | ind | Mariquita - Victoria 2 115 | m:Q:bus2 in Mvar | 7.359 | ElmLne
2026 | 2026_DzMX_GzMN_Dp00_Gp00 | Caso Base | All generators | 0.91 | ind | Mariquita - Victoria 2 115 | m:Q:bus2 in Mvar | 7.359 | ElmLne
2026 | 2026_DzMX_GzMN_Dp00_Gp00 | Caso Base | All generators | 0.92 | ind | Mariquita - Victoria 2 115 | m:Q:bus2 in Mvar | 7.359 | ElmLne
2026 | 2026_DzMX_GzMN_Dp00_Gp00 | Caso Base | All generators | 0.93 | ind | Mariquita - Victoria 2 115 | m:Q:bus2 in Mvar | 7.359 | ElmLne
2026 | 2026_DzMX_GzMN_Dp00_Gp00 | Caso Base | All generators | 0.94 | ind | Mariquita - Victoria 2 115 | m:Q:bus2 in Mvar | 7.359 | ElmLne
2026 | 2026_DzMX_GzMN_Dp00_Gp00 | Caso Base | All generators | 0.95 | ind | Mariquita - Victoria 2 115 | m:Q:bus2 in Mvar | 7.359 | ElmLne
2026 | 2026_DzMX_GzMN_Dp00_Gp00 | Caso Base | All generators | 0.96 | ind | Mariquita - Victoria 2 115 | m:Q:bus2 in Mvar | 7.359 | ElmLne
2026 | 2026_DzMX_GzMN_Dp00_Gp00 | Caso Base | All generators | 0.97 | ind | Mariquita - Victoria 2 115 | m:Q:bus2 in Mvar | 7.359 | ElmLne
2026 | 2026_DzMX_GzMN_Dp00_Gp00 | Caso Base | All generators | 0.98 | ind | Mariquita - Victoria 2 115 | m:Q:bus2 in Mvar | 7.359 | ElmLne
2026 | 2026_DzMX_GzMN_Dp00_Gp00 | Caso Base | All generators | 0.99 | ind | Mariquita - Victoria 2 115 | m:Q:bus2 in Mvar | 7.359 | ElmLne
2026 | 2026_DzMX_GzMN_Dp00_Gp00 | Caso Base | All generators | 1 | ind | Mariquita - Victoria 2 115 | m:Q:bus2 in Mvar | 7.359 | ElmLne
2026 | 2026_DzMX_GzMN_Dp00_Gp00 | Caso Base | All generators | 0.9 | ind | Mariquita - Victoria 2 115 | m:cosphi:bus1 | 0.70851 | ElmLne
2026 | 2026_DzMX_GzMN_Dp00_Gp00 | Caso Base | All generators | 0.91 | ind | Mariquita - Victoria 2 115 | m:cosphi:bus1 | 0.70851 | ElmLne
2026 | 2026_DzMX_GzMN_Dp00_Gp00 | Caso Base | All generators | 0.92 | ind | Mariquita - Victoria 2 115 | m:cosphi:bus1 | 0.70851 | ElmLne
2026 | 2026_DzMX_GzMN_Dp00_Gp00 | Caso Base | All generators | 0.93 | ind | Mariquita - Victoria 2 115 | m:cosphi:bus1 | 0.70851 | ElmLne
2026 | 2026_DzMX_GzMN_Dp00_Gp00 | Caso Base | All generators | 0.94 | ind | Mariquita - Victoria 2 115 | m:cosphi:bus1 | 0.70851 | ElmLne
2026 | 2026_DzMX_GzMN_Dp00_Gp00 | Caso Base | All generators | 0.95 | ind | Mariquita - Victoria 2 115 | m:cosphi:bus1 | 0.70851 | ElmLne
2026 | 2026_DzMX_GzMN_Dp00_Gp00 | Caso Base | All generators | 0.96 | ind | Mariquita - Victoria 2 115 | m:cosphi:bus1 | 0.70851 | ElmLne
2026 | 2026_DzMX_GzMN_Dp00_Gp00 | Caso Base | All generators | 0.97 | ind | Mariquita - Victoria 2 115 | m:cosphi:bus1 | 0.70851 | ElmLne
2026 | 2026_DzMX_GzMN_Dp00_Gp00 | Caso Base | All generators | 0.98 | ind | Mariquita - Victoria 2 115 | m:cosphi:bus1 | 0.70851 | ElmLne
2026 | 2026_DzMX_GzMN_Dp00_Gp00 | Caso Base | All generators | 0.99 | ind | Mariquita - Victoria 2 115 | m:cosphi:bus1 | 0.70851 | ElmLne
2026 | 2026_DzMX_GzMN_Dp00_Gp00 | Caso Base | All generators | 1 | ind | Mariquita - Victoria 2 115 | m:cosphi:bus1 | 0.70851 | ElmLne
2026 | 2026_DzMX_GzMN_Dp00_Gp00 | Caso Base | All generators | 0.9 | ind | Mariquita - Victoria 2 115 | m:cosphi:bus2 | -0.73377 | ElmLne
2026 | 2026_DzMX_GzMN_Dp00_Gp00 | Caso Base | All generators | 0.91 | ind | Mariquita - Victoria 2 115 | m:cosphi:bus2 | -0.73377 | ElmLne
2026 | 2026_DzMX_GzMN_Dp00_Gp00 | Caso Base | All generators | 0.92 | ind | Mariquita - Victoria 2 115 | m:cosphi:bus2 | -0.73377 | ElmLne
2026 | 2026_DzMX_GzMN_Dp00_Gp00 | Caso Base | All generators | 0.93 | ind | Mariquita - Victoria 2 115 | m:cosphi:bus2 | -0.73377 | ElmLne
2026 | 2026_DzMX_GzMN_Dp00_Gp00 | Caso Base | All generators | 0.94 | ind | Mariquita - Victoria 2 115 | m:cosphi:bus2 | -0.73377 | ElmLne
2026 | 2026_DzMX_GzMN_Dp00_Gp00 | Caso Base | All generators | 0.95 | ind | Mariquita - Victoria 2 115 | m:cosphi:bus2 | -0.73377 | ElmLne
2026 | 2026_DzMX_GzMN_Dp00_Gp00 | Caso Base | All generators | 0.96 | ind | Mariquita - Victoria 2 115 | m:cosphi:bus2 | -0.73377 | ElmLne
2026 | 2026_DzMX_GzMN_Dp00_Gp00 | Caso Base | All generators | 0.97 | ind | Mariquita - Victoria 2 115 | m:cosphi:bus2 | -0.73377 | ElmLne
2026 | 2026_DzMX_GzMN_Dp00_Gp00 | Caso Base | All generators | 0.98 | ind | Mariquita - Victoria 2 115 | m:cosphi:bus2 | -0.73377 | ElmLne
2026 | 2026_DzMX_GzMN_Dp00_Gp00 | Caso Base | All generators | 0.99 | ind | Mariquita - Victoria 2 115 | m:cosphi:bus2 | -0.73377 | ElmLne
2026 | 2026_DzMX_GzMN_Dp00_Gp00 | Caso Base | All generators | 1 | ind | Mariquita - Victoria 2 115 | m:cosphi:bus2 | -0.73377 | ElmLne
2026 | 2026_DzMX_GzMN_Dp00_Gp00 | Caso Base | All generators | 0.9 | ind | Dorada 115/33/13.8 kV | m:P:bushv in MW | 13.9132 | ElmTr3
2026 | 2026_DzMX_GzMN_Dp00_Gp00 | Caso Base | All generators | 0.91 | ind | Dorada 115/33/13.8 kV | m:P:bushv in MW | 13.9132 | ElmTr3
2026 | 2026_DzMX_GzMN_Dp00_Gp00 | Caso Base | All generators | 0.92 | ind | Dorada 115/33/13.8 kV | m:P:bushv in MW | 13.9132 | ElmTr3
2026 | 2026_DzMX_GzMN_Dp00_Gp00 | Caso Base | All generators | 0.93 | ind | Dorada 115/33/13.8 kV | m:P:bushv in MW | 13.9132 | ElmTr3
2026 | 2026_DzMX_GzMN_Dp00_Gp00 | Caso Base | All generators | 0.94 | ind | Dorada 115/33/13.8 kV | m:P:bushv in MW | 13.9132 | ElmTr3
2026 | 2026_DzMX_GzMN_Dp00_Gp00 | Caso Base | All generators | 0.95 | ind | Dorada 115/33/13.8 kV | m:P:bushv in MW | 13.9132 | ElmTr3
2026 | 2026_DzMX_GzMN_Dp00_Gp00 | Caso Base | All generators | 0.96 | ind | Dorada 115/33/13.8 kV | m:P:bushv in MW | 13.9132 | ElmTr3
2026 | 2026_DzMX_GzMN_Dp00_Gp00 | Caso Base | All generators | 0.97 | ind | Dorada 115/33/13.8 kV | m:P:bushv in MW | 13.9132 | ElmTr3
2026 | 2026_DzMX_GzMN_Dp00_Gp00 | Caso Base | All generators | 0.98 | ind | Dorada 115/33/13.8 kV | m:P:bushv in MW | 13.9132 | ElmTr3
2026 | 2026_DzMX_GzMN_Dp00_Gp00 | Caso Base | All generators | 0.99 | ind | Dorada 115/33/13.8 kV | m:P:bushv in MW | 13.9132 | ElmTr3
2026 | 2026_DzMX_GzMN_Dp00_Gp00 | Caso Base | All generators | 1 | ind | Dorada 115/33/13.8 kV | m:P:bushv in MW | 13.9132 | ElmTr3
2026 | 2026_DzMX_GzMN_Dp00_Gp00 | Caso Base | All generators | 0.9 | ind | Dorada 115/33/13.8 kV | m:Q:bushv in Mvar | 7.2893 | ElmTr3
2026 | 2026_DzMX_GzMN_Dp00_Gp00 | Caso Base | All generators | 0.91 | ind | Dorada 115/33/13.8 kV | m:Q:bushv in Mvar | 7.2893 | ElmTr3
2026 | 2026_DzMX_GzMN_Dp00_Gp00 | Caso Base | All generators | 0.92 | ind | Dorada 115/33/13.8 kV | m:Q:bushv in Mvar | 7.2893 | ElmTr3
2026 | 2026_DzMX_GzMN_Dp00_Gp00 | Caso Base | All generators | 0.93 | ind | Dorada 115/33/13.8 kV | m:Q:bushv in Mvar | 7.2893 | ElmTr3
2026 | 2026_DzMX_GzMN_Dp00_Gp00 | Caso Base | All generators | 0.94 | ind | Dorada 115/33/13.8 kV | m:Q:bushv in Mvar | 7.2893 | ElmTr3
2026 | 2026_DzMX_GzMN_Dp00_Gp00 | Caso Base | All generators | 0.95 | ind | Dorada 115/33/13.8 kV | m:Q:bushv in Mvar | 7.2893 | ElmTr3
2026 | 2026_DzMX_GzMN_Dp00_Gp00 | Caso Base | All generators | 0.96 | ind | Dorada 115/33/13.8 kV | m:Q:bushv in Mvar | 7.2893 | ElmTr3
2026 | 2026_DzMX_GzMN_Dp00_Gp00 | Caso Base | All generators | 0.97 | ind | Dorada 115/33/13.8 kV | m:Q:bushv in Mvar | 7.2893 | ElmTr3
2026 | 2026_DzMX_GzMN_Dp00_Gp00 | Caso Base | All generators | 0.98 | ind | Dorada 115/33/13.8 kV | m:Q:bushv in Mvar | 7.2893 | ElmTr3
2026 | 2026_DzMX_GzMN_Dp00_Gp00 | Caso Base | All generators | 0.99 | ind | Dorada 115/33/13.8 kV | m:Q:bushv in Mvar | 7.2893 | ElmTr3
2026 | 2026_DzMX_GzMN_Dp00_Gp00 | Caso Base | All generators | 1 | ind | Dorada 115/33/13.8 kV | m:Q:bushv in Mvar | 7.2893 | ElmTr3
2026 | 2026_DzMX_GzMN_Dp00_Gp00 | Caso Base | All generators | 0.9 | ind | Dorada 115/33/13.8 kV | m:cosphi:bushv | 0.88579 | ElmTr3
2026 | 2026_DzMX_GzMN_Dp00_Gp00 | Caso Base | All generators | 0.91 | ind | Dorada 115/33/13.8 kV | m:cosphi:bushv | 0.88579 | ElmTr3
2026 | 2026_DzMX_GzMN_Dp00_Gp00 | Caso Base | All generators | 0.92 | ind | Dorada 115/33/13.8 kV | m:cosphi:bushv | 0.88579 | ElmTr3
2026 | 2026_DzMX_GzMN_Dp00_Gp00 | Caso Base | All generators | 0.93 | ind | Dorada 115/33/13.8 kV | m:cosphi:bushv | 0.88579 | ElmTr3
2026 | 2026_DzMX_GzMN_Dp00_Gp00 | Caso Base | All generators | 0.94 | ind | Dorada 115/33/13.8 kV | m:cosphi:bushv | 0.88579 | ElmTr3
2026 | 2026_DzMX_GzMN_Dp00_Gp00 | Caso Base | All generators | 0.95 | ind | Dorada 115/33/13.8 kV | m:cosphi:bushv | 0.88579 | ElmTr3
2026 | 2026_DzMX_GzMN_Dp00_Gp00 | Caso Base | All generators | 0.96 | ind | Dorada 115/33/13.8 kV | m:cosphi:bushv | 0.88579 | ElmTr3
2026 | 2026_DzMX_GzMN_Dp00_Gp00 | Caso Base | All generators | 0.97 | ind | Dorada 115/33/13.8 kV | m:cosphi:bushv | 0.88579 | ElmTr3
2026 | 2026_DzMX_GzMN_Dp00_Gp00 | Caso Base | All generators | 0.98 | ind | Dorada 115/33/13.8 kV | m:cosphi:bushv | 0.88579 | ElmTr3
2026 | 2026_DzMX_GzMN_Dp00_Gp00 | Caso Base | All generators | 0.99 | ind | Dorada 115/33/13.8 kV | m:cosphi:bushv | 0.88579 | ElmTr3
2026 | 2026_DzMX_GzMN_Dp00_Gp00 | Caso Base | All generators | 1 | ind | Dorada 115/33/13.8 kV | m:cosphi:bushv | 0.88579 | ElmTr3
2026 | 2026_DzMX_GzMN_Dp00_Gp00 | Caso Base | All generators | 0.9 | ind | Manzanares 115/33/13.8 kV | m:P:bushv in MW | 3.1454 | ElmTr3
2026 | 2026_DzMX_GzMN_Dp00_Gp00 | Caso Base | All generators | 0.91 | ind | Manzanares 115/33/13.8 kV | m:P:bushv in MW | 3.1454 | ElmTr3
2026 | 2026_DzMX_GzMN_Dp00_Gp00 | Caso Base | All generators | 0.92 | ind | Manzanares 115/33/13.8 kV | m:P:bushv in MW | 3.1454 | ElmTr3
2026 | 2026_DzMX_GzMN_Dp00_Gp00 | Caso Base | All generators | 0.93 | ind | Manzanares 115/33/13.8 kV | m:P:bushv in MW | 3.1454 | ElmTr3
2026 | 2026_DzMX_GzMN_Dp00_Gp00 | Caso Base | All generators | 0.94 | ind | Manzanares 115/33/13.8 kV | m:P:bushv in MW | 3.1454 | ElmTr3
2026 | 2026_DzMX_GzMN_Dp00_Gp00 | Caso Base | All generators | 0.95 | ind | Manzanares 115/33/13.8 kV | m:P:bushv in MW | 3.1454 | ElmTr3
2026 | 2026_DzMX_GzMN_Dp00_Gp00 | Caso Base | All generators | 0.96 | ind | Manzanares 115/33/13.8 kV | m:P:bushv in MW | 3.1454 | ElmTr3
2026 | 2026_DzMX_GzMN_Dp00_Gp00 | Caso Base | All generators | 0.97 | ind | Manzanares 115/33/13.8 kV | m:P:bushv in MW | 3.1454 | ElmTr3
2026 | 2026_DzMX_GzMN_Dp00_Gp00 | Caso Base | All generators | 0.98 | ind | Manzanares 115/33/13.8 kV | m:P:bushv in MW | 3.1454 | ElmTr3
2026 | 2026_DzMX_GzMN_Dp00_Gp00 | Caso Base | All generators | 0.99 | ind | Manzanares 115/33/13.8 kV | m:P:bushv in MW | 3.1454 | ElmTr3
2026 | 2026_DzMX_GzMN_Dp00_Gp00 | Caso Base | All generators | 1 | ind | Manzanares 115/33/13.8 kV | m:P:bushv in MW | 3.1454 | ElmTr3
2026 | 2026_DzMX_GzMN_Dp00_Gp00 | Caso Base | All generators | 0.9 | ind | Manzanares 115/33/13.8 kV | m:Q:bushv in Mvar | 1.5513 | ElmTr3
2026 | 2026_DzMX_GzMN_Dp00_Gp00 | Caso Base | All generators | 0.91 | ind | Manzanares 115/33/13.8 kV | m:Q:bushv in Mvar | 1.5513 | ElmTr3
2026 | 2026_DzMX_GzMN_Dp00_Gp00 | Caso Base | All generators | 0.92 | ind | Manzanares 115/33/13.8 kV | m:Q:bushv in Mvar | 1.5513 | ElmTr3
2026 | 2026_DzMX_GzMN_Dp00_Gp00 | Caso Base | All generators | 0.93 | ind | Manzanares 115/33/13.8 kV | m:Q:bushv in Mvar | 1.5513 | ElmTr3
2026 | 2026_DzMX_GzMN_Dp00_Gp00 | Caso Base | All generators | 0.94 | ind | Manzanares 115/33/13.8 kV | m:Q:bushv in Mvar | 1.5513 | ElmTr3
2026 | 2026_DzMX_GzMN_Dp00_Gp00 | Caso Base | All generators | 0.95 | ind | Manzanares 115/33/13.8 kV | m:Q:bushv in Mvar | 1.5513 | ElmTr3
2026 | 2026_DzMX_GzMN_Dp00_Gp00 | Caso Base | All generators | 0.96 | ind | Manzanares 115/33/13.8 kV | m:Q:bushv in Mvar | 1.5513 | ElmTr3
2026 | 2026_DzMX_GzMN_Dp00_Gp00 | Caso Base | All generators | 0.97 | ind | Manzanares 115/33/13.8 kV | m:Q:bushv in Mvar | 1.5513 | ElmTr3
2026 | 2026_DzMX_GzMN_Dp00_Gp00 | Caso Base | All generators | 0.98 | ind | Manzanares 115/33/13.8 kV | m:Q:bushv in Mvar | 1.5513 | ElmTr3
2026 | 2026_DzMX_GzMN_Dp00_Gp00 | Caso Base | All generators | 0.99 | ind | Manzanares 115/33/13.8 kV | m:Q:bushv in Mvar | 1.5513 | ElmTr3
2026 | 2026_DzMX_GzMN_Dp00_Gp00 | Caso Base | All generators | 1 | ind | Manzanares 115/33/13.8 kV | m:Q:bushv in Mvar | 1.5513 | ElmTr3
2026 | 2026_DzMX_GzMN_Dp00_Gp00 | Caso Base | All generators | 0.9 | ind | Manzanares 115/33/13.8 kV | m:cosphi:bushv | 0.89685 | ElmTr3
2026 | 2026_DzMX_GzMN_Dp00_Gp00 | Caso Base | All generators | 0.91 | ind | Manzanares 115/33/13.8 kV | m:cosphi:bushv | 0.89685 | ElmTr3
2026 | 2026_DzMX_GzMN_Dp00_Gp00 | Caso Base | All generators | 0.92 | ind | Manzanares 115/33/13.8 kV | m:cosphi:bushv | 0.89685 | ElmTr3
2026 | 2026_DzMX_GzMN_Dp00_Gp00 | Caso Base | All generators | 0.93 | ind | Manzanares 115/33/13.8 kV | m:cosphi:bushv | 0.89685 | ElmTr3
2026 | 2026_DzMX_GzMN_Dp00_Gp00 | Caso Base | All generators | 0.94 | ind | Manzanares 115/33/13.8 kV | m:cosphi:bushv | 0.89685 | ElmTr3
2026 | 2026_DzMX_GzMN_Dp00_Gp00 | Caso Base | All generators | 0.95 | ind | Manzanares 115/33/13.8 kV | m:cosphi:bushv | 0.89685 | ElmTr3
2026 | 2026_DzMX_GzMN_Dp00_Gp00 | Caso Base | All generators | 0.96 | ind | Manzanares 115/33/13.8 kV | m:cosphi:bushv | 0.89685 | ElmTr3
2026 | 2026_DzMX_GzMN_Dp00_Gp00 | Caso Base | All generators | 0.97 | ind | Manzanares 115/33/13.8 kV | m:cosphi:bushv | 0.89685 | ElmTr3
2026 | 2026_DzMX_GzMN_Dp00_Gp00 | Caso Base | All generators | 0.98 | ind | Manzanares 115/33/13.8 kV | m:cosphi:bushv | 0.89685 | ElmTr3
2026 | 2026_DzMX_GzMN_Dp00_Gp00 | Caso Base | All generators | 0.99 | ind | Manzanares 115/33/13.8 kV | m:cosphi:bushv | 0.89685 | ElmTr3
2026 | 2026_DzMX_GzMN_Dp00_Gp00 | Caso Base | All generators | 1 | ind | Manzanares 115/33/13.8 kV | m:cosphi:bushv | 0.89685 | ElmTr3
2026 | 2026_DzMX_GzMN_Dp00_Gp00 | Caso Base | All generators | 0.9 | ind | Purnio 230/115 | m:P:bushv in MW | 52.7599 | ElmTr3
2026 | 2026_DzMX_GzMN_Dp00_Gp00 | Caso Base | All generators | 0.91 | ind | Purnio 230/115 | m:P:bushv in MW | 52.7599 | ElmTr3
2026 | 2026_DzMX_GzMN_Dp00_Gp00 | Caso Base | All generators | 0.92 | ind | Purnio 230/115 | m:P:bushv in MW | 52.7599 | ElmTr3
2026 | 2026_DzMX_GzMN_Dp00_Gp00 | Caso Base | All generators | 0.93 | ind | Purnio 230/115 | m:P:bushv in MW | 52.7599 | ElmTr3
2026 | 2026_DzMX_GzMN_Dp00_Gp00 | Caso Base | All generators | 0.94 | ind | Purnio 230/115 | m:P:bushv in MW | 52.7599 | ElmTr3
2026 | 2026_DzMX_GzMN_Dp00_Gp00 | Caso Base | All generators | 0.95 | ind | Purnio 230/115 | m:P:bushv in MW | 52.7599 | ElmTr3
2026 | 2026_DzMX_GzMN_Dp00_Gp00 | Caso Base | All generators | 0.96 | ind | Purnio 230/115 | m:P:bushv in MW | 52.7599 | ElmTr3
2026 | 2026_DzMX_GzMN_Dp00_Gp00 | Caso Base | All generators | 0.97 | ind | Purnio 230/115 | m:P:bushv in MW | 52.7599 | ElmTr3
2026 | 2026_DzMX_GzMN_Dp00_Gp00 | Caso Base | All generators | 0.98 | ind | Purnio 230/115 | m:P:bushv in MW | 52.7599 | ElmTr3
2026 | 2026_DzMX_GzMN_Dp00_Gp00 | Caso Base | All generators | 0.99 | ind | Purnio 230/115 | m:P:bushv in MW | 52.7599 | ElmTr3
2026 | 2026_DzMX_GzMN_Dp00_Gp00 | Caso Base | All generators | 1 | ind | Purnio 230/115 | m:P:bushv in MW | 52.7599 | ElmTr3
2026 | 2026_DzMX_GzMN_Dp00_Gp00 | Caso Base | All generators | 0.9 | ind | Purnio 230/115 | m:Q:bushv in Mvar | 3.962 | ElmTr3
2026 | 2026_DzMX_GzMN_Dp00_Gp00 | Caso Base | All generators | 0.91 | ind | Purnio 230/115 | m:Q:bushv in Mvar | 3.962 | ElmTr3
2026 | 2026_DzMX_GzMN_Dp00_Gp00 | Caso Base | All generators | 0.92 | ind | Purnio 230/115 | m:Q:bushv in Mvar | 3.962 | ElmTr3
2026 | 2026_DzMX_GzMN_Dp00_Gp00 | Caso Base | All generators | 0.93 | ind | Purnio 230/115 | m:Q:bushv in Mvar | 3.962 | ElmTr3
2026 | 2026_DzMX_GzMN_Dp00_Gp00 | Caso Base | All generators | 0.94 | ind | Purnio 230/115 | m:Q:bushv in Mvar | 3.962 | ElmTr3
2026 | 2026_DzMX_GzMN_Dp00_Gp00 | Caso Base | All generators | 0.95 | ind | Purnio 230/115 | m:Q:bushv in Mvar | 3.962 | ElmTr3
2026 | 2026_DzMX_GzMN_Dp00_Gp00 | Caso Base | All generators | 0.96 | ind | Purnio 230/115 | m:Q:bushv in Mvar | 3.962 | ElmTr3
2026 | 2026_DzMX_GzMN_Dp00_Gp00 | Caso Base | All generators | 0.97 | ind | Purnio 230/115 | m:Q:bushv in Mvar | 3.962 | ElmTr3
2026 | 2026_DzMX_GzMN_Dp00_Gp00 | Caso Base | All generators | 0.98 | ind | Purnio 230/115 | m:Q:bushv in Mvar | 3.962 | ElmTr3
2026 | 2026_DzMX_GzMN_Dp00_Gp00 | Caso Base | All generators | 0.99 | ind | Purnio 230/115 | m:Q:bushv in Mvar | 3.962 | ElmTr3
2026 | 2026_DzMX_GzMN_Dp00_Gp00 | Caso Base | All generators | 1 | ind | Purnio 230/115 | m:Q:bushv in Mvar | 3.962 | ElmTr3
2026 | 2026_DzMX_GzMN_Dp00_Gp00 | Caso Base | All generators | 0.9 | ind | Purnio 230/115 | m:cosphi:bushv | 0.99719 | ElmTr3
2026 | 2026_DzMX_GzMN_Dp00_Gp00 | Caso Base | All generators | 0.91 | ind | Purnio 230/115 | m:cosphi:bushv | 0.99719 | ElmTr3
2026 | 2026_DzMX_GzMN_Dp00_Gp00 | Caso Base | All generators | 0.92 | ind | Purnio 230/115 | m:cosphi:bushv | 0.99719 | ElmTr3
2026 | 2026_DzMX_GzMN_Dp00_Gp00 | Caso Base | All generators | 0.93 | ind | Purnio 230/115 | m:cosphi:bushv | 0.99719 | ElmTr3
2026 | 2026_DzMX_GzMN_Dp00_Gp00 | Caso Base | All generators | 0.94 | ind | Purnio 230/115 | m:cosphi:bushv | 0.99719 | ElmTr3
2026 | 2026_DzMX_GzMN_Dp00_Gp00 | Caso Base | All generators | 0.95 | ind | Purnio 230/115 | m:cosphi:bushv | 0.99719 | ElmTr3
2026 | 2026_DzMX_GzMN_Dp00_Gp00 | Caso Base | All generators | 0.96 | ind | Purnio 230/115 | m:cosphi:bushv | 0.99719 | ElmTr3
2026 | 2026_DzMX_GzMN_Dp00_Gp00 | Caso Base | All generators | 0.97 | ind | Purnio 230/115 | m:cosphi:bushv | 0.99719 | ElmTr3
2026 | 2026_DzMX_GzMN_Dp00_Gp00 | Caso Base | All generators | 0.98 | ind | Purnio 230/115 | m:cosphi:bushv | 0.99719 | ElmTr3
2026 | 2026_DzMX_GzMN_Dp00_Gp00 | Caso Base | All generators | 0.99 | ind | Purnio 230/115 | m:cosphi:bushv | 0.99719 | ElmTr3
2026 | 2026_DzMX_GzMN_Dp00_Gp00 | Caso Base | All generators | 1 | ind | Purnio 230/115 | m:cosphi:bushv | 0.99719 | ElmTr3
2026 | 2026_DzMX_GzMN_Dp00_Gp00 | Caso Base | All generators | 0.9 | ind | Victoria 115/33/13.8 kV | m:P:bushv in MW | 5.966 | ElmTr3
2026 | 2026_DzMX_GzMN_Dp00_Gp00 | Caso Base | All generators | 0.91 | ind | Victoria 115/33/13.8 kV | m:P:bushv in MW | 5.966 | ElmTr3
2026 | 2026_DzMX_GzMN_Dp00_Gp00 | Caso Base | All generators | 0.92 | ind | Victoria 115/33/13.8 kV | m:P:bushv in MW | 5.966 | ElmTr3
2026 | 2026_DzMX_GzMN_Dp00_Gp00 | Caso Base | All generators | 0.93 | ind | Victoria 115/33/13.8 kV | m:P:bushv in MW | 5.966 | ElmTr3
2026 | 2026_DzMX_GzMN_Dp00_Gp00 | Caso Base | All generators | 0.94 | ind | Victoria 115/33/13.8 kV | m:P:bushv in MW | 5.966 | ElmTr3
2026 | 2026_DzMX_GzMN_Dp00_Gp00 | Caso Base | All generators | 0.95 | ind | Victoria 115/33/13.8 kV | m:P:bushv in MW | 5.966 | ElmTr3
2026 | 2026_DzMX_GzMN_Dp00_Gp00 | Caso Base | All generators | 0.96 | ind | Victoria 115/33/13.8 kV | m:P:bushv in MW | 5.966 | ElmTr3
2026 | 2026_DzMX_GzMN_Dp00_Gp00 | Caso Base | All generators | 0.97 | ind | Victoria 115/33/13.8 kV | m:P:bushv in MW | 5.966 | ElmTr3
2026 | 2026_DzMX_GzMN_Dp00_Gp00 | Caso Base | All generators | 0.98 | ind | Victoria 115/33/13.8 kV | m:P:bushv in MW | 5.966 | ElmTr3
2026 | 2026_DzMX_GzMN_Dp00_Gp00 | Caso Base | All generators | 0.99 | ind | Victoria 115/33/13.8 kV | m:P:bushv in MW | 5.966 | ElmTr3
2026 | 2026_DzMX_GzMN_Dp00_Gp00 | Caso Base | All generators | 1 | ind | Victoria 115/33/13.8 kV | m:P:bushv in MW | 5.966 | ElmTr3
2026 | 2026_DzMX_GzMN_Dp00_Gp00 | Caso Base | All generators | 0.9 | ind | Victoria 115/33/13.8 kV | m:Q:bushv in Mvar | 2.944 | ElmTr3
2026 | 2026_DzMX_GzMN_Dp00_Gp00 | Caso Base | All generators | 0.91 | ind | Victoria 115/33/13.8 kV | m:Q:bushv in Mvar | 2.944 | ElmTr3
2026 | 2026_DzMX_GzMN_Dp00_Gp00 | Caso Base | All generators | 0.92 | ind | Victoria 115/33/13.8 kV | m:Q:bushv in Mvar | 2.944 | ElmTr3
2026 | 2026_DzMX_GzMN_Dp00_Gp00 | Caso Base | All generators | 0.93 | ind | Victoria 115/33/13.8 kV | m:Q:bushv in Mvar | 2.944 | ElmTr3
2026 | 2026_DzMX_GzMN_Dp00_Gp00 | Caso Base | All generators | 0.94 | ind | Victoria 115/33/13.8 kV | m:Q:bushv in Mvar | 2.944 | ElmTr3
2026 | 2026_DzMX_GzMN_Dp00_Gp00 | Caso Base | All generators | 0.95 | ind | Victoria 115/33/13.8 kV | m:Q:bushv in Mvar | 2.944 | ElmTr3
2026 | 2026_DzMX_GzMN_Dp00_Gp00 | Caso Base | All generators | 0.96 | ind | Victoria 115/33/13.8 kV | m:Q:bushv in Mvar | 2.944 | ElmTr3
2026 | 2026_DzMX_GzMN_Dp00_Gp00 | Caso Base | All generators | 0.97 | ind | Victoria 115/33/13.8 kV | m:Q:bushv in Mvar | 2.944 | ElmTr3
2026 | 2026_DzMX_GzMN_Dp00_Gp00 | Caso Base | All generators | 0.98 | ind | Victoria 115/33/13.8 kV | m:Q:bushv in Mvar | 2.944 | ElmTr3
2026 | 2026_DzMX_GzMN_Dp00_Gp00 | Caso Base | All generators | 0.99 | ind | Victoria 115/33/13.8 kV | m:Q:bushv in Mvar | 2.944 | ElmTr3
2026 | 2026_DzMX_GzMN_Dp00_Gp00 | Caso Base | All generators | 1 | ind | Victoria 115/33/13.8 kV | m:Q:bushv in Mvar | 2.944 | ElmTr3
2026 | 2026_DzMX_GzMN_Dp00_Gp00 | Caso Base | All generators | 0.9 | ind | Victoria 115/33/13.8 kV | m:cosphi:bushv | 0.89676 | ElmTr3
2026 | 2026_DzMX_GzMN_Dp00_Gp00 | Caso Base | All generators | 0.91 | ind | Victoria 115/33/13.8 kV | m:cosphi:bushv | 0.89676 | ElmTr3
2026 | 2026_DzMX_GzMN_Dp00_Gp00 | Caso Base | All generators | 0.92 | ind | Victoria 115/33/13.8 kV | m:cosphi:bushv | 0.89676 | ElmTr3
2026 | 2026_DzMX_GzMN_Dp00_Gp00 | Caso Base | All generators | 0.93 | ind | Victoria 115/33/13.8 kV | m:cosphi:bushv | 0.89676 | ElmTr3
2026 | 2026_DzMX_GzMN_Dp00_Gp00 | Caso Base | All generators | 0.94 | ind | Victoria 115/33/13.8 kV | m:cosphi:bushv | 0.89676 | ElmTr3
2026 | 2026_DzMX_GzMN_Dp00_Gp00 | Caso Base | All generators | 0.95 | ind | Victoria 115/33/13.8 kV | m:cosphi:bushv | 0.89676 | ElmTr3
2026 | 2026_DzMX_GzMN_Dp00_Gp00 | Caso Base | All generators | 0.96 | ind | Victoria 115/33/13.8 kV | m:cosphi:bushv | 0.89676 | ElmTr3
2026 | 2026_DzMX_GzMN_Dp00_Gp00 | Caso Base | All generators | 0.97 | ind | Victoria 115/33/13.8 kV | m:cosphi:bushv | 0.89676 | ElmTr3
2026 | 2026_DzMX_GzMN_Dp00_Gp00 | Caso Base | All generators | 0.98 | ind | Victoria 115/33/13.8 kV | m:cosphi:bushv | 0.89676 | ElmTr3
2026 | 2026_DzMX_GzMN_Dp00_Gp00 | Caso Base | All generators | 0.99 | ind | Victoria 115/33/13.8 kV | m:cosphi:bushv | 0.89676 | ElmTr3
2026 | 2026_DzMX_GzMN_Dp00_Gp00 | Caso Base | All generators | 1 | ind | Victoria 115/33/13.8 kV | m:cosphi:bushv | 0.89676 | ElmTr3
2026 | 2026_DzMX_GzMX_Dp00_Gp00 | A1-Pensilvania 33 kV | All generators | 0.9 | cap | Dorada - Magdalena 115 kV | m:P:bus1 in MW | 62.119 | ElmLne
2026 | 2026_DzMX_GzMX_Dp00_Gp00 | A1-Pensilvania 33 kV | All generators | 0.91 | cap | Dorada - Magdalena 115 kV | m:P:bus1 in MW | 62.1468 | ElmLne
2026 | 2026_DzMX_GzMX_Dp00_Gp00 | A1-Pensilvania 33 kV | All generators | 0.92 | cap | Dorada - Magdalena 115 kV | m:P:bus1 in MW | 62.1732 | ElmLne
2026 | 2026_DzMX_GzMX_Dp00_Gp00 | A1-Pensilvania 33 kV | All generators | 0.93 | cap | Dorada - Magdalena 115 kV | m:P:bus1 in MW | 62.1985 | ElmLne
2026 | 2026_DzMX_GzMX_Dp00_Gp00 | A1-Pensilvania 33 kV | All generators | 0.94 | cap | Dorada - Magdalena 115 kV | m:P:bus1 in MW | 62.2232 | ElmLne
2026 | 2026_DzMX_GzMX_Dp00_Gp00 | A1-Pensilvania 33 kV | All generators | 0.95 | cap | Dorada - Magdalena 115 kV | m:P:bus1 in MW | 62.2477 | ElmLne
2026 | 2026_DzMX_GzMX_Dp00_Gp00 | A1-Pensilvania 33 kV | All generators | 0.96 | cap | Dorada - Magdalena 115 kV | m:P:bus1 in MW | 62.2724 | ElmLne
2026 | 2026_DzMX_GzMX_Dp00_Gp00 | A1-Pensilvania 33 kV | All generators | 0.97 | cap | Dorada - Magdalena 115 kV | m:P:bus1 in MW | 62.298 | ElmLne
2026 | 2026_DzMX_GzMX_Dp00_Gp00 | A1-Pensilvania 33 kV | All generators | 0.98 | cap | Dorada - Magdalena 115 kV | m:P:bus1 in MW | 62.3256 | ElmLne
2026 | 2026_DzMX_GzMX_Dp00_Gp00 | A1-Pensilvania 33 kV | All generators | 0.99 | cap | Dorada - Magdalena 115 kV | m:P:bus1 in MW | 62.3582 | ElmLne
2026 | 2026_DzMX_GzMX_Dp00_Gp00 | A1-Pensilvania 33 kV | All generators | 1 | cap | Dorada - Magdalena 115 kV | m:P:bus1 in MW | 62.4255 | ElmLne
2026 | 2026_DzMX_GzMX_Dp00_Gp00 | A1-Pensilvania 33 kV | All generators | 0.9 | cap | Dorada - Magdalena 115 kV | m:P:bus2 in MW | -61.9132 | ElmLne
2026 | 2026_DzMX_GzMX_Dp00_Gp00 | A1-Pensilvania 33 kV | All generators | 0.91 | cap | Dorada - Magdalena 115 kV | m:P:bus2 in MW | -61.9409 | ElmLne
2026 | 2026_DzMX_GzMX_Dp00_Gp00 | A1-Pensilvania 33 kV | All generators | 0.92 | cap | Dorada - Magdalena 115 kV | m:P:bus2 in MW | -61.9672 | ElmLne
2026 | 2026_DzMX_GzMX_Dp00_Gp00 | A1-Pensilvania 33 kV | All generators | 0.93 | cap | Dorada - Magdalena 115 kV | m:P:bus2 in MW | -61.9924 | ElmLne
2026 | 2026_DzMX_GzMX_Dp00_Gp00 | A1-Pensilvania 33 kV | All generators | 0.94 | cap | Dorada - Magdalena 115 kV | m:P:bus2 in MW | -62.017 | ElmLne
2026 | 2026_DzMX_GzMX_Dp00_Gp00 | A1-Pensilvania 33 kV | All generators | 0.95 | cap | Dorada - Magdalena 115 kV | m:P:bus2 in MW | -62.0414 | ElmLne
2026 | 2026_DzMX_GzMX_Dp00_Gp00 | A1-Pensilvania 33 kV | All generators | 0.96 | cap | Dorada - Magdalena 115 kV | m:P:bus2 in MW | -62.0661 | ElmLne
2026 | 2026_DzMX_GzMX_Dp00_Gp00 | A1-Pensilvania 33 kV | All generators | 0.97 | cap | Dorada - Magdalena 115 kV | m:P:bus2 in MW | -62.0916 | ElmLne
2026 | 2026_DzMX_GzMX_Dp00_Gp00 | A1-Pensilvania 33 kV | All generators | 0.98 | cap | Dorada - Magdalena 115 kV | m:P:bus2 in MW | -62.1191 | ElmLne
2026 | 2026_DzMX_GzMX_Dp00_Gp00 | A1-Pensilvania 33 kV | All generators | 0.99 | cap | Dorada - Magdalena 115 kV | m:P:bus2 in MW | -62.1516 | ElmLne
2026 | 2026_DzMX_GzMX_Dp00_Gp00 | A1-Pensilvania 33 kV | All generators | 1 | cap | Dorada - Magdalena 115 kV | m:P:bus2 in MW | -62.2187 | ElmLne
2026 | 2026_DzMX_GzMX_Dp00_Gp00 | A1-Pensilvania 33 kV | All generators | 0.9 | cap | Dorada - Magdalena 115 kV | m:Q:bus1 in Mvar | 5.7075 | ElmLne
2026 | 2026_DzMX_GzMX_Dp00_Gp00 | A1-Pensilvania 33 kV | All generators | 0.91 | cap | Dorada - Magdalena 115 kV | m:Q:bus1 in Mvar | 5.7662 | ElmLne
2026 | 2026_DzMX_GzMX_Dp00_Gp00 | A1-Pensilvania 33 kV | All generators | 0.92 | cap | Dorada - Magdalena 115 kV | m:Q:bus1 in Mvar | 5.8228 | ElmLne
2026 | 2026_DzMX_GzMX_Dp00_Gp00 | A1-Pensilvania 33 kV | All generators | 0.93 | cap | Dorada - Magdalena 115 kV | m:Q:bus1 in Mvar | 5.878 | ElmLne
2026 | 2026_DzMX_GzMX_Dp00_Gp00 | A1-Pensilvania 33 kV | All generators | 0.94 | cap | Dorada - Magdalena 115 kV | m:Q:bus1 in Mvar | 5.9327 | ElmLne
2026 | 2026_DzMX_GzMX_Dp00_Gp00 | A1-Pensilvania 33 kV | All generators | 0.95 | cap | Dorada - Magdalena 115 kV | m:Q:bus1 in Mvar | 5.9877 | ElmLne
2026 | 2026_DzMX_GzMX_Dp00_Gp00 | A1-Pensilvania 33 kV | All generators | 0.96 | cap | Dorada - Magdalena 115 kV | m:Q:bus1 in Mvar | 6.0441 | ElmLne
2026 | 2026_DzMX_GzMX_Dp00_Gp00 | A1-Pensilvania 33 kV | All generators | 0.97 | cap | Dorada - Magdalena 115 kV | m:Q:bus1 in Mvar | 6.1035 | ElmLne
2026 | 2026_DzMX_GzMX_Dp00_Gp00 | A1-Pensilvania 33 kV | All generators | 0.98 | cap | Dorada - Magdalena 115 kV | m:Q:bus1 in Mvar | 6.1689 | ElmLne
2026 | 2026_DzMX_GzMX_Dp00_Gp00 | A1-Pensilvania 33 kV | All generators | 0.99 | cap | Dorada - Magdalena 115 kV | m:Q:bus1 in Mvar | 6.2475 | ElmLne
2026 | 2026_DzMX_GzMX_Dp00_Gp00 | A1-Pensilvania 33 kV | All generators | 1 | cap | Dorada - Magdalena 115 kV | m:Q:bus1 in Mvar | 6.4164 | ElmLne
2026 | 2026_DzMX_GzMX_Dp00_Gp00 | A1-Pensilvania 33 kV | All generators | 0.9 | cap | Dorada - Magdalena 115 kV | m:Q:bus2 in Mvar | -5.0466 | ElmLne
2026 | 2026_DzMX_GzMX_Dp00_Gp00 | A1-Pensilvania 33 kV | All generators | 0.91 | cap | Dorada - Magdalena 115 kV | m:Q:bus2 in Mvar | -5.1051 | ElmLne
2026 | 2026_DzMX_GzMX_Dp00_Gp00 | A1-Pensilvania 33 kV | All generators | 0.92 | cap | Dorada - Magdalena 115 kV | m:Q:bus2 in Mvar | -5.1615 | ElmLne
2026 | 2026_DzMX_GzMX_Dp00_Gp00 | A1-Pensilvania 33 kV | All generators | 0.93 | cap | Dorada - Magdalena 115 kV | m:Q:bus2 in Mvar | -5.2165 | ElmLne
2026 | 2026_DzMX_GzMX_Dp00_Gp00 | A1-Pensilvania 33 kV | All generators | 0.94 | cap | Dorada - Magdalena 115 kV | m:Q:bus2 in Mvar | -5.271 | ElmLne
2026 | 2026_DzMX_GzMX_Dp00_Gp00 | A1-Pensilvania 33 kV | All generators | 0.95 | cap | Dorada - Magdalena 115 kV | m:Q:bus2 in Mvar | -5.3258 | ElmLne
2026 | 2026_DzMX_GzMX_Dp00_Gp00 | A1-Pensilvania 33 kV | All generators | 0.96 | cap | Dorada - Magdalena 115 kV | m:Q:bus2 in Mvar | -5.3821 | ElmLne
2026 | 2026_DzMX_GzMX_Dp00_Gp00 | A1-Pensilvania 33 kV | All generators | 0.97 | cap | Dorada - Magdalena 115 kV | m:Q:bus2 in Mvar | -5.4413 | ElmLne
2026 | 2026_DzMX_GzMX_Dp00_Gp00 | A1-Pensilvania 33 kV | All generators | 0.98 | cap | Dorada - Magdalena 115 kV | m:Q:bus2 in Mvar | -5.5065 | ElmLne
2026 | 2026_DzMX_GzMX_Dp00_Gp00 | A1-Pensilvania 33 kV | All generators | 0.99 | cap | Dorada - Magdalena 115 kV | m:Q:bus2 in Mvar | -5.5849 | ElmLne
2026 | 2026_DzMX_GzMX_Dp00_Gp00 | A1-Pensilvania 33 kV | All generators | 1 | cap | Dorada - Magdalena 115 kV | m:Q:bus2 in Mvar | -5.7535 | ElmLne
2026 | 2026_DzMX_GzMX_Dp00_Gp00 | A1-Pensilvania 33 kV | All generators | 0.9 | cap | Dorada - Magdalena 115 kV | m:cosphi:bus1 | 0.99581 | ElmLne
2026 | 2026_DzMX_GzMX_Dp00_Gp00 | A1-Pensilvania 33 kV | All generators | 0.91 | cap | Dorada - Magdalena 115 kV | m:cosphi:bus1 | 0.99572 | ElmLne
2026 | 2026_DzMX_GzMX_Dp00_Gp00 | A1-Pensilvania 33 kV | All generators | 0.92 | cap | Dorada - Magdalena 115 kV | m:cosphi:bus1 | 0.99564 | ElmLne
2026 | 2026_DzMX_GzMX_Dp00_Gp00 | A1-Pensilvania 33 kV | All generators | 0.93 | cap | Dorada - Magdalena 115 kV | m:cosphi:bus1 | 0.99556 | ElmLne
2026 | 2026_DzMX_GzMX_Dp00_Gp00 | A1-Pensilvania 33 kV | All generators | 0.94 | cap | Dorada - Magdalena 115 kV | m:cosphi:bus1 | 0.99549 | ElmLne
2026 | 2026_DzMX_GzMX_Dp00_Gp00 | A1-Pensilvania 33 kV | All generators | 0.95 | cap | Dorada - Magdalena 115 kV | m:cosphi:bus1 | 0.9954 | ElmLne
2026 | 2026_DzMX_GzMX_Dp00_Gp00 | A1-Pensilvania 33 kV | All generators | 0.96 | cap | Dorada - Magdalena 115 kV | m:cosphi:bus1 | 0.99532 | ElmLne
2026 | 2026_DzMX_GzMX_Dp00_Gp00 | A1-Pensilvania 33 kV | All generators | 0.97 | cap | Dorada - Magdalena 115 kV | m:cosphi:bus1 | 0.99524 | ElmLne
2026 | 2026_DzMX_GzMX_Dp00_Gp00 | A1-Pensilvania 33 kV | All generators | 0.98 | cap | Dorada - Magdalena 115 kV | m:cosphi:bus1 | 0.99514 | ElmLne
2026 | 2026_DzMX_GzMX_Dp00_Gp00 | A1-Pensilvania 33 kV | All generators | 0.99 | cap | Dorada - Magdalena 115 kV | m:cosphi:bus1 | 0.99502 | ElmLne
2026 | 2026_DzMX_GzMX_Dp00_Gp00 | A1-Pensilvania 33 kV | All generators | 1 | cap | Dorada - Magdalena 115 kV | m:cosphi:bus1 | 0.99476 | ElmLne
2026 | 2026_DzMX_GzMX_Dp00_Gp00 | A1-Pensilvania 33 kV | All generators | 0.9 | cap | Dorada - Magdalena 115 kV | m:cosphi:bus2 | -0.99669 | ElmLne
2026 | 2026_DzMX_GzMX_Dp00_Gp00 | A1-Pensilvania 33 kV | All generators | 0.91 | cap | Dorada - Magdalena 115 kV | m:cosphi:bus2 | -0.99662 | ElmLne
2026 | 2026_DzMX_GzMX_Dp00_Gp00 | A1-Pensilvania 33 kV | All generators | 0.92 | cap | Dorada - Magdalena 115 kV | m:cosphi:bus2 | -0.99655 | ElmLne
2026 | 2026_DzMX_GzMX_Dp00_Gp00 | A1-Pensilvania 33 kV | All generators | 0.93 | cap | Dorada - Magdalena 115 kV | m:cosphi:bus2 | -0.99648 | ElmLne
2026 | 2026_DzMX_GzMX_Dp00_Gp00 | A1-Pensilvania 33 kV | All generators | 0.94 | cap | Dorada - Magdalena 115 kV | m:cosphi:bus2 | -0.99641 | ElmLne
2026 | 2026_DzMX_GzMX_Dp00_Gp00 | A1-Pensilvania 33 kV | All generators | 0.95 | cap | Dorada - Magdalena 115 kV | m:cosphi:bus2 | -0.99634 | ElmLne
2026 | 2026_DzMX_GzMX_Dp00_Gp00 | A1-Pensilvania 33 kV | All generators | 0.96 | cap | Dorada - Magdalena 115 kV | m:cosphi:bus2 | -0.99626 | ElmLne
2026 | 2026_DzMX_GzMX_Dp00_Gp00 | A1-Pensilvania 33 kV | All generators | 0.97 | cap | Dorada - Magdalena 115 kV | m:cosphi:bus2 | -0.99618 | ElmLne
2026 | 2026_DzMX_GzMX_Dp00_Gp00 | A1-Pensilvania 33 kV | All generators | 0.98 | cap | Dorada - Magdalena 115 kV | m:cosphi:bus2 | -0.99609 | ElmLne
2026 | 2026_DzMX_GzMX_Dp00_Gp00 | A1-Pensilvania 33 kV | All generators | 0.99 | cap | Dorada - Magdalena 115 kV | m:cosphi:bus2 | -0.99599 | ElmLne
2026 | 2026_DzMX_GzMX_Dp00_Gp00 | A1-Pensilvania 33 kV | All generators | 1 | cap | Dorada - Magdalena 115 kV | m:cosphi:bus2 | -0.99575 | ElmLne
2026 | 2026_DzMX_GzMX_Dp00_Gp00 | A1-Pensilvania 33 kV | All generators | 0.9 | cap | Mariquita - Victoria 2 115 | m:P:bus1 in MW | 9.3574 | ElmLne
2026 | 2026_DzMX_GzMX_Dp00_Gp00 | A1-Pensilvania 33 kV | All generators | 0.91 | cap | Mariquita - Victoria 2 115 | m:P:bus1 in MW | 9.3523 | ElmLne
2026 | 2026_DzMX_GzMX_Dp00_Gp00 | A1-Pensilvania 33 kV | All generators | 0.92 | cap | Mariquita - Victoria 2 115 | m:P:bus1 in MW | 9.3475 | ElmLne
2026 | 2026_DzMX_GzMX_Dp00_Gp00 | A1-Pensilvania 33 kV | All generators | 0.93 | cap | Mariquita - Victoria 2 115 | m:P:bus1 in MW | 9.3427 | ElmLne
2026 | 2026_DzMX_GzMX_Dp00_Gp00 | A1-Pensilvania 33 kV | All generators | 0.94 | cap | Mariquita - Victoria 2 115 | m:P:bus1 in MW | 9.3379 | ElmLne
2026 | 2026_DzMX_GzMX_Dp00_Gp00 | A1-Pensilvania 33 kV | All generators | 0.95 | cap | Mariquita - Victoria 2 115 | m:P:bus1 in MW | 9.333 | ElmLne
2026 | 2026_DzMX_GzMX_Dp00_Gp00 | A1-Pensilvania 33 kV | All generators | 0.96 | cap | Mariquita - Victoria 2 115 | m:P:bus1 in MW | 9.328 | ElmLne
2026 | 2026_DzMX_GzMX_Dp00_Gp00 | A1-Pensilvania 33 kV | All generators | 0.97 | cap | Mariquita - Victoria 2 115 | m:P:bus1 in MW | 9.3227 | ElmLne
2026 | 2026_DzMX_GzMX_Dp00_Gp00 | A1-Pensilvania 33 kV | All generators | 0.98 | cap | Mariquita - Victoria 2 115 | m:P:bus1 in MW | 9.3168 | ElmLne
2026 | 2026_DzMX_GzMX_Dp00_Gp00 | A1-Pensilvania 33 kV | All generators | 0.99 | cap | Mariquita - Victoria 2 115 | m:P:bus1 in MW | 9.3097 | ElmLne
2026 | 2026_DzMX_GzMX_Dp00_Gp00 | A1-Pensilvania 33 kV | All generators | 1 | cap | Mariquita - Victoria 2 115 | m:P:bus1 in MW | 9.2942 | ElmLne
2026 | 2026_DzMX_GzMX_Dp00_Gp00 | A1-Pensilvania 33 kV | All generators | 0.9 | cap | Mariquita - Victoria 2 115 | m:P:bus2 in MW | -9.3194 | ElmLne
2026 | 2026_DzMX_GzMX_Dp00_Gp00 | A1-Pensilvania 33 kV | All generators | 0.91 | cap | Mariquita - Victoria 2 115 | m:P:bus2 in MW | -9.3144 | ElmLne
2026 | 2026_DzMX_GzMX_Dp00_Gp00 | A1-Pensilvania 33 kV | All generators | 0.92 | cap | Mariquita - Victoria 2 115 | m:P:bus2 in MW | -9.3095 | ElmLne
2026 | 2026_DzMX_GzMX_Dp00_Gp00 | A1-Pensilvania 33 kV | All generators | 0.93 | cap | Mariquita - Victoria 2 115 | m:P:bus2 in MW | -9.3047 | ElmLne
2026 | 2026_DzMX_GzMX_Dp00_Gp00 | A1-Pensilvania 33 kV | All generators | 0.94 | cap | Mariquita - Victoria 2 115 | m:P:bus2 in MW | -9.3 | ElmLne
2026 | 2026_DzMX_GzMX_Dp00_Gp00 | A1-Pensilvania 33 kV | All generators | 0.95 | cap | Mariquita - Victoria 2 115 | m:P:bus2 in MW | -9.2951 | ElmLne
2026 | 2026_DzMX_GzMX_Dp00_Gp00 | A1-Pensilvania 33 kV | All generators | 0.96 | cap | Mariquita - Victoria 2 115 | m:P:bus2 in MW | -9.2902 | ElmLne
2026 | 2026_DzMX_GzMX_Dp00_Gp00 | A1-Pensilvania 33 kV | All generators | 0.97 | cap | Mariquita - Victoria 2 115 | m:P:bus2 in MW | -9.2849 | ElmLne
2026 | 2026_DzMX_GzMX_Dp00_Gp00 | A1-Pensilvania 33 kV | All generators | 0.98 | cap | Mariquita - Victoria 2 115 | m:P:bus2 in MW | -9.279 | ElmLne
2026 | 2026_DzMX_GzMX_Dp00_Gp00 | A1-Pensilvania 33 kV | All generators | 0.99 | cap | Mariquita - Victoria 2 115 | m:P:bus2 in MW | -9.2719 | ElmLne
2026 | 2026_DzMX_GzMX_Dp00_Gp00 | A1-Pensilvania 33 kV | All generators | 1 | cap | Mariquita - Victoria 2 115 | m:P:bus2 in MW | -9.2564 | ElmLne
2026 | 2026_DzMX_GzMX_Dp00_Gp00 | A1-Pensilvania 33 kV | All generators | 0.9 | cap | Mariquita - Victoria 2 115 | m:Q:bus1 in Mvar | -9.7056 | ElmLne
2026 | 2026_DzMX_GzMX_Dp00_Gp00 | A1-Pensilvania 33 kV | All generators | 0.91 | cap | Mariquita - Victoria 2 115 | m:Q:bus1 in Mvar | -9.7141 | ElmLne
2026 | 2026_DzMX_GzMX_Dp00_Gp00 | A1-Pensilvania 33 kV | All generators | 0.92 | cap | Mariquita - Victoria 2 115 | m:Q:bus1 in Mvar | -9.7224 | ElmLne
2026 | 2026_DzMX_GzMX_Dp00_Gp00 | A1-Pensilvania 33 kV | All generators | 0.93 | cap | Mariquita - Victoria 2 115 | m:Q:bus1 in Mvar | -9.7304 | ElmLne
2026 | 2026_DzMX_GzMX_Dp00_Gp00 | A1-Pensilvania 33 kV | All generators | 0.94 | cap | Mariquita - Victoria 2 115 | m:Q:bus1 in Mvar | -9.7384 | ElmLne
2026 | 2026_DzMX_GzMX_Dp00_Gp00 | A1-Pensilvania 33 kV | All generators | 0.95 | cap | Mariquita - Victoria 2 115 | m:Q:bus1 in Mvar | -9.7465 | ElmLne
2026 | 2026_DzMX_GzMX_Dp00_Gp00 | A1-Pensilvania 33 kV | All generators | 0.96 | cap | Mariquita - Victoria 2 115 | m:Q:bus1 in Mvar | -9.7547 | ElmLne
2026 | 2026_DzMX_GzMX_Dp00_Gp00 | A1-Pensilvania 33 kV | All generators | 0.97 | cap | Mariquita - Victoria 2 115 | m:Q:bus1 in Mvar | -9.7634 | ElmLne
2026 | 2026_DzMX_GzMX_Dp00_Gp00 | A1-Pensilvania 33 kV | All generators | 0.98 | cap | Mariquita - Victoria 2 115 | m:Q:bus1 in Mvar | -9.773 | ElmLne
2026 | 2026_DzMX_GzMX_Dp00_Gp00 | A1-Pensilvania 33 kV | All generators | 0.99 | cap | Mariquita - Victoria 2 115 | m:Q:bus1 in Mvar | -9.7845 | ElmLne
2026 | 2026_DzMX_GzMX_Dp00_Gp00 | A1-Pensilvania 33 kV | All generators | 1 | cap | Mariquita - Victoria 2 115 | m:Q:bus1 in Mvar | -9.8093 | ElmLne
2026 | 2026_DzMX_GzMX_Dp00_Gp00 | A1-Pensilvania 33 kV | All generators | 0.9 | cap | Mariquita - Victoria 2 115 | m:Q:bus2 in Mvar | 9.1562 | ElmLne
2026 | 2026_DzMX_GzMX_Dp00_Gp00 | A1-Pensilvania 33 kV | All generators | 0.91 | cap | Mariquita - Victoria 2 115 | m:Q:bus2 in Mvar | 9.1642 | ElmLne
2026 | 2026_DzMX_GzMX_Dp00_Gp00 | A1-Pensilvania 33 kV | All generators | 0.92 | cap | Mariquita - Victoria 2 115 | m:Q:bus2 in Mvar | 9.1718 | ElmLne
2026 | 2026_DzMX_GzMX_Dp00_Gp00 | A1-Pensilvania 33 kV | All generators | 0.93 | cap | Mariquita - Victoria 2 115 | m:Q:bus2 in Mvar | 9.1793 | ElmLne
2026 | 2026_DzMX_GzMX_Dp00_Gp00 | A1-Pensilvania 33 kV | All generators | 0.94 | cap | Mariquita - Victoria 2 115 | m:Q:bus2 in Mvar | 9.1866 | ElmLne
2026 | 2026_DzMX_GzMX_Dp00_Gp00 | A1-Pensilvania 33 kV | All generators | 0.95 | cap | Mariquita - Victoria 2 115 | m:Q:bus2 in Mvar | 9.1941 | ElmLne
2026 | 2026_DzMX_GzMX_Dp00_Gp00 | A1-Pensilvania 33 kV | All generators | 0.96 | cap | Mariquita - Victoria 2 115 | m:Q:bus2 in Mvar | 9.2017 | ElmLne
2026 | 2026_DzMX_GzMX_Dp00_Gp00 | A1-Pensilvania 33 kV | All generators | 0.97 | cap | Mariquita - Victoria 2 115 | m:Q:bus2 in Mvar | 9.2098 | ElmLne
2026 | 2026_DzMX_GzMX_Dp00_Gp00 | A1-Pensilvania 33 kV | All generators | 0.98 | cap | Mariquita - Victoria 2 115 | m:Q:bus2 in Mvar | 9.2186 | ElmLne
2026 | 2026_DzMX_GzMX_Dp00_Gp00 | A1-Pensilvania 33 kV | All generators | 0.99 | cap | Mariquita - Victoria 2 115 | m:Q:bus2 in Mvar | 9.2293 | ElmLne
2026 | 2026_DzMX_GzMX_Dp00_Gp00 | A1-Pensilvania 33 kV | All generators | 1 | cap | Mariquita - Victoria 2 115 | m:Q:bus2 in Mvar | 9.2522 | ElmLne
2026 | 2026_DzMX_GzMX_Dp00_Gp00 | A1-Pensilvania 33 kV | All generators | 0.9 | cap | Mariquita - Victoria 2 115 | m:cosphi:bus1 | 0.69408 | ElmLne
2026 | 2026_DzMX_GzMX_Dp00_Gp00 | A1-Pensilvania 33 kV | All generators | 0.91 | cap | Mariquita - Victoria 2 115 | m:cosphi:bus1 | 0.69356 | ElmLne
2026 | 2026_DzMX_GzMX_Dp00_Gp00 | A1-Pensilvania 33 kV | All generators | 0.92 | cap | Mariquita - Victoria 2 115 | m:cosphi:bus1 | 0.69307 | ElmLne
2026 | 2026_DzMX_GzMX_Dp00_Gp00 | A1-Pensilvania 33 kV | All generators | 0.93 | cap | Mariquita - Victoria 2 115 | m:cosphi:bus1 | 0.69259 | ElmLne
2026 | 2026_DzMX_GzMX_Dp00_Gp00 | A1-Pensilvania 33 kV | All generators | 0.94 | cap | Mariquita - Victoria 2 115 | m:cosphi:bus1 | 0.69211 | ElmLne
2026 | 2026_DzMX_GzMX_Dp00_Gp00 | A1-Pensilvania 33 kV | All generators | 0.95 | cap | Mariquita - Victoria 2 115 | m:cosphi:bus1 | 0.69162 | ElmLne
2026 | 2026_DzMX_GzMX_Dp00_Gp00 | A1-Pensilvania 33 kV | All generators | 0.96 | cap | Mariquita - Victoria 2 115 | m:cosphi:bus1 | 0.69112 | ElmLne
2026 | 2026_DzMX_GzMX_Dp00_Gp00 | A1-Pensilvania 33 kV | All generators | 0.97 | cap | Mariquita - Victoria 2 115 | m:cosphi:bus1 | 0.6906 | ElmLne
2026 | 2026_DzMX_GzMX_Dp00_Gp00 | A1-Pensilvania 33 kV | All generators | 0.98 | cap | Mariquita - Victoria 2 115 | m:cosphi:bus1 | 0.69001 | ElmLne
2026 | 2026_DzMX_GzMX_Dp00_Gp00 | A1-Pensilvania 33 kV | All generators | 0.99 | cap | Mariquita - Victoria 2 115 | m:cosphi:bus1 | 0.68931 | ElmLne
2026 | 2026_DzMX_GzMX_Dp00_Gp00 | A1-Pensilvania 33 kV | All generators | 1 | cap | Mariquita - Victoria 2 115 | m:cosphi:bus1 | 0.68779 | ElmLne
2026 | 2026_DzMX_GzMX_Dp00_Gp00 | A1-Pensilvania 33 kV | All generators | 0.9 | cap | Mariquita - Victoria 2 115 | m:cosphi:bus2 | -0.71332 | ElmLne
2026 | 2026_DzMX_GzMX_Dp00_Gp00 | A1-Pensilvania 33 kV | All generators | 0.91 | cap | Mariquita - Victoria 2 115 | m:cosphi:bus2 | -0.71283 | ElmLne
2026 | 2026_DzMX_GzMX_Dp00_Gp00 | A1-Pensilvania 33 kV | All generators | 0.92 | cap | Mariquita - Victoria 2 115 | m:cosphi:bus2 | -0.71236 | ElmLne
2026 | 2026_DzMX_GzMX_Dp00_Gp00 | A1-Pensilvania 33 kV | All generators | 0.93 | cap | Mariquita - Victoria 2 115 | m:cosphi:bus2 | -0.71189 | ElmLne
2026 | 2026_DzMX_GzMX_Dp00_Gp00 | A1-Pensilvania 33 kV | All generators | 0.94 | cap | Mariquita - Victoria 2 115 | m:cosphi:bus2 | -0.71143 | ElmLne
2026 | 2026_DzMX_GzMX_Dp00_Gp00 | A1-Pensilvania 33 kV | All generators | 0.95 | cap | Mariquita - Victoria 2 115 | m:cosphi:bus2 | -0.71096 | ElmLne
2026 | 2026_DzMX_GzMX_Dp00_Gp00 | A1-Pensilvania 33 kV | All generators | 0.96 | cap | Mariquita - Victoria 2 115 | m:cosphi:bus2 | -0.71048 | ElmLne
2026 | 2026_DzMX_GzMX_Dp00_Gp00 | A1-Pensilvania 33 kV | All generators | 0.97 | cap | Mariquita - Victoria 2 115 | m:cosphi:bus2 | -0.70997 | ElmLne
2026 | 2026_DzMX_GzMX_Dp00_Gp00 | A1-Pensilvania 33 kV | All generators | 0.98 | cap | Mariquita - Victoria 2 115 | m:cosphi:bus2 | -0.70941 | ElmLne
2026 | 2026_DzMX_GzMX_Dp00_Gp00 | A1-Pensilvania 33 kV | All generators | 0.99 | cap | Mariquita - Victoria 2 115 | m:cosphi:bus2 | -0.70874 | ElmLne
2026 | 2026_DzMX_GzMX_Dp00_Gp00 | A1-Pensilvania 33 kV | All generators | 1 | cap | Mariquita - Victoria 2 115 | m:cosphi:bus2 | -0.70727 | ElmLne
2026 | 2026_DzMX_GzMX_Dp00_Gp00 | A1-Pensilvania 33 kV | All generators | 0.9 | cap | Dorada 115/33/13.8 kV | m:P:bushv in MW | 1.8498 | ElmTr3
2026 | 2026_DzMX_GzMX_Dp00_Gp00 | A1-Pensilvania 33 kV | All generators | 0.91 | cap | Dorada 115/33/13.8 kV | m:P:bushv in MW | 1.838 | ElmTr3
2026 | 2026_DzMX_GzMX_Dp00_Gp00 | A1-Pensilvania 33 kV | All generators | 0.92 | cap | Dorada 115/33/13.8 kV | m:P:bushv in MW | 1.8274 | ElmTr3
2026 | 2026_DzMX_GzMX_Dp00_Gp00 | A1-Pensilvania 33 kV | All generators | 0.93 | cap | Dorada 115/33/13.8 kV | m:P:bushv in MW | 1.8177 | ElmTr3
2026 | 2026_DzMX_GzMX_Dp00_Gp00 | A1-Pensilvania 33 kV | All generators | 0.94 | cap | Dorada 115/33/13.8 kV | m:P:bushv in MW | 1.8089 | ElmTr3
2026 | 2026_DzMX_GzMX_Dp00_Gp00 | A1-Pensilvania 33 kV | All generators | 0.95 | cap | Dorada 115/33/13.8 kV | m:P:bushv in MW | 1.8008 | ElmTr3
2026 | 2026_DzMX_GzMX_Dp00_Gp00 | A1-Pensilvania 33 kV | All generators | 0.96 | cap | Dorada 115/33/13.8 kV | m:P:bushv in MW | 1.7931 | ElmTr3
2026 | 2026_DzMX_GzMX_Dp00_Gp00 | A1-Pensilvania 33 kV | All generators | 0.97 | cap | Dorada 115/33/13.8 kV | m:P:bushv in MW | 1.7859 | ElmTr3
2026 | 2026_DzMX_GzMX_Dp00_Gp00 | A1-Pensilvania 33 kV | All generators | 0.98 | cap | Dorada 115/33/13.8 kV | m:P:bushv in MW | 1.7789 | ElmTr3
2026 | 2026_DzMX_GzMX_Dp00_Gp00 | A1-Pensilvania 33 kV | All generators | 0.99 | cap | Dorada 115/33/13.8 kV | m:P:bushv in MW | 1.7718 | ElmTr3
2026 | 2026_DzMX_GzMX_Dp00_Gp00 | A1-Pensilvania 33 kV | All generators | 1 | cap | Dorada 115/33/13.8 kV | m:P:bushv in MW | 1.7615 | ElmTr3
2026 | 2026_DzMX_GzMX_Dp00_Gp00 | A1-Pensilvania 33 kV | All generators | 0.9 | cap | Dorada 115/33/13.8 kV | m:Q:bushv in Mvar | 10.7248 | ElmTr3
2026 | 2026_DzMX_GzMX_Dp00_Gp00 | A1-Pensilvania 33 kV | All generators | 0.91 | cap | Dorada 115/33/13.8 kV | m:Q:bushv in Mvar | 10.6248 | ElmTr3
2026 | 2026_DzMX_GzMX_Dp00_Gp00 | A1-Pensilvania 33 kV | All generators | 0.92 | cap | Dorada 115/33/13.8 kV | m:Q:bushv in Mvar | 10.5285 | ElmTr3
2026 | 2026_DzMX_GzMX_Dp00_Gp00 | A1-Pensilvania 33 kV | All generators | 0.93 | cap | Dorada 115/33/13.8 kV | m:Q:bushv in Mvar | 10.4346 | ElmTr3
2026 | 2026_DzMX_GzMX_Dp00_Gp00 | A1-Pensilvania 33 kV | All generators | 0.94 | cap | Dorada 115/33/13.8 kV | m:Q:bushv in Mvar | 10.3416 | ElmTr3
2026 | 2026_DzMX_GzMX_Dp00_Gp00 | A1-Pensilvania 33 kV | All generators | 0.95 | cap | Dorada 115/33/13.8 kV | m:Q:bushv in Mvar | 10.2481 | ElmTr3
2026 | 2026_DzMX_GzMX_Dp00_Gp00 | A1-Pensilvania 33 kV | All generators | 0.96 | cap | Dorada 115/33/13.8 kV | m:Q:bushv in Mvar | 10.1523 | ElmTr3
2026 | 2026_DzMX_GzMX_Dp00_Gp00 | A1-Pensilvania 33 kV | All generators | 0.97 | cap | Dorada 115/33/13.8 kV | m:Q:bushv in Mvar | 10.0514 | ElmTr3
2026 | 2026_DzMX_GzMX_Dp00_Gp00 | A1-Pensilvania 33 kV | All generators | 0.98 | cap | Dorada 115/33/13.8 kV | m:Q:bushv in Mvar | 9.9404 | ElmTr3
2026 | 2026_DzMX_GzMX_Dp00_Gp00 | A1-Pensilvania 33 kV | All generators | 0.99 | cap | Dorada 115/33/13.8 kV | m:Q:bushv in Mvar | 9.807 | ElmTr3
2026 | 2026_DzMX_GzMX_Dp00_Gp00 | A1-Pensilvania 33 kV | All generators | 1 | cap | Dorada 115/33/13.8 kV | m:Q:bushv in Mvar | 9.5204 | ElmTr3
2026 | 2026_DzMX_GzMX_Dp00_Gp00 | A1-Pensilvania 33 kV | All generators | 0.9 | cap | Dorada 115/33/13.8 kV | m:cosphi:bushv | 0.16997 | ElmTr3
2026 | 2026_DzMX_GzMX_Dp00_Gp00 | A1-Pensilvania 33 kV | All generators | 0.91 | cap | Dorada 115/33/13.8 kV | m:cosphi:bushv | 0.17046 | ElmTr3
2026 | 2026_DzMX_GzMX_Dp00_Gp00 | A1-Pensilvania 33 kV | All generators | 0.92 | cap | Dorada 115/33/13.8 kV | m:cosphi:bushv | 0.17101 | ElmTr3
2026 | 2026_DzMX_GzMX_Dp00_Gp00 | A1-Pensilvania 33 kV | All generators | 0.93 | cap | Dorada 115/33/13.8 kV | m:cosphi:bushv | 0.17162 | ElmTr3
2026 | 2026_DzMX_GzMX_Dp00_Gp00 | A1-Pensilvania 33 kV | All generators | 0.94 | cap | Dorada 115/33/13.8 kV | m:cosphi:bushv | 0.1723 | ElmTr3
2026 | 2026_DzMX_GzMX_Dp00_Gp00 | A1-Pensilvania 33 kV | All generators | 0.95 | cap | Dorada 115/33/13.8 kV | m:cosphi:bushv | 0.17306 | ElmTr3
2026 | 2026_DzMX_GzMX_Dp00_Gp00 | A1-Pensilvania 33 kV | All generators | 0.96 | cap | Dorada 115/33/13.8 kV | m:cosphi:bushv | 0.17393 | ElmTr3
2026 | 2026_DzMX_GzMX_Dp00_Gp00 | A1-Pensilvania 33 kV | All generators | 0.97 | cap | Dorada 115/33/13.8 kV | m:cosphi:bushv | 0.17494 | ElmTr3
2026 | 2026_DzMX_GzMX_Dp00_Gp00 | A1-Pensilvania 33 kV | All generators | 0.98 | cap | Dorada 115/33/13.8 kV | m:cosphi:bushv | 0.17616 | ElmTr3
2026 | 2026_DzMX_GzMX_Dp00_Gp00 | A1-Pensilvania 33 kV | All generators | 0.99 | cap | Dorada 115/33/13.8 kV | m:cosphi:bushv | 0.17779 | ElmTr3
2026 | 2026_DzMX_GzMX_Dp00_Gp00 | A1-Pensilvania 33 kV | All generators | 1 | cap | Dorada 115/33/13.8 kV | m:cosphi:bushv | 0.18194 | ElmTr3
2026 | 2026_DzMX_GzMX_Dp00_Gp00 | A1-Pensilvania 33 kV | All generators | 0.9 | cap | Manzanares 115/33/13.8 kV | m:P:bushv in MW | -20.4535 | ElmTr3
2026 | 2026_DzMX_GzMX_Dp00_Gp00 | A1-Pensilvania 33 kV | All generators | 0.91 | cap | Manzanares 115/33/13.8 kV | m:P:bushv in MW | -20.5816 | ElmTr3
2026 | 2026_DzMX_GzMX_Dp00_Gp00 | A1-Pensilvania 33 kV | All generators | 0.92 | cap | Manzanares 115/33/13.8 kV | m:P:bushv in MW | -20.6995 | ElmTr3
2026 | 2026_DzMX_GzMX_Dp00_Gp00 | A1-Pensilvania 33 kV | All generators | 0.93 | cap | Manzanares 115/33/13.8 kV | m:P:bushv in MW | -20.8095 | ElmTr3
2026 | 2026_DzMX_GzMX_Dp00_Gp00 | A1-Pensilvania 33 kV | All generators | 0.94 | cap | Manzanares 115/33/13.8 kV | m:P:bushv in MW | -20.9135 | ElmTr3
2026 | 2026_DzMX_GzMX_Dp00_Gp00 | A1-Pensilvania 33 kV | All generators | 0.95 | cap | Manzanares 115/33/13.8 kV | m:P:bushv in MW | -21.0131 | ElmTr3
2026 | 2026_DzMX_GzMX_Dp00_Gp00 | A1-Pensilvania 33 kV | All generators | 0.96 | cap | Manzanares 115/33/13.8 kV | m:P:bushv in MW | -21.1102 | ElmTr3
2026 | 2026_DzMX_GzMX_Dp00_Gp00 | A1-Pensilvania 33 kV | All generators | 0.97 | cap | Manzanares 115/33/13.8 kV | m:P:bushv in MW | -21.207 | ElmTr3
2026 | 2026_DzMX_GzMX_Dp00_Gp00 | A1-Pensilvania 33 kV | All generators | 0.98 | cap | Manzanares 115/33/13.8 kV | m:P:bushv in MW | -21.3068 | ElmTr3
2026 | 2026_DzMX_GzMX_Dp00_Gp00 | A1-Pensilvania 33 kV | All generators | 0.99 | cap | Manzanares 115/33/13.8 kV | m:P:bushv in MW | -21.4177 | ElmTr3
2026 | 2026_DzMX_GzMX_Dp00_Gp00 | A1-Pensilvania 33 kV | All generators | 1 | cap | Manzanares 115/33/13.8 kV | m:P:bushv in MW | -21.6224 | ElmTr3
2026 | 2026_DzMX_GzMX_Dp00_Gp00 | A1-Pensilvania 33 kV | All generators | 0.9 | cap | Manzanares 115/33/13.8 kV | m:Q:bushv in Mvar | 13.8127 | ElmTr3
2026 | 2026_DzMX_GzMX_Dp00_Gp00 | A1-Pensilvania 33 kV | All generators | 0.91 | cap | Manzanares 115/33/13.8 kV | m:Q:bushv in Mvar | 13.3018 | ElmTr3
2026 | 2026_DzMX_GzMX_Dp00_Gp00 | A1-Pensilvania 33 kV | All generators | 0.92 | cap | Manzanares 115/33/13.8 kV | m:Q:bushv in Mvar | 12.8087 | ElmTr3
2026 | 2026_DzMX_GzMX_Dp00_Gp00 | A1-Pensilvania 33 kV | All generators | 0.93 | cap | Manzanares 115/33/13.8 kV | m:Q:bushv in Mvar | 12.3261 | ElmTr3
2026 | 2026_DzMX_GzMX_Dp00_Gp00 | A1-Pensilvania 33 kV | All generators | 0.94 | cap | Manzanares 115/33/13.8 kV | m:Q:bushv in Mvar | 11.8471 | ElmTr3
2026 | 2026_DzMX_GzMX_Dp00_Gp00 | A1-Pensilvania 33 kV | All generators | 0.95 | cap | Manzanares 115/33/13.8 kV | m:Q:bushv in Mvar | 11.3642 | ElmTr3
2026 | 2026_DzMX_GzMX_Dp00_Gp00 | A1-Pensilvania 33 kV | All generators | 0.96 | cap | Manzanares 115/33/13.8 kV | m:Q:bushv in Mvar | 10.8677 | ElmTr3
2026 | 2026_DzMX_GzMX_Dp00_Gp00 | A1-Pensilvania 33 kV | All generators | 0.97 | cap | Manzanares 115/33/13.8 kV | m:Q:bushv in Mvar | 10.3433 | ElmTr3
2026 | 2026_DzMX_GzMX_Dp00_Gp00 | A1-Pensilvania 33 kV | All generators | 0.98 | cap | Manzanares 115/33/13.8 kV | m:Q:bushv in Mvar | 9.765 | ElmTr3
2026 | 2026_DzMX_GzMX_Dp00_Gp00 | A1-Pensilvania 33 kV | All generators | 0.99 | cap | Manzanares 115/33/13.8 kV | m:Q:bushv in Mvar | 9.0671 | ElmTr3
2026 | 2026_DzMX_GzMX_Dp00_Gp00 | A1-Pensilvania 33 kV | All generators | 1 | cap | Manzanares 115/33/13.8 kV | m:Q:bushv in Mvar | 7.5596 | ElmTr3
2026 | 2026_DzMX_GzMX_Dp00_Gp00 | A1-Pensilvania 33 kV | All generators | 0.9 | cap | Manzanares 115/33/13.8 kV | m:cosphi:bushv | -0.82873 | ElmTr3
2026 | 2026_DzMX_GzMX_Dp00_Gp00 | A1-Pensilvania 33 kV | All generators | 0.91 | cap | Manzanares 115/33/13.8 kV | m:cosphi:bushv | -0.83986 | ElmTr3
2026 | 2026_DzMX_GzMX_Dp00_Gp00 | A1-Pensilvania 33 kV | All generators | 0.92 | cap | Manzanares 115/33/13.8 kV | m:cosphi:bushv | -0.85036 | ElmTr3
2026 | 2026_DzMX_GzMX_Dp00_Gp00 | A1-Pensilvania 33 kV | All generators | 0.93 | cap | Manzanares 115/33/13.8 kV | m:cosphi:bushv | -0.86039 | ElmTr3
2026 | 2026_DzMX_GzMX_Dp00_Gp00 | A1-Pensilvania 33 kV | All generators | 0.94 | cap | Manzanares 115/33/13.8 kV | m:cosphi:bushv | -0.87009 | ElmTr3
2026 | 2026_DzMX_GzMX_Dp00_Gp00 | A1-Pensilvania 33 kV | All generators | 0.95 | cap | Manzanares 115/33/13.8 kV | m:cosphi:bushv | -0.87961 | ElmTr3
2026 | 2026_DzMX_GzMX_Dp00_Gp00 | A1-Pensilvania 33 kV | All generators | 0.96 | cap | Manzanares 115/33/13.8 kV | m:cosphi:bushv | -0.8891 | ElmTr3
2026 | 2026_DzMX_GzMX_Dp00_Gp00 | A1-Pensilvania 33 kV | All generators | 0.97 | cap | Manzanares 115/33/13.8 kV | m:cosphi:bushv | -0.89879 | ElmTr3
2026 | 2026_DzMX_GzMX_Dp00_Gp00 | A1-Pensilvania 33 kV | All generators | 0.98 | cap | Manzanares 115/33/13.8 kV | m:cosphi:bushv | -0.90907 | ElmTr3
2026 | 2026_DzMX_GzMX_Dp00_Gp00 | A1-Pensilvania 33 kV | All generators | 0.99 | cap | Manzanares 115/33/13.8 kV | m:cosphi:bushv | -0.92088 | ElmTr3
2026 | 2026_DzMX_GzMX_Dp00_Gp00 | A1-Pensilvania 33 kV | All generators | 1 | cap | Manzanares 115/33/13.8 kV | m:cosphi:bushv | -0.94397 | ElmTr3
2026 | 2026_DzMX_GzMX_Dp00_Gp00 | A1-Pensilvania 33 kV | All generators | 0.9 | cap | Purnio 230/115 | m:P:bushv in MW | 20.5824 | ElmTr3
2026 | 2026_DzMX_GzMX_Dp00_Gp00 | A1-Pensilvania 33 kV | All generators | 0.91 | cap | Purnio 230/115 | m:P:bushv in MW | 20.5574 | ElmTr3
2026 | 2026_DzMX_GzMX_Dp00_Gp00 | A1-Pensilvania 33 kV | All generators | 0.92 | cap | Purnio 230/115 | m:P:bushv in MW | 20.5353 | ElmTr3
2026 | 2026_DzMX_GzMX_Dp00_Gp00 | A1-Pensilvania 33 kV | All generators | 0.93 | cap | Purnio 230/115 | m:P:bushv in MW | 20.5156 | ElmTr3
2026 | 2026_DzMX_GzMX_Dp00_Gp00 | A1-Pensilvania 33 kV | All generators | 0.94 | cap | Purnio 230/115 | m:P:bushv in MW | 20.4978 | ElmTr3
2026 | 2026_DzMX_GzMX_Dp00_Gp00 | A1-Pensilvania 33 kV | All generators | 0.95 | cap | Purnio 230/115 | m:P:bushv in MW | 20.4818 | ElmTr3
2026 | 2026_DzMX_GzMX_Dp00_Gp00 | A1-Pensilvania 33 kV | All generators | 0.96 | cap | Purnio 230/115 | m:P:bushv in MW | 20.4673 | ElmTr3
2026 | 2026_DzMX_GzMX_Dp00_Gp00 | A1-Pensilvania 33 kV | All generators | 0.97 | cap | Purnio 230/115 | m:P:bushv in MW | 20.4541 | ElmTr3
2026 | 2026_DzMX_GzMX_Dp00_Gp00 | A1-Pensilvania 33 kV | All generators | 0.98 | cap | Purnio 230/115 | m:P:bushv in MW | 20.4419 | ElmTr3
2026 | 2026_DzMX_GzMX_Dp00_Gp00 | A1-Pensilvania 33 kV | All generators | 0.99 | cap | Purnio 230/115 | m:P:bushv in MW | 20.4306 | ElmTr3
2026 | 2026_DzMX_GzMX_Dp00_Gp00 | A1-Pensilvania 33 kV | All generators | 1 | cap | Purnio 230/115 | m:P:bushv in MW | 20.4188 | ElmTr3
2026 | 2026_DzMX_GzMX_Dp00_Gp00 | A1-Pensilvania 33 kV | All generators | 0.9 | cap | Purnio 230/115 | m:Q:bushv in Mvar | 8.9839 | ElmTr3
2026 | 2026_DzMX_GzMX_Dp00_Gp00 | A1-Pensilvania 33 kV | All generators | 0.91 | cap | Purnio 230/115 | m:Q:bushv in Mvar | 8.7786 | ElmTr3
2026 | 2026_DzMX_GzMX_Dp00_Gp00 | A1-Pensilvania 33 kV | All generators | 0.92 | cap | Purnio 230/115 | m:Q:bushv in Mvar | 8.581 | ElmTr3
2026 | 2026_DzMX_GzMX_Dp00_Gp00 | A1-Pensilvania 33 kV | All generators | 0.93 | cap | Purnio 230/115 | m:Q:bushv in Mvar | 8.3879 | ElmTr3
2026 | 2026_DzMX_GzMX_Dp00_Gp00 | A1-Pensilvania 33 kV | All generators | 0.94 | cap | Purnio 230/115 | m:Q:bushv in Mvar | 8.1968 | ElmTr3
2026 | 2026_DzMX_GzMX_Dp00_Gp00 | A1-Pensilvania 33 kV | All generators | 0.95 | cap | Purnio 230/115 | m:Q:bushv in Mvar | 8.0044 | ElmTr3
2026 | 2026_DzMX_GzMX_Dp00_Gp00 | A1-Pensilvania 33 kV | All generators | 0.96 | cap | Purnio 230/115 | m:Q:bushv in Mvar | 7.8071 | ElmTr3
2026 | 2026_DzMX_GzMX_Dp00_Gp00 | A1-Pensilvania 33 kV | All generators | 0.97 | cap | Purnio 230/115 | m:Q:bushv in Mvar | 7.5992 | ElmTr3
2026 | 2026_DzMX_GzMX_Dp00_Gp00 | A1-Pensilvania 33 kV | All generators | 0.98 | cap | Purnio 230/115 | m:Q:bushv in Mvar | 7.3704 | ElmTr3
2026 | 2026_DzMX_GzMX_Dp00_Gp00 | A1-Pensilvania 33 kV | All generators | 0.99 | cap | Purnio 230/115 | m:Q:bushv in Mvar | 7.0951 | ElmTr3
2026 | 2026_DzMX_GzMX_Dp00_Gp00 | A1-Pensilvania 33 kV | All generators | 1 | cap | Purnio 230/115 | m:Q:bushv in Mvar | 6.5029 | ElmTr3
2026 | 2026_DzMX_GzMX_Dp00_Gp00 | A1-Pensilvania 33 kV | All generators | 0.9 | cap | Purnio 230/115 | m:cosphi:bushv | 0.9165 | ElmTr3
2026 | 2026_DzMX_GzMX_Dp00_Gp00 | A1-Pensilvania 33 kV | All generators | 0.91 | cap | Purnio 230/115 | m:cosphi:bushv | 0.91966 | ElmTr3
2026 | 2026_DzMX_GzMX_Dp00_Gp00 | A1-Pensilvania 33 kV | All generators | 0.92 | cap | Purnio 230/115 | m:cosphi:bushv | 0.92268 | ElmTr3
2026 | 2026_DzMX_GzMX_Dp00_Gp00 | A1-Pensilvania 33 kV | All generators | 0.93 | cap | Purnio 230/115 | m:cosphi:bushv | 0.92562 | ElmTr3
2026 | 2026_DzMX_GzMX_Dp00_Gp00 | A1-Pensilvania 33 kV | All generators | 0.94 | cap | Purnio 230/115 | m:cosphi:bushv | 0.92851 | ElmTr3
2026 | 2026_DzMX_GzMX_Dp00_Gp00 | A1-Pensilvania 33 kV | All generators | 0.95 | cap | Purnio 230/115 | m:cosphi:bushv | 0.9314 | ElmTr3
2026 | 2026_DzMX_GzMX_Dp00_Gp00 | A1-Pensilvania 33 kV | All generators | 0.96 | cap | Purnio 230/115 | m:cosphi:bushv | 0.93434 | ElmTr3
2026 | 2026_DzMX_GzMX_Dp00_Gp00 | A1-Pensilvania 33 kV | All generators | 0.97 | cap | Purnio 230/115 | m:cosphi:bushv | 0.9374 | ElmTr3
2026 | 2026_DzMX_GzMX_Dp00_Gp00 | A1-Pensilvania 33 kV | All generators | 0.98 | cap | Purnio 230/115 | m:cosphi:bushv | 0.94072 | ElmTr3
2026 | 2026_DzMX_GzMX_Dp00_Gp00 | A1-Pensilvania 33 kV | All generators | 0.99 | cap | Purnio 230/115 | m:cosphi:bushv | 0.94466 | ElmTr3
2026 | 2026_DzMX_GzMX_Dp00_Gp00 | A1-Pensilvania 33 kV | All generators | 1 | cap | Purnio 230/115 | m:cosphi:bushv | 0.95284 | ElmTr3
2026 | 2026_DzMX_GzMX_Dp00_Gp00 | A1-Pensilvania 33 kV | All generators | 0.9 | cap | Victoria 115/33/13.8 kV | m:P:bushv in MW | -15.0712 | ElmTr3
2026 | 2026_DzMX_GzMX_Dp00_Gp00 | A1-Pensilvania 33 kV | All generators | 0.91 | cap | Victoria 115/33/13.8 kV | m:P:bushv in MW | -15.1059 | ElmTr3
2026 | 2026_DzMX_GzMX_Dp00_Gp00 | A1-Pensilvania 33 kV | All generators | 0.92 | cap | Victoria 115/33/13.8 kV | m:P:bushv in MW | -15.136 | ElmTr3
2026 | 2026_DzMX_GzMX_Dp00_Gp00 | A1-Pensilvania 33 kV | All generators | 0.93 | cap | Victoria 115/33/13.8 kV | m:P:bushv in MW | -15.1622 | ElmTr3
2026 | 2026_DzMX_GzMX_Dp00_Gp00 | A1-Pensilvania 33 kV | All generators | 0.94 | cap | Victoria 115/33/13.8 kV | m:P:bushv in MW | -15.1852 | ElmTr3
2026 | 2026_DzMX_GzMX_Dp00_Gp00 | A1-Pensilvania 33 kV | All generators | 0.95 | cap | Victoria 115/33/13.8 kV | m:P:bushv in MW | -15.2052 | ElmTr3
2026 | 2026_DzMX_GzMX_Dp00_Gp00 | A1-Pensilvania 33 kV | All generators | 0.96 | cap | Victoria 115/33/13.8 kV | m:P:bushv in MW | -15.2226 | ElmTr3
2026 | 2026_DzMX_GzMX_Dp00_Gp00 | A1-Pensilvania 33 kV | All generators | 0.97 | cap | Victoria 115/33/13.8 kV | m:P:bushv in MW | -15.2375 | ElmTr3
2026 | 2026_DzMX_GzMX_Dp00_Gp00 | A1-Pensilvania 33 kV | All generators | 0.98 | cap | Victoria 115/33/13.8 kV | m:P:bushv in MW | -15.2498 | ElmTr3
2026 | 2026_DzMX_GzMX_Dp00_Gp00 | A1-Pensilvania 33 kV | All generators | 0.99 | cap | Victoria 115/33/13.8 kV | m:P:bushv in MW | -15.259 | ElmTr3
2026 | 2026_DzMX_GzMX_Dp00_Gp00 | A1-Pensilvania 33 kV | All generators | 1 | cap | Victoria 115/33/13.8 kV | m:P:bushv in MW | -15.2579 | ElmTr3
2026 | 2026_DzMX_GzMX_Dp00_Gp00 | A1-Pensilvania 33 kV | All generators | 0.9 | cap | Victoria 115/33/13.8 kV | m:Q:bushv in Mvar | 13.0372 | ElmTr3
2026 | 2026_DzMX_GzMX_Dp00_Gp00 | A1-Pensilvania 33 kV | All generators | 0.91 | cap | Victoria 115/33/13.8 kV | m:Q:bushv in Mvar | 12.7049 | ElmTr3
2026 | 2026_DzMX_GzMX_Dp00_Gp00 | A1-Pensilvania 33 kV | All generators | 0.92 | cap | Victoria 115/33/13.8 kV | m:Q:bushv in Mvar | 12.3846 | ElmTr3
2026 | 2026_DzMX_GzMX_Dp00_Gp00 | A1-Pensilvania 33 kV | All generators | 0.93 | cap | Victoria 115/33/13.8 kV | m:Q:bushv in Mvar | 12.0717 | ElmTr3
2026 | 2026_DzMX_GzMX_Dp00_Gp00 | A1-Pensilvania 33 kV | All generators | 0.94 | cap | Victoria 115/33/13.8 kV | m:Q:bushv in Mvar | 11.7616 | ElmTr3
2026 | 2026_DzMX_GzMX_Dp00_Gp00 | A1-Pensilvania 33 kV | All generators | 0.95 | cap | Victoria 115/33/13.8 kV | m:Q:bushv in Mvar | 11.4495 | ElmTr3
2026 | 2026_DzMX_GzMX_Dp00_Gp00 | A1-Pensilvania 33 kV | All generators | 0.96 | cap | Victoria 115/33/13.8 kV | m:Q:bushv in Mvar | 11.1291 | ElmTr3
2026 | 2026_DzMX_GzMX_Dp00_Gp00 | A1-Pensilvania 33 kV | All generators | 0.97 | cap | Victoria 115/33/13.8 kV | m:Q:bushv in Mvar | 10.7913 | ElmTr3
2026 | 2026_DzMX_GzMX_Dp00_Gp00 | A1-Pensilvania 33 kV | All generators | 0.98 | cap | Victoria 115/33/13.8 kV | m:Q:bushv in Mvar | 10.4193 | ElmTr3
2026 | 2026_DzMX_GzMX_Dp00_Gp00 | A1-Pensilvania 33 kV | All generators | 0.99 | cap | Victoria 115/33/13.8 kV | m:Q:bushv in Mvar | 9.9713 | ElmTr3
2026 | 2026_DzMX_GzMX_Dp00_Gp00 | A1-Pensilvania 33 kV | All generators | 1 | cap | Victoria 115/33/13.8 kV | m:Q:bushv in Mvar | 9.0069 | ElmTr3
2026 | 2026_DzMX_GzMX_Dp00_Gp00 | A1-Pensilvania 33 kV | All generators | 0.9 | cap | Victoria 115/33/13.8 kV | m:cosphi:bushv | -0.7563 | ElmTr3
2026 | 2026_DzMX_GzMX_Dp00_Gp00 | A1-Pensilvania 33 kV | All generators | 0.91 | cap | Victoria 115/33/13.8 kV | m:cosphi:bushv | -0.76531 | ElmTr3
2026 | 2026_DzMX_GzMX_Dp00_Gp00 | A1-Pensilvania 33 kV | All generators | 0.92 | cap | Victoria 115/33/13.8 kV | m:cosphi:bushv | -0.77394 | ElmTr3
2026 | 2026_DzMX_GzMX_Dp00_Gp00 | A1-Pensilvania 33 kV | All generators | 0.93 | cap | Victoria 115/33/13.8 kV | m:cosphi:bushv | -0.78233 | ElmTr3
2026 | 2026_DzMX_GzMX_Dp00_Gp00 | A1-Pensilvania 33 kV | All generators | 0.94 | cap | Victoria 115/33/13.8 kV | m:cosphi:bushv | -0.79059 | ElmTr3
2026 | 2026_DzMX_GzMX_Dp00_Gp00 | A1-Pensilvania 33 kV | All generators | 0.95 | cap | Victoria 115/33/13.8 kV | m:cosphi:bushv | -0.79885 | ElmTr3
2026 | 2026_DzMX_GzMX_Dp00_Gp00 | A1-Pensilvania 33 kV | All generators | 0.96 | cap | Victoria 115/33/13.8 kV | m:cosphi:bushv | -0.80727 | ElmTr3
2026 | 2026_DzMX_GzMX_Dp00_Gp00 | A1-Pensilvania 33 kV | All generators | 0.97 | cap | Victoria 115/33/13.8 kV | m:cosphi:bushv | -0.81607 | ElmTr3
2026 | 2026_DzMX_GzMX_Dp00_Gp00 | A1-Pensilvania 33 kV | All generators | 0.98 | cap | Victoria 115/33/13.8 kV | m:cosphi:bushv | -0.82568 | ElmTr3
2026 | 2026_DzMX_GzMX_Dp00_Gp00 | A1-Pensilvania 33 kV | All generators | 0.99 | cap | Victoria 115/33/13.8 kV | m:cosphi:bushv | -0.83711 | ElmTr3
2026 | 2026_DzMX_GzMX_Dp00_Gp00 | A1-Pensilvania 33 kV | All generators | 1 | cap | Victoria 115/33/13.8 kV | m:cosphi:bushv | -0.86115 | ElmTr3
2026 | 2026_DzMX_GzMX_Dp00_Gp00 | A1-Pensilvania 33 kV | All generators | 0.9 | ind | Dorada - Magdalena 115 kV | m:P:bus1 in MW | 62.5942 | ElmLne
2026 | 2026_DzMX_GzMX_Dp00_Gp00 | A1-Pensilvania 33 kV | All generators | 0.91 | ind | Dorada - Magdalena 115 kV | m:P:bus1 in MW | 62.586 | ElmLne
2026 | 2026_DzMX_GzMX_Dp00_Gp00 | A1-Pensilvania 33 kV | All generators | 0.92 | ind | Dorada - Magdalena 115 kV | m:P:bus1 in MW | 62.5774 | ElmLne
2026 | 2026_DzMX_GzMX_Dp00_Gp00 | A1-Pensilvania 33 kV | All generators | 0.93 | ind | Dorada - Magdalena 115 kV | m:P:bus1 in MW | 62.5682 | ElmLne
2026 | 2026_DzMX_GzMX_Dp00_Gp00 | A1-Pensilvania 33 kV | All generators | 0.94 | ind | Dorada - Magdalena 115 kV | m:P:bus1 in MW | 62.5583 | ElmLne
2026 | 2026_DzMX_GzMX_Dp00_Gp00 | A1-Pensilvania 33 kV | All generators | 0.95 | ind | Dorada - Magdalena 115 kV | m:P:bus1 in MW | 62.5475 | ElmLne
2026 | 2026_DzMX_GzMX_Dp00_Gp00 | A1-Pensilvania 33 kV | All generators | 0.96 | ind | Dorada - Magdalena 115 kV | m:P:bus1 in MW | 62.5355 | ElmLne
2026 | 2026_DzMX_GzMX_Dp00_Gp00 | A1-Pensilvania 33 kV | All generators | 0.97 | ind | Dorada - Magdalena 115 kV | m:P:bus1 in MW | 62.5218 | ElmLne
2026 | 2026_DzMX_GzMX_Dp00_Gp00 | A1-Pensilvania 33 kV | All generators | 0.98 | ind | Dorada - Magdalena 115 kV | m:P:bus1 in MW | 62.5052 | ElmLne
2026 | 2026_DzMX_GzMX_Dp00_Gp00 | A1-Pensilvania 33 kV | All generators | 0.99 | ind | Dorada - Magdalena 115 kV | m:P:bus1 in MW | 62.4831 | ElmLne
2026 | 2026_DzMX_GzMX_Dp00_Gp00 | A1-Pensilvania 33 kV | All generators | 1 | ind | Dorada - Magdalena 115 kV | m:P:bus1 in MW | 62.4255 | ElmLne
2026 | 2026_DzMX_GzMX_Dp00_Gp00 | A1-Pensilvania 33 kV | All generators | 0.9 | ind | Dorada - Magdalena 115 kV | m:P:bus2 in MW | -62.387 | ElmLne
2026 | 2026_DzMX_GzMX_Dp00_Gp00 | A1-Pensilvania 33 kV | All generators | 0.91 | ind | Dorada - Magdalena 115 kV | m:P:bus2 in MW | -62.3788 | ElmLne
2026 | 2026_DzMX_GzMX_Dp00_Gp00 | A1-Pensilvania 33 kV | All generators | 0.92 | ind | Dorada - Magdalena 115 kV | m:P:bus2 in MW | -62.3702 | ElmLne
2026 | 2026_DzMX_GzMX_Dp00_Gp00 | A1-Pensilvania 33 kV | All generators | 0.93 | ind | Dorada - Magdalena 115 kV | m:P:bus2 in MW | -62.361 | ElmLne
2026 | 2026_DzMX_GzMX_Dp00_Gp00 | A1-Pensilvania 33 kV | All generators | 0.94 | ind | Dorada - Magdalena 115 kV | m:P:bus2 in MW | -62.3512 | ElmLne
2026 | 2026_DzMX_GzMX_Dp00_Gp00 | A1-Pensilvania 33 kV | All generators | 0.95 | ind | Dorada - Magdalena 115 kV | m:P:bus2 in MW | -62.3404 | ElmLne
2026 | 2026_DzMX_GzMX_Dp00_Gp00 | A1-Pensilvania 33 kV | All generators | 0.96 | ind | Dorada - Magdalena 115 kV | m:P:bus2 in MW | -62.3285 | ElmLne
2026 | 2026_DzMX_GzMX_Dp00_Gp00 | A1-Pensilvania 33 kV | All generators | 0.97 | ind | Dorada - Magdalena 115 kV | m:P:bus2 in MW | -62.3147 | ElmLne
2026 | 2026_DzMX_GzMX_Dp00_Gp00 | A1-Pensilvania 33 kV | All generators | 0.98 | ind | Dorada - Magdalena 115 kV | m:P:bus2 in MW | -62.2982 | ElmLne
2026 | 2026_DzMX_GzMX_Dp00_Gp00 | A1-Pensilvania 33 kV | All generators | 0.99 | ind | Dorada - Magdalena 115 kV | m:P:bus2 in MW | -62.2761 | ElmLne
2026 | 2026_DzMX_GzMX_Dp00_Gp00 | A1-Pensilvania 33 kV | All generators | 1 | ind | Dorada - Magdalena 115 kV | m:P:bus2 in MW | -62.2187 | ElmLne
2026 | 2026_DzMX_GzMX_Dp00_Gp00 | A1-Pensilvania 33 kV | All generators | 0.9 | ind | Dorada - Magdalena 115 kV | m:Q:bus1 in Mvar | 6.8858 | ElmLne
2026 | 2026_DzMX_GzMX_Dp00_Gp00 | A1-Pensilvania 33 kV | All generators | 0.91 | ind | Dorada - Magdalena 115 kV | m:Q:bus1 in Mvar | 6.8611 | ElmLne
2026 | 2026_DzMX_GzMX_Dp00_Gp00 | A1-Pensilvania 33 kV | All generators | 0.92 | ind | Dorada - Magdalena 115 kV | m:Q:bus1 in Mvar | 6.8353 | ElmLne
2026 | 2026_DzMX_GzMX_Dp00_Gp00 | A1-Pensilvania 33 kV | All generators | 0.93 | ind | Dorada - Magdalena 115 kV | m:Q:bus1 in Mvar | 6.8081 | ElmLne
2026 | 2026_DzMX_GzMX_Dp00_Gp00 | A1-Pensilvania 33 kV | All generators | 0.94 | ind | Dorada - Magdalena 115 kV | m:Q:bus1 in Mvar | 6.7792 | ElmLne
2026 | 2026_DzMX_GzMX_Dp00_Gp00 | A1-Pensilvania 33 kV | All generators | 0.95 | ind | Dorada - Magdalena 115 kV | m:Q:bus1 in Mvar | 6.748 | ElmLne
2026 | 2026_DzMX_GzMX_Dp00_Gp00 | A1-Pensilvania 33 kV | All generators | 0.96 | ind | Dorada - Magdalena 115 kV | m:Q:bus1 in Mvar | 6.7137 | ElmLne
2026 | 2026_DzMX_GzMX_Dp00_Gp00 | A1-Pensilvania 33 kV | All generators | 0.97 | ind | Dorada - Magdalena 115 kV | m:Q:bus1 in Mvar | 6.6749 | ElmLne
2026 | 2026_DzMX_GzMX_Dp00_Gp00 | A1-Pensilvania 33 kV | All generators | 0.98 | ind | Dorada - Magdalena 115 kV | m:Q:bus1 in Mvar | 6.6288 | ElmLne
2026 | 2026_DzMX_GzMX_Dp00_Gp00 | A1-Pensilvania 33 kV | All generators | 0.99 | ind | Dorada - Magdalena 115 kV | m:Q:bus1 in Mvar | 6.5683 | ElmLne
2026 | 2026_DzMX_GzMX_Dp00_Gp00 | A1-Pensilvania 33 kV | All generators | 1 | ind | Dorada - Magdalena 115 kV | m:Q:bus1 in Mvar | 6.4164 | ElmLne
2026 | 2026_DzMX_GzMX_Dp00_Gp00 | A1-Pensilvania 33 kV | All generators | 0.9 | ind | Dorada - Magdalena 115 kV | m:Q:bus2 in Mvar | -6.2225 | ElmLne
2026 | 2026_DzMX_GzMX_Dp00_Gp00 | A1-Pensilvania 33 kV | All generators | 0.91 | ind | Dorada - Magdalena 115 kV | m:Q:bus2 in Mvar | -6.1979 | ElmLne
2026 | 2026_DzMX_GzMX_Dp00_Gp00 | A1-Pensilvania 33 kV | All generators | 0.92 | ind | Dorada - Magdalena 115 kV | m:Q:bus2 in Mvar | -6.1721 | ElmLne
2026 | 2026_DzMX_GzMX_Dp00_Gp00 | A1-Pensilvania 33 kV | All generators | 0.93 | ind | Dorada - Magdalena 115 kV | m:Q:bus2 in Mvar | -6.1449 | ElmLne
2026 | 2026_DzMX_GzMX_Dp00_Gp00 | A1-Pensilvania 33 kV | All generators | 0.94 | ind | Dorada - Magdalena 115 kV | m:Q:bus2 in Mvar | -6.116 | ElmLne
2026 | 2026_DzMX_GzMX_Dp00_Gp00 | A1-Pensilvania 33 kV | All generators | 0.95 | ind | Dorada - Magdalena 115 kV | m:Q:bus2 in Mvar | -6.0848 | ElmLne
2026 | 2026_DzMX_GzMX_Dp00_Gp00 | A1-Pensilvania 33 kV | All generators | 0.96 | ind | Dorada - Magdalena 115 kV | m:Q:bus2 in Mvar | -6.0505 | ElmLne
2026 | 2026_DzMX_GzMX_Dp00_Gp00 | A1-Pensilvania 33 kV | All generators | 0.97 | ind | Dorada - Magdalena 115 kV | m:Q:bus2 in Mvar | -6.0117 | ElmLne
2026 | 2026_DzMX_GzMX_Dp00_Gp00 | A1-Pensilvania 33 kV | All generators | 0.98 | ind | Dorada - Magdalena 115 kV | m:Q:bus2 in Mvar | -5.9656 | ElmLne
2026 | 2026_DzMX_GzMX_Dp00_Gp00 | A1-Pensilvania 33 kV | All generators | 0.99 | ind | Dorada - Magdalena 115 kV | m:Q:bus2 in Mvar | -5.9052 | ElmLne
2026 | 2026_DzMX_GzMX_Dp00_Gp00 | A1-Pensilvania 33 kV | All generators | 1 | ind | Dorada - Magdalena 115 kV | m:Q:bus2 in Mvar | -5.7535 | ElmLne
2026 | 2026_DzMX_GzMX_Dp00_Gp00 | A1-Pensilvania 33 kV | All generators | 0.9 | ind | Dorada - Magdalena 115 kV | m:cosphi:bus1 | 0.994 | ElmLne
2026 | 2026_DzMX_GzMX_Dp00_Gp00 | A1-Pensilvania 33 kV | All generators | 0.91 | ind | Dorada - Magdalena 115 kV | m:cosphi:bus1 | 0.99405 | ElmLne
2026 | 2026_DzMX_GzMX_Dp00_Gp00 | A1-Pensilvania 33 kV | All generators | 0.92 | ind | Dorada - Magdalena 115 kV | m:cosphi:bus1 | 0.99409 | ElmLne
2026 | 2026_DzMX_GzMX_Dp00_Gp00 | A1-Pensilvania 33 kV | All generators | 0.93 | ind | Dorada - Magdalena 115 kV | m:cosphi:bus1 | 0.99413 | ElmLne
2026 | 2026_DzMX_GzMX_Dp00_Gp00 | A1-Pensilvania 33 kV | All generators | 0.94 | ind | Dorada - Magdalena 115 kV | m:cosphi:bus1 | 0.99418 | ElmLne
2026 | 2026_DzMX_GzMX_Dp00_Gp00 | A1-Pensilvania 33 kV | All generators | 0.95 | ind | Dorada - Magdalena 115 kV | m:cosphi:bus1 | 0.99423 | ElmLne
2026 | 2026_DzMX_GzMX_Dp00_Gp00 | A1-Pensilvania 33 kV | All generators | 0.96 | ind | Dorada - Magdalena 115 kV | m:cosphi:bus1 | 0.99429 | ElmLne
2026 | 2026_DzMX_GzMX_Dp00_Gp00 | A1-Pensilvania 33 kV | All generators | 0.97 | ind | Dorada - Magdalena 115 kV | m:cosphi:bus1 | 0.99435 | ElmLne
2026 | 2026_DzMX_GzMX_Dp00_Gp00 | A1-Pensilvania 33 kV | All generators | 0.98 | ind | Dorada - Magdalena 115 kV | m:cosphi:bus1 | 0.99442 | ElmLne
2026 | 2026_DzMX_GzMX_Dp00_Gp00 | A1-Pensilvania 33 kV | All generators | 0.99 | ind | Dorada - Magdalena 115 kV | m:cosphi:bus1 | 0.99452 | ElmLne
2026 | 2026_DzMX_GzMX_Dp00_Gp00 | A1-Pensilvania 33 kV | All generators | 1 | ind | Dorada - Magdalena 115 kV | m:cosphi:bus1 | 0.99476 | ElmLne
2026 | 2026_DzMX_GzMX_Dp00_Gp00 | A1-Pensilvania 33 kV | All generators | 0.9 | ind | Dorada - Magdalena 115 kV | m:cosphi:bus2 | -0.99506 | ElmLne
2026 | 2026_DzMX_GzMX_Dp00_Gp00 | A1-Pensilvania 33 kV | All generators | 0.91 | ind | Dorada - Magdalena 115 kV | m:cosphi:bus2 | -0.9951 | ElmLne
2026 | 2026_DzMX_GzMX_Dp00_Gp00 | A1-Pensilvania 33 kV | All generators | 0.92 | ind | Dorada - Magdalena 115 kV | m:cosphi:bus2 | -0.99514 | ElmLne
2026 | 2026_DzMX_GzMX_Dp00_Gp00 | A1-Pensilvania 33 kV | All generators | 0.93 | ind | Dorada - Magdalena 115 kV | m:cosphi:bus2 | -0.99518 | ElmLne
2026 | 2026_DzMX_GzMX_Dp00_Gp00 | A1-Pensilvania 33 kV | All generators | 0.94 | ind | Dorada - Magdalena 115 kV | m:cosphi:bus2 | -0.99522 | ElmLne
2026 | 2026_DzMX_GzMX_Dp00_Gp00 | A1-Pensilvania 33 kV | All generators | 0.95 | ind | Dorada - Magdalena 115 kV | m:cosphi:bus2 | -0.99527 | ElmLne
2026 | 2026_DzMX_GzMX_Dp00_Gp00 | A1-Pensilvania 33 kV | All generators | 0.96 | ind | Dorada - Magdalena 115 kV | m:cosphi:bus2 | -0.99532 | ElmLne
2026 | 2026_DzMX_GzMX_Dp00_Gp00 | A1-Pensilvania 33 kV | All generators | 0.97 | ind | Dorada - Magdalena 115 kV | m:cosphi:bus2 | -0.99538 | ElmLne
2026 | 2026_DzMX_GzMX_Dp00_Gp00 | A1-Pensilvania 33 kV | All generators | 0.98 | ind | Dorada - Magdalena 115 kV | m:cosphi:bus2 | -0.99545 | ElmLne
2026 | 2026_DzMX_GzMX_Dp00_Gp00 | A1-Pensilvania 33 kV | All generators | 0.99 | ind | Dorada - Magdalena 115 kV | m:cosphi:bus2 | -0.99553 | ElmLne
2026 | 2026_DzMX_GzMX_Dp00_Gp00 | A1-Pensilvania 33 kV | All generators | 1 | ind | Dorada - Magdalena 115 kV | m:cosphi:bus2 | -0.99575 | ElmLne
2026 | 2026_DzMX_GzMX_Dp00_Gp00 | A1-Pensilvania 33 kV | All generators | 0.9 | ind | Mariquita - Victoria 2 115 | m:P:bus1 in MW | 9.2494 | ElmLne
2026 | 2026_DzMX_GzMX_Dp00_Gp00 | A1-Pensilvania 33 kV | All generators | 0.91 | ind | Mariquita - Victoria 2 115 | m:P:bus1 in MW | 9.2518 | ElmLne
2026 | 2026_DzMX_GzMX_Dp00_Gp00 | A1-Pensilvania 33 kV | All generators | 0.92 | ind | Mariquita - Victoria 2 115 | m:P:bus1 in MW | 9.2543 | ElmLne
2026 | 2026_DzMX_GzMX_Dp00_Gp00 | A1-Pensilvania 33 kV | All generators | 0.93 | ind | Mariquita - Victoria 2 115 | m:P:bus1 in MW | 9.257 | ElmLne
2026 | 2026_DzMX_GzMX_Dp00_Gp00 | A1-Pensilvania 33 kV | All generators | 0.94 | ind | Mariquita - Victoria 2 115 | m:P:bus1 in MW | 9.2598 | ElmLne
2026 | 2026_DzMX_GzMX_Dp00_Gp00 | A1-Pensilvania 33 kV | All generators | 0.95 | ind | Mariquita - Victoria 2 115 | m:P:bus1 in MW | 9.2628 | ElmLne
2026 | 2026_DzMX_GzMX_Dp00_Gp00 | A1-Pensilvania 33 kV | All generators | 0.96 | ind | Mariquita - Victoria 2 115 | m:P:bus1 in MW | 9.2661 | ElmLne
2026 | 2026_DzMX_GzMX_Dp00_Gp00 | A1-Pensilvania 33 kV | All generators | 0.97 | ind | Mariquita - Victoria 2 115 | m:P:bus1 in MW | 9.2698 | ElmLne
2026 | 2026_DzMX_GzMX_Dp00_Gp00 | A1-Pensilvania 33 kV | All generators | 0.98 | ind | Mariquita - Victoria 2 115 | m:P:bus1 in MW | 9.2742 | ElmLne
2026 | 2026_DzMX_GzMX_Dp00_Gp00 | A1-Pensilvania 33 kV | All generators | 0.99 | ind | Mariquita - Victoria 2 115 | m:P:bus1 in MW | 9.2799 | ElmLne
2026 | 2026_DzMX_GzMX_Dp00_Gp00 | A1-Pensilvania 33 kV | All generators | 1 | ind | Mariquita - Victoria 2 115 | m:P:bus1 in MW | 9.2942 | ElmLne
2026 | 2026_DzMX_GzMX_Dp00_Gp00 | A1-Pensilvania 33 kV | All generators | 0.9 | ind | Mariquita - Victoria 2 115 | m:P:bus2 in MW | -9.2118 | ElmLne
2026 | 2026_DzMX_GzMX_Dp00_Gp00 | A1-Pensilvania 33 kV | All generators | 0.91 | ind | Mariquita - Victoria 2 115 | m:P:bus2 in MW | -9.2142 | ElmLne
2026 | 2026_DzMX_GzMX_Dp00_Gp00 | A1-Pensilvania 33 kV | All generators | 0.92 | ind | Mariquita - Victoria 2 115 | m:P:bus2 in MW | -9.2167 | ElmLne
2026 | 2026_DzMX_GzMX_Dp00_Gp00 | A1-Pensilvania 33 kV | All generators | 0.93 | ind | Mariquita - Victoria 2 115 | m:P:bus2 in MW | -9.2194 | ElmLne
2026 | 2026_DzMX_GzMX_Dp00_Gp00 | A1-Pensilvania 33 kV | All generators | 0.94 | ind | Mariquita - Victoria 2 115 | m:P:bus2 in MW | -9.2222 | ElmLne
2026 | 2026_DzMX_GzMX_Dp00_Gp00 | A1-Pensilvania 33 kV | All generators | 0.95 | ind | Mariquita - Victoria 2 115 | m:P:bus2 in MW | -9.2252 | ElmLne
2026 | 2026_DzMX_GzMX_Dp00_Gp00 | A1-Pensilvania 33 kV | All generators | 0.96 | ind | Mariquita - Victoria 2 115 | m:P:bus2 in MW | -9.2284 | ElmLne
2026 | 2026_DzMX_GzMX_Dp00_Gp00 | A1-Pensilvania 33 kV | All generators | 0.97 | ind | Mariquita - Victoria 2 115 | m:P:bus2 in MW | -9.2322 | ElmLne
2026 | 2026_DzMX_GzMX_Dp00_Gp00 | A1-Pensilvania 33 kV | All generators | 0.98 | ind | Mariquita - Victoria 2 115 | m:P:bus2 in MW | -9.2365 | ElmLne
2026 | 2026_DzMX_GzMX_Dp00_Gp00 | A1-Pensilvania 33 kV | All generators | 0.99 | ind | Mariquita - Victoria 2 115 | m:P:bus2 in MW | -9.2422 | ElmLne
2026 | 2026_DzMX_GzMX_Dp00_Gp00 | A1-Pensilvania 33 kV | All generators | 1 | ind | Mariquita - Victoria 2 115 | m:P:bus2 in MW | -9.2564 | ElmLne
2026 | 2026_DzMX_GzMX_Dp00_Gp00 | A1-Pensilvania 33 kV | All generators | 0.9 | ind | Mariquita - Victoria 2 115 | m:Q:bus1 in Mvar | -9.8785 | ElmLne
2026 | 2026_DzMX_GzMX_Dp00_Gp00 | A1-Pensilvania 33 kV | All generators | 0.91 | ind | Mariquita - Victoria 2 115 | m:Q:bus1 in Mvar | -9.8749 | ElmLne
2026 | 2026_DzMX_GzMX_Dp00_Gp00 | A1-Pensilvania 33 kV | All generators | 0.92 | ind | Mariquita - Victoria 2 115 | m:Q:bus1 in Mvar | -9.871 | ElmLne
2026 | 2026_DzMX_GzMX_Dp00_Gp00 | A1-Pensilvania 33 kV | All generators | 0.93 | ind | Mariquita - Victoria 2 115 | m:Q:bus1 in Mvar | -9.867 | ElmLne
2026 | 2026_DzMX_GzMX_Dp00_Gp00 | A1-Pensilvania 33 kV | All generators | 0.94 | ind | Mariquita - Victoria 2 115 | m:Q:bus1 in Mvar | -9.8627 | ElmLne
2026 | 2026_DzMX_GzMX_Dp00_Gp00 | A1-Pensilvania 33 kV | All generators | 0.95 | ind | Mariquita - Victoria 2 115 | m:Q:bus1 in Mvar | -9.8581 | ElmLne
2026 | 2026_DzMX_GzMX_Dp00_Gp00 | A1-Pensilvania 33 kV | All generators | 0.96 | ind | Mariquita - Victoria 2 115 | m:Q:bus1 in Mvar | -9.8531 | ElmLne
2026 | 2026_DzMX_GzMX_Dp00_Gp00 | A1-Pensilvania 33 kV | All generators | 0.97 | ind | Mariquita - Victoria 2 115 | m:Q:bus1 in Mvar | -9.8473 | ElmLne
2026 | 2026_DzMX_GzMX_Dp00_Gp00 | A1-Pensilvania 33 kV | All generators | 0.98 | ind | Mariquita - Victoria 2 115 | m:Q:bus1 in Mvar | -9.8405 | ElmLne
2026 | 2026_DzMX_GzMX_Dp00_Gp00 | A1-Pensilvania 33 kV | All generators | 0.99 | ind | Mariquita - Victoria 2 115 | m:Q:bus1 in Mvar | -9.8316 | ElmLne
2026 | 2026_DzMX_GzMX_Dp00_Gp00 | A1-Pensilvania 33 kV | All generators | 1 | ind | Mariquita - Victoria 2 115 | m:Q:bus1 in Mvar | -9.8093 | ElmLne
2026 | 2026_DzMX_GzMX_Dp00_Gp00 | A1-Pensilvania 33 kV | All generators | 0.9 | ind | Mariquita - Victoria 2 115 | m:Q:bus2 in Mvar | 9.3163 | ElmLne
2026 | 2026_DzMX_GzMX_Dp00_Gp00 | A1-Pensilvania 33 kV | All generators | 0.91 | ind | Mariquita - Victoria 2 115 | m:Q:bus2 in Mvar | 9.3129 | ElmLne
2026 | 2026_DzMX_GzMX_Dp00_Gp00 | A1-Pensilvania 33 kV | All generators | 0.92 | ind | Mariquita - Victoria 2 115 | m:Q:bus2 in Mvar | 9.3094 | ElmLne
2026 | 2026_DzMX_GzMX_Dp00_Gp00 | A1-Pensilvania 33 kV | All generators | 0.93 | ind | Mariquita - Victoria 2 115 | m:Q:bus2 in Mvar | 9.3057 | ElmLne
2026 | 2026_DzMX_GzMX_Dp00_Gp00 | A1-Pensilvania 33 kV | All generators | 0.94 | ind | Mariquita - Victoria 2 115 | m:Q:bus2 in Mvar | 9.3017 | ElmLne
2026 | 2026_DzMX_GzMX_Dp00_Gp00 | A1-Pensilvania 33 kV | All generators | 0.95 | ind | Mariquita - Victoria 2 115 | m:Q:bus2 in Mvar | 9.2975 | ElmLne
2026 | 2026_DzMX_GzMX_Dp00_Gp00 | A1-Pensilvania 33 kV | All generators | 0.96 | ind | Mariquita - Victoria 2 115 | m:Q:bus2 in Mvar | 9.2928 | ElmLne
2026 | 2026_DzMX_GzMX_Dp00_Gp00 | A1-Pensilvania 33 kV | All generators | 0.97 | ind | Mariquita - Victoria 2 115 | m:Q:bus2 in Mvar | 9.2875 | ElmLne
2026 | 2026_DzMX_GzMX_Dp00_Gp00 | A1-Pensilvania 33 kV | All generators | 0.98 | ind | Mariquita - Victoria 2 115 | m:Q:bus2 in Mvar | 9.2812 | ElmLne
2026 | 2026_DzMX_GzMX_Dp00_Gp00 | A1-Pensilvania 33 kV | All generators | 0.99 | ind | Mariquita - Victoria 2 115 | m:Q:bus2 in Mvar | 9.2729 | ElmLne
2026 | 2026_DzMX_GzMX_Dp00_Gp00 | A1-Pensilvania 33 kV | All generators | 1 | ind | Mariquita - Victoria 2 115 | m:Q:bus2 in Mvar | 9.2522 | ElmLne
2026 | 2026_DzMX_GzMX_Dp00_Gp00 | A1-Pensilvania 33 kV | All generators | 0.9 | ind | Mariquita - Victoria 2 115 | m:cosphi:bus1 | 0.68348 | ElmLne
2026 | 2026_DzMX_GzMX_Dp00_Gp00 | A1-Pensilvania 33 kV | All generators | 0.91 | ind | Mariquita - Victoria 2 115 | m:cosphi:bus1 | 0.68371 | ElmLne
2026 | 2026_DzMX_GzMX_Dp00_Gp00 | A1-Pensilvania 33 kV | All generators | 0.92 | ind | Mariquita - Victoria 2 115 | m:cosphi:bus1 | 0.68395 | ElmLne
2026 | 2026_DzMX_GzMX_Dp00_Gp00 | A1-Pensilvania 33 kV | All generators | 0.93 | ind | Mariquita - Victoria 2 115 | m:cosphi:bus1 | 0.6842 | ElmLne
2026 | 2026_DzMX_GzMX_Dp00_Gp00 | A1-Pensilvania 33 kV | All generators | 0.94 | ind | Mariquita - Victoria 2 115 | m:cosphi:bus1 | 0.68447 | ElmLne
2026 | 2026_DzMX_GzMX_Dp00_Gp00 | A1-Pensilvania 33 kV | All generators | 0.95 | ind | Mariquita - Victoria 2 115 | m:cosphi:bus1 | 0.68476 | ElmLne
2026 | 2026_DzMX_GzMX_Dp00_Gp00 | A1-Pensilvania 33 kV | All generators | 0.96 | ind | Mariquita - Victoria 2 115 | m:cosphi:bus1 | 0.68507 | ElmLne
2026 | 2026_DzMX_GzMX_Dp00_Gp00 | A1-Pensilvania 33 kV | All generators | 0.97 | ind | Mariquita - Victoria 2 115 | m:cosphi:bus1 | 0.68543 | ElmLne
2026 | 2026_DzMX_GzMX_Dp00_Gp00 | A1-Pensilvania 33 kV | All generators | 0.98 | ind | Mariquita - Victoria 2 115 | m:cosphi:bus1 | 0.68585 | ElmLne
2026 | 2026_DzMX_GzMX_Dp00_Gp00 | A1-Pensilvania 33 kV | All generators | 0.99 | ind | Mariquita - Victoria 2 115 | m:cosphi:bus1 | 0.68641 | ElmLne
2026 | 2026_DzMX_GzMX_Dp00_Gp00 | A1-Pensilvania 33 kV | All generators | 1 | ind | Mariquita - Victoria 2 115 | m:cosphi:bus1 | 0.68779 | ElmLne
2026 | 2026_DzMX_GzMX_Dp00_Gp00 | A1-Pensilvania 33 kV | All generators | 0.9 | ind | Mariquita - Victoria 2 115 | m:cosphi:bus2 | -0.70311 | ElmLne
2026 | 2026_DzMX_GzMX_Dp00_Gp00 | A1-Pensilvania 33 kV | All generators | 0.91 | ind | Mariquita - Victoria 2 115 | m:cosphi:bus2 | -0.70333 | ElmLne
2026 | 2026_DzMX_GzMX_Dp00_Gp00 | A1-Pensilvania 33 kV | All generators | 0.92 | ind | Mariquita - Victoria 2 115 | m:cosphi:bus2 | -0.70356 | ElmLne
2026 | 2026_DzMX_GzMX_Dp00_Gp00 | A1-Pensilvania 33 kV | All generators | 0.93 | ind | Mariquita - Victoria 2 115 | m:cosphi:bus2 | -0.7038 | ElmLne
2026 | 2026_DzMX_GzMX_Dp00_Gp00 | A1-Pensilvania 33 kV | All generators | 0.94 | ind | Mariquita - Victoria 2 115 | m:cosphi:bus2 | -0.70406 | ElmLne
2026 | 2026_DzMX_GzMX_Dp00_Gp00 | A1-Pensilvania 33 kV | All generators | 0.95 | ind | Mariquita - Victoria 2 115 | m:cosphi:bus2 | -0.70434 | ElmLne
2026 | 2026_DzMX_GzMX_Dp00_Gp00 | A1-Pensilvania 33 kV | All generators | 0.96 | ind | Mariquita - Victoria 2 115 | m:cosphi:bus2 | -0.70465 | ElmLne
2026 | 2026_DzMX_GzMX_Dp00_Gp00 | A1-Pensilvania 33 kV | All generators | 0.97 | ind | Mariquita - Victoria 2 115 | m:cosphi:bus2 | -0.70499 | ElmLne
2026 | 2026_DzMX_GzMX_Dp00_Gp00 | A1-Pensilvania 33 kV | All generators | 0.98 | ind | Mariquita - Victoria 2 115 | m:cosphi:bus2 | -0.7054 | ElmLne
2026 | 2026_DzMX_GzMX_Dp00_Gp00 | A1-Pensilvania 33 kV | All generators | 0.99 | ind | Mariquita - Victoria 2 115 | m:cosphi:bus2 | -0.70594 | ElmLne
2026 | 2026_DzMX_GzMX_Dp00_Gp00 | A1-Pensilvania 33 kV | All generators | 1 | ind | Mariquita - Victoria 2 115 | m:cosphi:bus2 | -0.70727 | ElmLne
2026 | 2026_DzMX_GzMX_Dp00_Gp00 | A1-Pensilvania 33 kV | All generators | 0.9 | ind | Dorada 115/33/13.8 kV | m:P:bushv in MW | 1.7682 | ElmTr3
2026 | 2026_DzMX_GzMX_Dp00_Gp00 | A1-Pensilvania 33 kV | All generators | 0.91 | ind | Dorada 115/33/13.8 kV | m:P:bushv in MW | 1.7666 | ElmTr3
2026 | 2026_DzMX_GzMX_Dp00_Gp00 | A1-Pensilvania 33 kV | All generators | 0.92 | ind | Dorada 115/33/13.8 kV | m:P:bushv in MW | 1.765 | ElmTr3
2026 | 2026_DzMX_GzMX_Dp00_Gp00 | A1-Pensilvania 33 kV | All generators | 0.93 | ind | Dorada 115/33/13.8 kV | m:P:bushv in MW | 1.7635 | ElmTr3
2026 | 2026_DzMX_GzMX_Dp00_Gp00 | A1-Pensilvania 33 kV | All generators | 0.94 | ind | Dorada 115/33/13.8 kV | m:P:bushv in MW | 1.7621 | ElmTr3
2026 | 2026_DzMX_GzMX_Dp00_Gp00 | A1-Pensilvania 33 kV | All generators | 0.95 | ind | Dorada 115/33/13.8 kV | m:P:bushv in MW | 1.7609 | ElmTr3
2026 | 2026_DzMX_GzMX_Dp00_Gp00 | A1-Pensilvania 33 kV | All generators | 0.96 | ind | Dorada 115/33/13.8 kV | m:P:bushv in MW | 1.7597 | ElmTr3
2026 | 2026_DzMX_GzMX_Dp00_Gp00 | A1-Pensilvania 33 kV | All generators | 0.97 | ind | Dorada 115/33/13.8 kV | m:P:bushv in MW | 1.7588 | ElmTr3
2026 | 2026_DzMX_GzMX_Dp00_Gp00 | A1-Pensilvania 33 kV | All generators | 0.98 | ind | Dorada 115/33/13.8 kV | m:P:bushv in MW | 1.7581 | ElmTr3
2026 | 2026_DzMX_GzMX_Dp00_Gp00 | A1-Pensilvania 33 kV | All generators | 0.99 | ind | Dorada 115/33/13.8 kV | m:P:bushv in MW | 1.758 | ElmTr3
2026 | 2026_DzMX_GzMX_Dp00_Gp00 | A1-Pensilvania 33 kV | All generators | 1 | ind | Dorada 115/33/13.8 kV | m:P:bushv in MW | 1.7615 | ElmTr3
2026 | 2026_DzMX_GzMX_Dp00_Gp00 | A1-Pensilvania 33 kV | All generators | 0.9 | ind | Dorada 115/33/13.8 kV | m:Q:bushv in Mvar | 8.7246 | ElmTr3
2026 | 2026_DzMX_GzMX_Dp00_Gp00 | A1-Pensilvania 33 kV | All generators | 0.91 | ind | Dorada 115/33/13.8 kV | m:Q:bushv in Mvar | 8.7664 | ElmTr3
2026 | 2026_DzMX_GzMX_Dp00_Gp00 | A1-Pensilvania 33 kV | All generators | 0.92 | ind | Dorada 115/33/13.8 kV | m:Q:bushv in Mvar | 8.8101 | ElmTr3
2026 | 2026_DzMX_GzMX_Dp00_Gp00 | A1-Pensilvania 33 kV | All generators | 0.93 | ind | Dorada 115/33/13.8 kV | m:Q:bushv in Mvar | 8.8562 | ElmTr3
2026 | 2026_DzMX_GzMX_Dp00_Gp00 | A1-Pensilvania 33 kV | All generators | 0.94 | ind | Dorada 115/33/13.8 kV | m:Q:bushv in Mvar | 8.9052 | ElmTr3
2026 | 2026_DzMX_GzMX_Dp00_Gp00 | A1-Pensilvania 33 kV | All generators | 0.95 | ind | Dorada 115/33/13.8 kV | m:Q:bushv in Mvar | 8.9581 | ElmTr3
2026 | 2026_DzMX_GzMX_Dp00_Gp00 | A1-Pensilvania 33 kV | All generators | 0.96 | ind | Dorada 115/33/13.8 kV | m:Q:bushv in Mvar | 9.0162 | ElmTr3
2026 | 2026_DzMX_GzMX_Dp00_Gp00 | A1-Pensilvania 33 kV | All generators | 0.97 | ind | Dorada 115/33/13.8 kV | m:Q:bushv in Mvar | 9.082 | ElmTr3
2026 | 2026_DzMX_GzMX_Dp00_Gp00 | A1-Pensilvania 33 kV | All generators | 0.98 | ind | Dorada 115/33/13.8 kV | m:Q:bushv in Mvar | 9.1602 | ElmTr3
2026 | 2026_DzMX_GzMX_Dp00_Gp00 | A1-Pensilvania 33 kV | All generators | 0.99 | ind | Dorada 115/33/13.8 kV | m:Q:bushv in Mvar | 9.2628 | ElmTr3
2026 | 2026_DzMX_GzMX_Dp00_Gp00 | A1-Pensilvania 33 kV | All generators | 1 | ind | Dorada 115/33/13.8 kV | m:Q:bushv in Mvar | 9.5204 | ElmTr3
2026 | 2026_DzMX_GzMX_Dp00_Gp00 | A1-Pensilvania 33 kV | All generators | 0.9 | ind | Dorada 115/33/13.8 kV | m:cosphi:bushv | 0.19863 | ElmTr3
2026 | 2026_DzMX_GzMX_Dp00_Gp00 | A1-Pensilvania 33 kV | All generators | 0.91 | ind | Dorada 115/33/13.8 kV | m:cosphi:bushv | 0.19754 | ElmTr3
2026 | 2026_DzMX_GzMX_Dp00_Gp00 | A1-Pensilvania 33 kV | All generators | 0.92 | ind | Dorada 115/33/13.8 kV | m:cosphi:bushv | 0.19643 | ElmTr3
2026 | 2026_DzMX_GzMX_Dp00_Gp00 | A1-Pensilvania 33 kV | All generators | 0.93 | ind | Dorada 115/33/13.8 kV | m:cosphi:bushv | 0.19529 | ElmTr3
2026 | 2026_DzMX_GzMX_Dp00_Gp00 | A1-Pensilvania 33 kV | All generators | 0.94 | ind | Dorada 115/33/13.8 kV | m:cosphi:bushv | 0.19411 | ElmTr3
2026 | 2026_DzMX_GzMX_Dp00_Gp00 | A1-Pensilvania 33 kV | All generators | 0.95 | ind | Dorada 115/33/13.8 kV | m:cosphi:bushv | 0.19287 | ElmTr3
2026 | 2026_DzMX_GzMX_Dp00_Gp00 | A1-Pensilvania 33 kV | All generators | 0.96 | ind | Dorada 115/33/13.8 kV | m:cosphi:bushv | 0.19156 | ElmTr3
2026 | 2026_DzMX_GzMX_Dp00_Gp00 | A1-Pensilvania 33 kV | All generators | 0.97 | ind | Dorada 115/33/13.8 kV | m:cosphi:bushv | 0.19012 | ElmTr3
2026 | 2026_DzMX_GzMX_Dp00_Gp00 | A1-Pensilvania 33 kV | All generators | 0.98 | ind | Dorada 115/33/13.8 kV | m:cosphi:bushv | 0.18849 | ElmTr3
2026 | 2026_DzMX_GzMX_Dp00_Gp00 | A1-Pensilvania 33 kV | All generators | 0.99 | ind | Dorada 115/33/13.8 kV | m:cosphi:bushv | 0.18646 | ElmTr3
2026 | 2026_DzMX_GzMX_Dp00_Gp00 | A1-Pensilvania 33 kV | All generators | 1 | ind | Dorada 115/33/13.8 kV | m:cosphi:bushv | 0.18194 | ElmTr3
2026 | 2026_DzMX_GzMX_Dp00_Gp00 | A1-Pensilvania 33 kV | All generators | 0.9 | ind | Manzanares 115/33/13.8 kV | m:P:bushv in MW | -21.9515 | ElmTr3
2026 | 2026_DzMX_GzMX_Dp00_Gp00 | A1-Pensilvania 33 kV | All generators | 0.91 | ind | Manzanares 115/33/13.8 kV | m:P:bushv in MW | -21.943 | ElmTr3
2026 | 2026_DzMX_GzMX_Dp00_Gp00 | A1-Pensilvania 33 kV | All generators | 0.92 | ind | Manzanares 115/33/13.8 kV | m:P:bushv in MW | -21.933 | ElmTr3
2026 | 2026_DzMX_GzMX_Dp00_Gp00 | A1-Pensilvania 33 kV | All generators | 0.93 | ind | Manzanares 115/33/13.8 kV | m:P:bushv in MW | -21.9214 | ElmTr3
2026 | 2026_DzMX_GzMX_Dp00_Gp00 | A1-Pensilvania 33 kV | All generators | 0.94 | ind | Manzanares 115/33/13.8 kV | m:P:bushv in MW | -21.9078 | ElmTr3
2026 | 2026_DzMX_GzMX_Dp00_Gp00 | A1-Pensilvania 33 kV | All generators | 0.95 | ind | Manzanares 115/33/13.8 kV | m:P:bushv in MW | -21.8915 | ElmTr3
2026 | 2026_DzMX_GzMX_Dp00_Gp00 | A1-Pensilvania 33 kV | All generators | 0.96 | ind | Manzanares 115/33/13.8 kV | m:P:bushv in MW | -21.8718 | ElmTr3
2026 | 2026_DzMX_GzMX_Dp00_Gp00 | A1-Pensilvania 33 kV | All generators | 0.97 | ind | Manzanares 115/33/13.8 kV | m:P:bushv in MW | -21.8473 | ElmTr3
2026 | 2026_DzMX_GzMX_Dp00_Gp00 | A1-Pensilvania 33 kV | All generators | 0.98 | ind | Manzanares 115/33/13.8 kV | m:P:bushv in MW | -21.8151 | ElmTr3
2026 | 2026_DzMX_GzMX_Dp00_Gp00 | A1-Pensilvania 33 kV | All generators | 0.99 | ind | Manzanares 115/33/13.8 kV | m:P:bushv in MW | -21.7675 | ElmTr3
2026 | 2026_DzMX_GzMX_Dp00_Gp00 | A1-Pensilvania 33 kV | All generators | 1 | ind | Manzanares 115/33/13.8 kV | m:P:bushv in MW | -21.6224 | ElmTr3
2026 | 2026_DzMX_GzMX_Dp00_Gp00 | A1-Pensilvania 33 kV | All generators | 0.9 | ind | Manzanares 115/33/13.8 kV | m:Q:bushv in Mvar | 3.3133 | ElmTr3
2026 | 2026_DzMX_GzMX_Dp00_Gp00 | A1-Pensilvania 33 kV | All generators | 0.91 | ind | Manzanares 115/33/13.8 kV | m:Q:bushv in Mvar | 3.5386 | ElmTr3
2026 | 2026_DzMX_GzMX_Dp00_Gp00 | A1-Pensilvania 33 kV | All generators | 0.92 | ind | Manzanares 115/33/13.8 kV | m:Q:bushv in Mvar | 3.7739 | ElmTr3
2026 | 2026_DzMX_GzMX_Dp00_Gp00 | A1-Pensilvania 33 kV | All generators | 0.93 | ind | Manzanares 115/33/13.8 kV | m:Q:bushv in Mvar | 4.0214 | ElmTr3
2026 | 2026_DzMX_GzMX_Dp00_Gp00 | A1-Pensilvania 33 kV | All generators | 0.94 | ind | Manzanares 115/33/13.8 kV | m:Q:bushv in Mvar | 4.2846 | ElmTr3
2026 | 2026_DzMX_GzMX_Dp00_Gp00 | A1-Pensilvania 33 kV | All generators | 0.95 | ind | Manzanares 115/33/13.8 kV | m:Q:bushv in Mvar | 4.5682 | ElmTr3
2026 | 2026_DzMX_GzMX_Dp00_Gp00 | A1-Pensilvania 33 kV | All generators | 0.96 | ind | Manzanares 115/33/13.8 kV | m:Q:bushv in Mvar | 4.8796 | ElmTr3
2026 | 2026_DzMX_GzMX_Dp00_Gp00 | A1-Pensilvania 33 kV | All generators | 0.97 | ind | Manzanares 115/33/13.8 kV | m:Q:bushv in Mvar | 5.2315 | ElmTr3
2026 | 2026_DzMX_GzMX_Dp00_Gp00 | A1-Pensilvania 33 kV | All generators | 0.98 | ind | Manzanares 115/33/13.8 kV | m:Q:bushv in Mvar | 5.6484 | ElmTr3
2026 | 2026_DzMX_GzMX_Dp00_Gp00 | A1-Pensilvania 33 kV | All generators | 0.99 | ind | Manzanares 115/33/13.8 kV | m:Q:bushv in Mvar | 6.1947 | ElmTr3
2026 | 2026_DzMX_GzMX_Dp00_Gp00 | A1-Pensilvania 33 kV | All generators | 1 | ind | Manzanares 115/33/13.8 kV | m:Q:bushv in Mvar | 7.5596 | ElmTr3
2026 | 2026_DzMX_GzMX_Dp00_Gp00 | A1-Pensilvania 33 kV | All generators | 0.9 | ind | Manzanares 115/33/13.8 kV | m:cosphi:bushv | -0.9888 | ElmTr3
2026 | 2026_DzMX_GzMX_Dp00_Gp00 | A1-Pensilvania 33 kV | All generators | 0.91 | ind | Manzanares 115/33/13.8 kV | m:cosphi:bushv | -0.98725 | ElmTr3
2026 | 2026_DzMX_GzMX_Dp00_Gp00 | A1-Pensilvania 33 kV | All generators | 0.92 | ind | Manzanares 115/33/13.8 kV | m:cosphi:bushv | -0.98552 | ElmTr3
2026 | 2026_DzMX_GzMX_Dp00_Gp00 | A1-Pensilvania 33 kV | All generators | 0.93 | ind | Manzanares 115/33/13.8 kV | m:cosphi:bushv | -0.98359 | ElmTr3
2026 | 2026_DzMX_GzMX_Dp00_Gp00 | A1-Pensilvania 33 kV | All generators | 0.94 | ind | Manzanares 115/33/13.8 kV | m:cosphi:bushv | -0.98141 | ElmTr3
2026 | 2026_DzMX_GzMX_Dp00_Gp00 | A1-Pensilvania 33 kV | All generators | 0.95 | ind | Manzanares 115/33/13.8 kV | m:cosphi:bushv | -0.97891 | ElmTr3
2026 | 2026_DzMX_GzMX_Dp00_Gp00 | A1-Pensilvania 33 kV | All generators | 0.96 | ind | Manzanares 115/33/13.8 kV | m:cosphi:bushv | -0.976 | ElmTr3
2026 | 2026_DzMX_GzMX_Dp00_Gp00 | A1-Pensilvania 33 kV | All generators | 0.97 | ind | Manzanares 115/33/13.8 kV | m:cosphi:bushv | -0.97251 | ElmTr3
2026 | 2026_DzMX_GzMX_Dp00_Gp00 | A1-Pensilvania 33 kV | All generators | 0.98 | ind | Manzanares 115/33/13.8 kV | m:cosphi:bushv | -0.96808 | ElmTr3
2026 | 2026_DzMX_GzMX_Dp00_Gp00 | A1-Pensilvania 33 kV | All generators | 0.99 | ind | Manzanares 115/33/13.8 kV | m:cosphi:bushv | -0.96181 | ElmTr3
2026 | 2026_DzMX_GzMX_Dp00_Gp00 | A1-Pensilvania 33 kV | All generators | 1 | ind | Manzanares 115/33/13.8 kV | m:cosphi:bushv | -0.94397 | ElmTr3
2026 | 2026_DzMX_GzMX_Dp00_Gp00 | A1-Pensilvania 33 kV | All generators | 0.9 | ind | Purnio 230/115 | m:P:bushv in MW | 20.4744 | ElmTr3
2026 | 2026_DzMX_GzMX_Dp00_Gp00 | A1-Pensilvania 33 kV | All generators | 0.91 | ind | Purnio 230/115 | m:P:bushv in MW | 20.4683 | ElmTr3
2026 | 2026_DzMX_GzMX_Dp00_Gp00 | A1-Pensilvania 33 kV | All generators | 0.92 | ind | Purnio 230/115 | m:P:bushv in MW | 20.4622 | ElmTr3
2026 | 2026_DzMX_GzMX_Dp00_Gp00 | A1-Pensilvania 33 kV | All generators | 0.93 | ind | Purnio 230/115 | m:P:bushv in MW | 20.4562 | ElmTr3
2026 | 2026_DzMX_GzMX_Dp00_Gp00 | A1-Pensilvania 33 kV | All generators | 0.94 | ind | Purnio 230/115 | m:P:bushv in MW | 20.4504 | ElmTr3
2026 | 2026_DzMX_GzMX_Dp00_Gp00 | A1-Pensilvania 33 kV | All generators | 0.95 | ind | Purnio 230/115 | m:P:bushv in MW | 20.4446 | ElmTr3
2026 | 2026_DzMX_GzMX_Dp00_Gp00 | A1-Pensilvania 33 kV | All generators | 0.96 | ind | Purnio 230/115 | m:P:bushv in MW | 20.4389 | ElmTr3
2026 | 2026_DzMX_GzMX_Dp00_Gp00 | A1-Pensilvania 33 kV | All generators | 0.97 | ind | Purnio 230/115 | m:P:bushv in MW | 20.4333 | ElmTr3
2026 | 2026_DzMX_GzMX_Dp00_Gp00 | A1-Pensilvania 33 kV | All generators | 0.98 | ind | Purnio 230/115 | m:P:bushv in MW | 20.4278 | ElmTr3
2026 | 2026_DzMX_GzMX_Dp00_Gp00 | A1-Pensilvania 33 kV | All generators | 0.99 | ind | Purnio 230/115 | m:P:bushv in MW | 20.4225 | ElmTr3
2026 | 2026_DzMX_GzMX_Dp00_Gp00 | A1-Pensilvania 33 kV | All generators | 1 | ind | Purnio 230/115 | m:P:bushv in MW | 20.4188 | ElmTr3
2026 | 2026_DzMX_GzMX_Dp00_Gp00 | A1-Pensilvania 33 kV | All generators | 0.9 | ind | Purnio 230/115 | m:Q:bushv in Mvar | 4.8541 | ElmTr3
2026 | 2026_DzMX_GzMX_Dp00_Gp00 | A1-Pensilvania 33 kV | All generators | 0.91 | ind | Purnio 230/115 | m:Q:bushv in Mvar | 4.9409 | ElmTr3
2026 | 2026_DzMX_GzMX_Dp00_Gp00 | A1-Pensilvania 33 kV | All generators | 0.92 | ind | Purnio 230/115 | m:Q:bushv in Mvar | 5.0316 | ElmTr3
2026 | 2026_DzMX_GzMX_Dp00_Gp00 | A1-Pensilvania 33 kV | All generators | 0.93 | ind | Purnio 230/115 | m:Q:bushv in Mvar | 5.1272 | ElmTr3
2026 | 2026_DzMX_GzMX_Dp00_Gp00 | A1-Pensilvania 33 kV | All generators | 0.94 | ind | Purnio 230/115 | m:Q:bushv in Mvar | 5.2289 | ElmTr3
2026 | 2026_DzMX_GzMX_Dp00_Gp00 | A1-Pensilvania 33 kV | All generators | 0.95 | ind | Purnio 230/115 | m:Q:bushv in Mvar | 5.3386 | ElmTr3
2026 | 2026_DzMX_GzMX_Dp00_Gp00 | A1-Pensilvania 33 kV | All generators | 0.96 | ind | Purnio 230/115 | m:Q:bushv in Mvar | 5.4592 | ElmTr3
2026 | 2026_DzMX_GzMX_Dp00_Gp00 | A1-Pensilvania 33 kV | All generators | 0.97 | ind | Purnio 230/115 | m:Q:bushv in Mvar | 5.5956 | ElmTr3
2026 | 2026_DzMX_GzMX_Dp00_Gp00 | A1-Pensilvania 33 kV | All generators | 0.98 | ind | Purnio 230/115 | m:Q:bushv in Mvar | 5.7574 | ElmTr3
2026 | 2026_DzMX_GzMX_Dp00_Gp00 | A1-Pensilvania 33 kV | All generators | 0.99 | ind | Purnio 230/115 | m:Q:bushv in Mvar | 5.97 | ElmTr3
2026 | 2026_DzMX_GzMX_Dp00_Gp00 | A1-Pensilvania 33 kV | All generators | 1 | ind | Purnio 230/115 | m:Q:bushv in Mvar | 6.5029 | ElmTr3
2026 | 2026_DzMX_GzMX_Dp00_Gp00 | A1-Pensilvania 33 kV | All generators | 0.9 | ind | Purnio 230/115 | m:cosphi:bushv | 0.97303 | ElmTr3
2026 | 2026_DzMX_GzMX_Dp00_Gp00 | A1-Pensilvania 33 kV | All generators | 0.91 | ind | Purnio 230/115 | m:cosphi:bushv | 0.97208 | ElmTr3
2026 | 2026_DzMX_GzMX_Dp00_Gp00 | A1-Pensilvania 33 kV | All generators | 0.92 | ind | Purnio 230/115 | m:cosphi:bushv | 0.97107 | ElmTr3
2026 | 2026_DzMX_GzMX_Dp00_Gp00 | A1-Pensilvania 33 kV | All generators | 0.93 | ind | Purnio 230/115 | m:cosphi:bushv | 0.97 | ElmTr3
2026 | 2026_DzMX_GzMX_Dp00_Gp00 | A1-Pensilvania 33 kV | All generators | 0.94 | ind | Purnio 230/115 | m:cosphi:bushv | 0.96883 | ElmTr3
2026 | 2026_DzMX_GzMX_Dp00_Gp00 | A1-Pensilvania 33 kV | All generators | 0.95 | ind | Purnio 230/115 | m:cosphi:bushv | 0.96756 | ElmTr3
2026 | 2026_DzMX_GzMX_Dp00_Gp00 | A1-Pensilvania 33 kV | All generators | 0.96 | ind | Purnio 230/115 | m:cosphi:bushv | 0.96613 | ElmTr3
2026 | 2026_DzMX_GzMX_Dp00_Gp00 | A1-Pensilvania 33 kV | All generators | 0.97 | ind | Purnio 230/115 | m:cosphi:bushv | 0.96449 | ElmTr3
2026 | 2026_DzMX_GzMX_Dp00_Gp00 | A1-Pensilvania 33 kV | All generators | 0.98 | ind | Purnio 230/115 | m:cosphi:bushv | 0.9625 | ElmTr3
2026 | 2026_DzMX_GzMX_Dp00_Gp00 | A1-Pensilvania 33 kV | All generators | 0.99 | ind | Purnio 230/115 | m:cosphi:bushv | 0.95983 | ElmTr3
2026 | 2026_DzMX_GzMX_Dp00_Gp00 | A1-Pensilvania 33 kV | All generators | 1 | ind | Purnio 230/115 | m:cosphi:bushv | 0.95284 | ElmTr3
2026 | 2026_DzMX_GzMX_Dp00_Gp00 | A1-Pensilvania 33 kV | All generators | 0.9 | ind | Victoria 115/33/13.8 kV | m:P:bushv in MW | -15.1064 | ElmTr3
2026 | 2026_DzMX_GzMX_Dp00_Gp00 | A1-Pensilvania 33 kV | All generators | 0.91 | ind | Victoria 115/33/13.8 kV | m:P:bushv in MW | -15.1198 | ElmTr3
2026 | 2026_DzMX_GzMX_Dp00_Gp00 | A1-Pensilvania 33 kV | All generators | 0.92 | ind | Victoria 115/33/13.8 kV | m:P:bushv in MW | -15.1332 | ElmTr3
2026 | 2026_DzMX_GzMX_Dp00_Gp00 | A1-Pensilvania 33 kV | All generators | 0.93 | ind | Victoria 115/33/13.8 kV | m:P:bushv in MW | -15.1466 | ElmTr3
2026 | 2026_DzMX_GzMX_Dp00_Gp00 | A1-Pensilvania 33 kV | All generators | 0.94 | ind | Victoria 115/33/13.8 kV | m:P:bushv in MW | -15.16 | ElmTr3
2026 | 2026_DzMX_GzMX_Dp00_Gp00 | A1-Pensilvania 33 kV | All generators | 0.95 | ind | Victoria 115/33/13.8 kV | m:P:bushv in MW | -15.1736 | ElmTr3
2026 | 2026_DzMX_GzMX_Dp00_Gp00 | A1-Pensilvania 33 kV | All generators | 0.96 | ind | Victoria 115/33/13.8 kV | m:P:bushv in MW | -15.1873 | ElmTr3
2026 | 2026_DzMX_GzMX_Dp00_Gp00 | A1-Pensilvania 33 kV | All generators | 0.97 | ind | Victoria 115/33/13.8 kV | m:P:bushv in MW | -15.2015 | ElmTr3
2026 | 2026_DzMX_GzMX_Dp00_Gp00 | A1-Pensilvania 33 kV | All generators | 0.98 | ind | Victoria 115/33/13.8 kV | m:P:bushv in MW | -15.2164 | ElmTr3
2026 | 2026_DzMX_GzMX_Dp00_Gp00 | A1-Pensilvania 33 kV | All generators | 0.99 | ind | Victoria 115/33/13.8 kV | m:P:bushv in MW | -15.2328 | ElmTr3
2026 | 2026_DzMX_GzMX_Dp00_Gp00 | A1-Pensilvania 33 kV | All generators | 1 | ind | Victoria 115/33/13.8 kV | m:P:bushv in MW | -15.2579 | ElmTr3
2026 | 2026_DzMX_GzMX_Dp00_Gp00 | A1-Pensilvania 33 kV | All generators | 0.9 | ind | Victoria 115/33/13.8 kV | m:Q:bushv in Mvar | 6.3127 | ElmTr3
2026 | 2026_DzMX_GzMX_Dp00_Gp00 | A1-Pensilvania 33 kV | All generators | 0.91 | ind | Victoria 115/33/13.8 kV | m:Q:bushv in Mvar | 6.4549 | ElmTr3
2026 | 2026_DzMX_GzMX_Dp00_Gp00 | A1-Pensilvania 33 kV | All generators | 0.92 | ind | Victoria 115/33/13.8 kV | m:Q:bushv in Mvar | 6.6034 | ElmTr3
2026 | 2026_DzMX_GzMX_Dp00_Gp00 | A1-Pensilvania 33 kV | All generators | 0.93 | ind | Victoria 115/33/13.8 kV | m:Q:bushv in Mvar | 6.7598 | ElmTr3
2026 | 2026_DzMX_GzMX_Dp00_Gp00 | A1-Pensilvania 33 kV | All generators | 0.94 | ind | Victoria 115/33/13.8 kV | m:Q:bushv in Mvar | 6.9262 | ElmTr3
2026 | 2026_DzMX_GzMX_Dp00_Gp00 | A1-Pensilvania 33 kV | All generators | 0.95 | ind | Victoria 115/33/13.8 kV | m:Q:bushv in Mvar | 7.1056 | ElmTr3
2026 | 2026_DzMX_GzMX_Dp00_Gp00 | A1-Pensilvania 33 kV | All generators | 0.96 | ind | Victoria 115/33/13.8 kV | m:Q:bushv in Mvar | 7.3028 | ElmTr3
2026 | 2026_DzMX_GzMX_Dp00_Gp00 | A1-Pensilvania 33 kV | All generators | 0.97 | ind | Victoria 115/33/13.8 kV | m:Q:bushv in Mvar | 7.5258 | ElmTr3
2026 | 2026_DzMX_GzMX_Dp00_Gp00 | A1-Pensilvania 33 kV | All generators | 0.98 | ind | Victoria 115/33/13.8 kV | m:Q:bushv in Mvar | 7.7903 | ElmTr3
2026 | 2026_DzMX_GzMX_Dp00_Gp00 | A1-Pensilvania 33 kV | All generators | 0.99 | ind | Victoria 115/33/13.8 kV | m:Q:bushv in Mvar | 8.1373 | ElmTr3
2026 | 2026_DzMX_GzMX_Dp00_Gp00 | A1-Pensilvania 33 kV | All generators | 1 | ind | Victoria 115/33/13.8 kV | m:Q:bushv in Mvar | 9.0069 | ElmTr3
2026 | 2026_DzMX_GzMX_Dp00_Gp00 | A1-Pensilvania 33 kV | All generators | 0.9 | ind | Victoria 115/33/13.8 kV | m:cosphi:bushv | -0.92268 | ElmTr3
2026 | 2026_DzMX_GzMX_Dp00_Gp00 | A1-Pensilvania 33 kV | All generators | 0.91 | ind | Victoria 115/33/13.8 kV | m:cosphi:bushv | -0.9197 | ElmTr3
2026 | 2026_DzMX_GzMX_Dp00_Gp00 | A1-Pensilvania 33 kV | All generators | 0.92 | ind | Victoria 115/33/13.8 kV | m:cosphi:bushv | -0.91654 | ElmTr3
2026 | 2026_DzMX_GzMX_Dp00_Gp00 | A1-Pensilvania 33 kV | All generators | 0.93 | ind | Victoria 115/33/13.8 kV | m:cosphi:bushv | -0.91318 | ElmTr3
2026 | 2026_DzMX_GzMX_Dp00_Gp00 | A1-Pensilvania 33 kV | All generators | 0.94 | ind | Victoria 115/33/13.8 kV | m:cosphi:bushv | -0.90957 | ElmTr3
2026 | 2026_DzMX_GzMX_Dp00_Gp00 | A1-Pensilvania 33 kV | All generators | 0.95 | ind | Victoria 115/33/13.8 kV | m:cosphi:bushv | -0.90562 | ElmTr3
2026 | 2026_DzMX_GzMX_Dp00_Gp00 | A1-Pensilvania 33 kV | All generators | 0.96 | ind | Victoria 115/33/13.8 kV | m:cosphi:bushv | -0.90123 | ElmTr3
2026 | 2026_DzMX_GzMX_Dp00_Gp00 | A1-Pensilvania 33 kV | All generators | 0.97 | ind | Victoria 115/33/13.8 kV | m:cosphi:bushv | -0.89619 | ElmTr3
2026 | 2026_DzMX_GzMX_Dp00_Gp00 | A1-Pensilvania 33 kV | All generators | 0.98 | ind | Victoria 115/33/13.8 kV | m:cosphi:bushv | -0.89013 | ElmTr3
2026 | 2026_DzMX_GzMX_Dp00_Gp00 | A1-Pensilvania 33 kV | All generators | 0.99 | ind | Victoria 115/33/13.8 kV | m:cosphi:bushv | -0.88204 | ElmTr3
2026 | 2026_DzMX_GzMX_Dp00_Gp00 | A1-Pensilvania 33 kV | All generators | 1 | ind | Victoria 115/33/13.8 kV | m:cosphi:bushv | -0.86115 | ElmTr3
2026 | 2026_DzMX_GzMX_Dp00_Gp00 | A2- Bolivia 33 kV | All generators | 0.9 | cap | Dorada - Magdalena 115 kV | m:P:bus1 in MW | 62.1083 | ElmLne
2026 | 2026_DzMX_GzMX_Dp00_Gp00 | A2- Bolivia 33 kV | All generators | 0.91 | cap | Dorada - Magdalena 115 kV | m:P:bus1 in MW | 62.1405 | ElmLne
2026 | 2026_DzMX_GzMX_Dp00_Gp00 | A2- Bolivia 33 kV | All generators | 0.92 | cap | Dorada - Magdalena 115 kV | m:P:bus1 in MW | 62.1692 | ElmLne
2026 | 2026_DzMX_GzMX_Dp00_Gp00 | A2- Bolivia 33 kV | All generators | 0.93 | cap | Dorada - Magdalena 115 kV | m:P:bus1 in MW | 62.1957 | ElmLne
2026 | 2026_DzMX_GzMX_Dp00_Gp00 | A2- Bolivia 33 kV | All generators | 0.94 | cap | Dorada - Magdalena 115 kV | m:P:bus1 in MW | 62.2207 | ElmLne
2026 | 2026_DzMX_GzMX_Dp00_Gp00 | A2- Bolivia 33 kV | All generators | 0.95 | cap | Dorada - Magdalena 115 kV | m:P:bus1 in MW | 62.2448 | ElmLne
2026 | 2026_DzMX_GzMX_Dp00_Gp00 | A2- Bolivia 33 kV | All generators | 0.96 | cap | Dorada - Magdalena 115 kV | m:P:bus1 in MW | 62.2687 | ElmLne
2026 | 2026_DzMX_GzMX_Dp00_Gp00 | A2- Bolivia 33 kV | All generators | 0.97 | cap | Dorada - Magdalena 115 kV | m:P:bus1 in MW | 62.293 | ElmLne
2026 | 2026_DzMX_GzMX_Dp00_Gp00 | A2- Bolivia 33 kV | All generators | 0.98 | cap | Dorada - Magdalena 115 kV | m:P:bus1 in MW | 62.3187 | ElmLne
2026 | 2026_DzMX_GzMX_Dp00_Gp00 | A2- Bolivia 33 kV | All generators | 0.99 | cap | Dorada - Magdalena 115 kV | m:P:bus1 in MW | 62.3487 | ElmLne
2026 | 2026_DzMX_GzMX_Dp00_Gp00 | A2- Bolivia 33 kV | All generators | 1 | cap | Dorada - Magdalena 115 kV | m:P:bus1 in MW | 62.4094 | ElmLne
2026 | 2026_DzMX_GzMX_Dp00_Gp00 | A2- Bolivia 33 kV | All generators | 0.9 | cap | Dorada - Magdalena 115 kV | m:P:bus2 in MW | -61.9025 | ElmLne
2026 | 2026_DzMX_GzMX_Dp00_Gp00 | A2- Bolivia 33 kV | All generators | 0.91 | cap | Dorada - Magdalena 115 kV | m:P:bus2 in MW | -61.9346 | ElmLne
2026 | 2026_DzMX_GzMX_Dp00_Gp00 | A2- Bolivia 33 kV | All generators | 0.92 | cap | Dorada - Magdalena 115 kV | m:P:bus2 in MW | -61.9633 | ElmLne
2026 | 2026_DzMX_GzMX_Dp00_Gp00 | A2- Bolivia 33 kV | All generators | 0.93 | cap | Dorada - Magdalena 115 kV | m:P:bus2 in MW | -61.9897 | ElmLne
2026 | 2026_DzMX_GzMX_Dp00_Gp00 | A2- Bolivia 33 kV | All generators | 0.94 | cap | Dorada - Magdalena 115 kV | m:P:bus2 in MW | -62.0146 | ElmLne
2026 | 2026_DzMX_GzMX_Dp00_Gp00 | A2- Bolivia 33 kV | All generators | 0.95 | cap | Dorada - Magdalena 115 kV | m:P:bus2 in MW | -62.0386 | ElmLne
2026 | 2026_DzMX_GzMX_Dp00_Gp00 | A2- Bolivia 33 kV | All generators | 0.96 | cap | Dorada - Magdalena 115 kV | m:P:bus2 in MW | -62.0624 | ElmLne
2026 | 2026_DzMX_GzMX_Dp00_Gp00 | A2- Bolivia 33 kV | All generators | 0.97 | cap | Dorada - Magdalena 115 kV | m:P:bus2 in MW | -62.0866 | ElmLne
2026 | 2026_DzMX_GzMX_Dp00_Gp00 | A2- Bolivia 33 kV | All generators | 0.98 | cap | Dorada - Magdalena 115 kV | m:P:bus2 in MW | -62.1123 | ElmLne
2026 | 2026_DzMX_GzMX_Dp00_Gp00 | A2- Bolivia 33 kV | All generators | 0.99 | cap | Dorada - Magdalena 115 kV | m:P:bus2 in MW | -62.1421 | ElmLne
2026 | 2026_DzMX_GzMX_Dp00_Gp00 | A2- Bolivia 33 kV | All generators | 1 | cap | Dorada - Magdalena 115 kV | m:P:bus2 in MW | -62.2027 | ElmLne
2026 | 2026_DzMX_GzMX_Dp00_Gp00 | A2- Bolivia 33 kV | All generators | 0.9 | cap | Dorada - Magdalena 115 kV | m:Q:bus1 in Mvar | 5.7159 | ElmLne
2026 | 2026_DzMX_GzMX_Dp00_Gp00 | A2- Bolivia 33 kV | All generators | 0.91 | cap | Dorada - Magdalena 115 kV | m:Q:bus1 in Mvar | 5.7831 | ElmLne
2026 | 2026_DzMX_GzMX_Dp00_Gp00 | A2- Bolivia 33 kV | All generators | 0.92 | cap | Dorada - Magdalena 115 kV | m:Q:bus1 in Mvar | 5.8442 | ElmLne
2026 | 2026_DzMX_GzMX_Dp00_Gp00 | A2- Bolivia 33 kV | All generators | 0.93 | cap | Dorada - Magdalena 115 kV | m:Q:bus1 in Mvar | 5.9015 | ElmLne
2026 | 2026_DzMX_GzMX_Dp00_Gp00 | A2- Bolivia 33 kV | All generators | 0.94 | cap | Dorada - Magdalena 115 kV | m:Q:bus1 in Mvar | 5.9567 | ElmLne
2026 | 2026_DzMX_GzMX_Dp00_Gp00 | A2- Bolivia 33 kV | All generators | 0.95 | cap | Dorada - Magdalena 115 kV | m:Q:bus1 in Mvar | 6.0108 | ElmLne
2026 | 2026_DzMX_GzMX_Dp00_Gp00 | A2- Bolivia 33 kV | All generators | 0.96 | cap | Dorada - Magdalena 115 kV | m:Q:bus1 in Mvar | 6.0652 | ElmLne
2026 | 2026_DzMX_GzMX_Dp00_Gp00 | A2- Bolivia 33 kV | All generators | 0.97 | cap | Dorada - Magdalena 115 kV | m:Q:bus1 in Mvar | 6.1217 | ElmLne
2026 | 2026_DzMX_GzMX_Dp00_Gp00 | A2- Bolivia 33 kV | All generators | 0.98 | cap | Dorada - Magdalena 115 kV | m:Q:bus1 in Mvar | 6.1828 | ElmLne
2026 | 2026_DzMX_GzMX_Dp00_Gp00 | A2- Bolivia 33 kV | All generators | 0.99 | cap | Dorada - Magdalena 115 kV | m:Q:bus1 in Mvar | 6.2553 | ElmLne
2026 | 2026_DzMX_GzMX_Dp00_Gp00 | A2- Bolivia 33 kV | All generators | 1 | cap | Dorada - Magdalena 115 kV | m:Q:bus1 in Mvar | 6.4084 | ElmLne
2026 | 2026_DzMX_GzMX_Dp00_Gp00 | A2- Bolivia 33 kV | All generators | 0.9 | cap | Dorada - Magdalena 115 kV | m:Q:bus2 in Mvar | -5.0555 | ElmLne
2026 | 2026_DzMX_GzMX_Dp00_Gp00 | A2- Bolivia 33 kV | All generators | 0.91 | cap | Dorada - Magdalena 115 kV | m:Q:bus2 in Mvar | -5.1223 | ElmLne
2026 | 2026_DzMX_GzMX_Dp00_Gp00 | A2- Bolivia 33 kV | All generators | 0.92 | cap | Dorada - Magdalena 115 kV | m:Q:bus2 in Mvar | -5.1832 | ElmLne
2026 | 2026_DzMX_GzMX_Dp00_Gp00 | A2- Bolivia 33 kV | All generators | 0.93 | cap | Dorada - Magdalena 115 kV | m:Q:bus2 in Mvar | -5.2404 | ElmLne
2026 | 2026_DzMX_GzMX_Dp00_Gp00 | A2- Bolivia 33 kV | All generators | 0.94 | cap | Dorada - Magdalena 115 kV | m:Q:bus2 in Mvar | -5.2953 | ElmLne
2026 | 2026_DzMX_GzMX_Dp00_Gp00 | A2- Bolivia 33 kV | All generators | 0.95 | cap | Dorada - Magdalena 115 kV | m:Q:bus2 in Mvar | -5.3493 | ElmLne
2026 | 2026_DzMX_GzMX_Dp00_Gp00 | A2- Bolivia 33 kV | All generators | 0.96 | cap | Dorada - Magdalena 115 kV | m:Q:bus2 in Mvar | -5.4035 | ElmLne
2026 | 2026_DzMX_GzMX_Dp00_Gp00 | A2- Bolivia 33 kV | All generators | 0.97 | cap | Dorada - Magdalena 115 kV | m:Q:bus2 in Mvar | -5.4598 | ElmLne
2026 | 2026_DzMX_GzMX_Dp00_Gp00 | A2- Bolivia 33 kV | All generators | 0.98 | cap | Dorada - Magdalena 115 kV | m:Q:bus2 in Mvar | -5.5208 | ElmLne
2026 | 2026_DzMX_GzMX_Dp00_Gp00 | A2- Bolivia 33 kV | All generators | 0.99 | cap | Dorada - Magdalena 115 kV | m:Q:bus2 in Mvar | -5.5932 | ElmLne
2026 | 2026_DzMX_GzMX_Dp00_Gp00 | A2- Bolivia 33 kV | All generators | 1 | cap | Dorada - Magdalena 115 kV | m:Q:bus2 in Mvar | -5.746 | ElmLne
2026 | 2026_DzMX_GzMX_Dp00_Gp00 | A2- Bolivia 33 kV | All generators | 0.9 | cap | Dorada - Magdalena 115 kV | m:cosphi:bus1 | 0.99579 | ElmLne
2026 | 2026_DzMX_GzMX_Dp00_Gp00 | A2- Bolivia 33 kV | All generators | 0.91 | cap | Dorada - Magdalena 115 kV | m:cosphi:bus1 | 0.9957 | ElmLne
2026 | 2026_DzMX_GzMX_Dp00_Gp00 | A2- Bolivia 33 kV | All generators | 0.92 | cap | Dorada - Magdalena 115 kV | m:cosphi:bus1 | 0.99561 | ElmLne
2026 | 2026_DzMX_GzMX_Dp00_Gp00 | A2- Bolivia 33 kV | All generators | 0.93 | cap | Dorada - Magdalena 115 kV | m:cosphi:bus1 | 0.99553 | ElmLne
2026 | 2026_DzMX_GzMX_Dp00_Gp00 | A2- Bolivia 33 kV | All generators | 0.94 | cap | Dorada - Magdalena 115 kV | m:cosphi:bus1 | 0.99545 | ElmLne
2026 | 2026_DzMX_GzMX_Dp00_Gp00 | A2- Bolivia 33 kV | All generators | 0.95 | cap | Dorada - Magdalena 115 kV | m:cosphi:bus1 | 0.99537 | ElmLne
2026 | 2026_DzMX_GzMX_Dp00_Gp00 | A2- Bolivia 33 kV | All generators | 0.96 | cap | Dorada - Magdalena 115 kV | m:cosphi:bus1 | 0.99529 | ElmLne
2026 | 2026_DzMX_GzMX_Dp00_Gp00 | A2- Bolivia 33 kV | All generators | 0.97 | cap | Dorada - Magdalena 115 kV | m:cosphi:bus1 | 0.99521 | ElmLne
2026 | 2026_DzMX_GzMX_Dp00_Gp00 | A2- Bolivia 33 kV | All generators | 0.98 | cap | Dorada - Magdalena 115 kV | m:cosphi:bus1 | 0.99511 | ElmLne
2026 | 2026_DzMX_GzMX_Dp00_Gp00 | A2- Bolivia 33 kV | All generators | 0.99 | cap | Dorada - Magdalena 115 kV | m:cosphi:bus1 | 0.995 | ElmLne
2026 | 2026_DzMX_GzMX_Dp00_Gp00 | A2- Bolivia 33 kV | All generators | 1 | cap | Dorada - Magdalena 115 kV | m:cosphi:bus1 | 0.99477 | ElmLne
2026 | 2026_DzMX_GzMX_Dp00_Gp00 | A2- Bolivia 33 kV | All generators | 0.9 | cap | Dorada - Magdalena 115 kV | m:cosphi:bus2 | -0.99668 | ElmLne
2026 | 2026_DzMX_GzMX_Dp00_Gp00 | A2- Bolivia 33 kV | All generators | 0.91 | cap | Dorada - Magdalena 115 kV | m:cosphi:bus2 | -0.9966 | ElmLne
2026 | 2026_DzMX_GzMX_Dp00_Gp00 | A2- Bolivia 33 kV | All generators | 0.92 | cap | Dorada - Magdalena 115 kV | m:cosphi:bus2 | -0.99652 | ElmLne
2026 | 2026_DzMX_GzMX_Dp00_Gp00 | A2- Bolivia 33 kV | All generators | 0.93 | cap | Dorada - Magdalena 115 kV | m:cosphi:bus2 | -0.99645 | ElmLne
2026 | 2026_DzMX_GzMX_Dp00_Gp00 | A2- Bolivia 33 kV | All generators | 0.94 | cap | Dorada - Magdalena 115 kV | m:cosphi:bus2 | -0.99637 | ElmLne
2026 | 2026_DzMX_GzMX_Dp00_Gp00 | A2- Bolivia 33 kV | All generators | 0.95 | cap | Dorada - Magdalena 115 kV | m:cosphi:bus2 | -0.9963 | ElmLne
2026 | 2026_DzMX_GzMX_Dp00_Gp00 | A2- Bolivia 33 kV | All generators | 0.96 | cap | Dorada - Magdalena 115 kV | m:cosphi:bus2 | -0.99623 | ElmLne
2026 | 2026_DzMX_GzMX_Dp00_Gp00 | A2- Bolivia 33 kV | All generators | 0.97 | cap | Dorada - Magdalena 115 kV | m:cosphi:bus2 | -0.99616 | ElmLne
2026 | 2026_DzMX_GzMX_Dp00_Gp00 | A2- Bolivia 33 kV | All generators | 0.98 | cap | Dorada - Magdalena 115 kV | m:cosphi:bus2 | -0.99607 | ElmLne
2026 | 2026_DzMX_GzMX_Dp00_Gp00 | A2- Bolivia 33 kV | All generators | 0.99 | cap | Dorada - Magdalena 115 kV | m:cosphi:bus2 | -0.99597 | ElmLne
2026 | 2026_DzMX_GzMX_Dp00_Gp00 | A2- Bolivia 33 kV | All generators | 1 | cap | Dorada - Magdalena 115 kV | m:cosphi:bus2 | -0.99576 | ElmLne
2026 | 2026_DzMX_GzMX_Dp00_Gp00 | A2- Bolivia 33 kV | All generators | 0.9 | cap | Mariquita - Victoria 2 115 | m:P:bus1 in MW | 9.7162 | ElmLne
2026 | 2026_DzMX_GzMX_Dp00_Gp00 | A2- Bolivia 33 kV | All generators | 0.91 | cap | Mariquita - Victoria 2 115 | m:P:bus1 in MW | 9.7117 | ElmLne
2026 | 2026_DzMX_GzMX_Dp00_Gp00 | A2- Bolivia 33 kV | All generators | 0.92 | cap | Mariquita - Victoria 2 115 | m:P:bus1 in MW | 9.7067 | ElmLne
2026 | 2026_DzMX_GzMX_Dp00_Gp00 | A2- Bolivia 33 kV | All generators | 0.93 | cap | Mariquita - Victoria 2 115 | m:P:bus1 in MW | 9.701 | ElmLne
2026 | 2026_DzMX_GzMX_Dp00_Gp00 | A2- Bolivia 33 kV | All generators | 0.94 | cap | Mariquita - Victoria 2 115 | m:P:bus1 in MW | 9.6947 | ElmLne
2026 | 2026_DzMX_GzMX_Dp00_Gp00 | A2- Bolivia 33 kV | All generators | 0.95 | cap | Mariquita - Victoria 2 115 | m:P:bus1 in MW | 9.6878 | ElmLne
2026 | 2026_DzMX_GzMX_Dp00_Gp00 | A2- Bolivia 33 kV | All generators | 0.96 | cap | Mariquita - Victoria 2 115 | m:P:bus1 in MW | 9.68 | ElmLne
2026 | 2026_DzMX_GzMX_Dp00_Gp00 | A2- Bolivia 33 kV | All generators | 0.97 | cap | Mariquita - Victoria 2 115 | m:P:bus1 in MW | 9.6711 | ElmLne
2026 | 2026_DzMX_GzMX_Dp00_Gp00 | A2- Bolivia 33 kV | All generators | 0.98 | cap | Mariquita - Victoria 2 115 | m:P:bus1 in MW | 9.6606 | ElmLne
2026 | 2026_DzMX_GzMX_Dp00_Gp00 | A2- Bolivia 33 kV | All generators | 0.99 | cap | Mariquita - Victoria 2 115 | m:P:bus1 in MW | 9.6468 | ElmLne
2026 | 2026_DzMX_GzMX_Dp00_Gp00 | A2- Bolivia 33 kV | All generators | 1 | cap | Mariquita - Victoria 2 115 | m:P:bus1 in MW | 9.6133 | ElmLne
2026 | 2026_DzMX_GzMX_Dp00_Gp00 | A2- Bolivia 33 kV | All generators | 0.9 | cap | Mariquita - Victoria 2 115 | m:P:bus2 in MW | -9.673 | ElmLne
2026 | 2026_DzMX_GzMX_Dp00_Gp00 | A2- Bolivia 33 kV | All generators | 0.91 | cap | Mariquita - Victoria 2 115 | m:P:bus2 in MW | -9.6689 | ElmLne
2026 | 2026_DzMX_GzMX_Dp00_Gp00 | A2- Bolivia 33 kV | All generators | 0.92 | cap | Mariquita - Victoria 2 115 | m:P:bus2 in MW | -9.6642 | ElmLne
2026 | 2026_DzMX_GzMX_Dp00_Gp00 | A2- Bolivia 33 kV | All generators | 0.93 | cap | Mariquita - Victoria 2 115 | m:P:bus2 in MW | -9.6588 | ElmLne
2026 | 2026_DzMX_GzMX_Dp00_Gp00 | A2- Bolivia 33 kV | All generators | 0.94 | cap | Mariquita - Victoria 2 115 | m:P:bus2 in MW | -9.6529 | ElmLne
2026 | 2026_DzMX_GzMX_Dp00_Gp00 | A2- Bolivia 33 kV | All generators | 0.95 | cap | Mariquita - Victoria 2 115 | m:P:bus2 in MW | -9.6462 | ElmLne
2026 | 2026_DzMX_GzMX_Dp00_Gp00 | A2- Bolivia 33 kV | All generators | 0.96 | cap | Mariquita - Victoria 2 115 | m:P:bus2 in MW | -9.6388 | ElmLne
2026 | 2026_DzMX_GzMX_Dp00_Gp00 | A2- Bolivia 33 kV | All generators | 0.97 | cap | Mariquita - Victoria 2 115 | m:P:bus2 in MW | -9.6302 | ElmLne
2026 | 2026_DzMX_GzMX_Dp00_Gp00 | A2- Bolivia 33 kV | All generators | 0.98 | cap | Mariquita - Victoria 2 115 | m:P:bus2 in MW | -9.62 | ElmLne
2026 | 2026_DzMX_GzMX_Dp00_Gp00 | A2- Bolivia 33 kV | All generators | 0.99 | cap | Mariquita - Victoria 2 115 | m:P:bus2 in MW | -9.6067 | ElmLne
2026 | 2026_DzMX_GzMX_Dp00_Gp00 | A2- Bolivia 33 kV | All generators | 1 | cap | Mariquita - Victoria 2 115 | m:P:bus2 in MW | -9.5741 | ElmLne
2026 | 2026_DzMX_GzMX_Dp00_Gp00 | A2- Bolivia 33 kV | All generators | 0.9 | cap | Mariquita - Victoria 2 115 | m:Q:bus1 in Mvar | -10.5579 | ElmLne
2026 | 2026_DzMX_GzMX_Dp00_Gp00 | A2- Bolivia 33 kV | All generators | 0.91 | cap | Mariquita - Victoria 2 115 | m:Q:bus1 in Mvar | -10.49 | ElmLne
2026 | 2026_DzMX_GzMX_Dp00_Gp00 | A2- Bolivia 33 kV | All generators | 0.92 | cap | Mariquita - Victoria 2 115 | m:Q:bus1 in Mvar | -10.4282 | ElmLne
2026 | 2026_DzMX_GzMX_Dp00_Gp00 | A2- Bolivia 33 kV | All generators | 0.93 | cap | Mariquita - Victoria 2 115 | m:Q:bus1 in Mvar | -10.3704 | ElmLne
2026 | 2026_DzMX_GzMX_Dp00_Gp00 | A2- Bolivia 33 kV | All generators | 0.94 | cap | Mariquita - Victoria 2 115 | m:Q:bus1 in Mvar | -10.3149 | ElmLne
2026 | 2026_DzMX_GzMX_Dp00_Gp00 | A2- Bolivia 33 kV | All generators | 0.95 | cap | Mariquita - Victoria 2 115 | m:Q:bus1 in Mvar | -10.2604 | ElmLne
2026 | 2026_DzMX_GzMX_Dp00_Gp00 | A2- Bolivia 33 kV | All generators | 0.96 | cap | Mariquita - Victoria 2 115 | m:Q:bus1 in Mvar | -10.2057 | ElmLne
2026 | 2026_DzMX_GzMX_Dp00_Gp00 | A2- Bolivia 33 kV | All generators | 0.97 | cap | Mariquita - Victoria 2 115 | m:Q:bus1 in Mvar | -10.1492 | ElmLne
2026 | 2026_DzMX_GzMX_Dp00_Gp00 | A2- Bolivia 33 kV | All generators | 0.98 | cap | Mariquita - Victoria 2 115 | m:Q:bus1 in Mvar | -10.088 | ElmLne
2026 | 2026_DzMX_GzMX_Dp00_Gp00 | A2- Bolivia 33 kV | All generators | 0.99 | cap | Mariquita - Victoria 2 115 | m:Q:bus1 in Mvar | -10.0155 | ElmLne
2026 | 2026_DzMX_GzMX_Dp00_Gp00 | A2- Bolivia 33 kV | All generators | 1 | cap | Mariquita - Victoria 2 115 | m:Q:bus1 in Mvar | -9.8629 | ElmLne
2026 | 2026_DzMX_GzMX_Dp00_Gp00 | A2- Bolivia 33 kV | All generators | 0.9 | cap | Mariquita - Victoria 2 115 | m:Q:bus2 in Mvar | 10.0216 | ElmLne
2026 | 2026_DzMX_GzMX_Dp00_Gp00 | A2- Bolivia 33 kV | All generators | 0.91 | cap | Mariquita - Victoria 2 115 | m:Q:bus2 in Mvar | 9.9521 | ElmLne
2026 | 2026_DzMX_GzMX_Dp00_Gp00 | A2- Bolivia 33 kV | All generators | 0.92 | cap | Mariquita - Victoria 2 115 | m:Q:bus2 in Mvar | 9.8888 | ElmLne
2026 | 2026_DzMX_GzMX_Dp00_Gp00 | A2- Bolivia 33 kV | All generators | 0.93 | cap | Mariquita - Victoria 2 115 | m:Q:bus2 in Mvar | 9.8296 | ElmLne
2026 | 2026_DzMX_GzMX_Dp00_Gp00 | A2- Bolivia 33 kV | All generators | 0.94 | cap | Mariquita - Victoria 2 115 | m:Q:bus2 in Mvar | 9.7727 | ElmLne
2026 | 2026_DzMX_GzMX_Dp00_Gp00 | A2- Bolivia 33 kV | All generators | 0.95 | cap | Mariquita - Victoria 2 115 | m:Q:bus2 in Mvar | 9.7169 | ElmLne
2026 | 2026_DzMX_GzMX_Dp00_Gp00 | A2- Bolivia 33 kV | All generators | 0.96 | cap | Mariquita - Victoria 2 115 | m:Q:bus2 in Mvar | 9.6609 | ElmLne
2026 | 2026_DzMX_GzMX_Dp00_Gp00 | A2- Bolivia 33 kV | All generators | 0.97 | cap | Mariquita - Victoria 2 115 | m:Q:bus2 in Mvar | 9.603 | ElmLne
2026 | 2026_DzMX_GzMX_Dp00_Gp00 | A2- Bolivia 33 kV | All generators | 0.98 | cap | Mariquita - Victoria 2 115 | m:Q:bus2 in Mvar | 9.5402 | ElmLne
2026 | 2026_DzMX_GzMX_Dp00_Gp00 | A2- Bolivia 33 kV | All generators | 0.99 | cap | Mariquita - Victoria 2 115 | m:Q:bus2 in Mvar | 9.466 | ElmLne
2026 | 2026_DzMX_GzMX_Dp00_Gp00 | A2- Bolivia 33 kV | All generators | 1 | cap | Mariquita - Victoria 2 115 | m:Q:bus2 in Mvar | 9.3096 | ElmLne
2026 | 2026_DzMX_GzMX_Dp00_Gp00 | A2- Bolivia 33 kV | All generators | 0.9 | cap | Mariquita - Victoria 2 115 | m:cosphi:bus1 | 0.67717 | ElmLne
2026 | 2026_DzMX_GzMX_Dp00_Gp00 | A2- Bolivia 33 kV | All generators | 0.91 | cap | Mariquita - Victoria 2 115 | m:cosphi:bus1 | 0.67936 | ElmLne
2026 | 2026_DzMX_GzMX_Dp00_Gp00 | A2- Bolivia 33 kV | All generators | 0.92 | cap | Mariquita - Victoria 2 115 | m:cosphi:bus1 | 0.68133 | ElmLne
2026 | 2026_DzMX_GzMX_Dp00_Gp00 | A2- Bolivia 33 kV | All generators | 0.93 | cap | Mariquita - Victoria 2 115 | m:cosphi:bus1 | 0.68315 | ElmLne
2026 | 2026_DzMX_GzMX_Dp00_Gp00 | A2- Bolivia 33 kV | All generators | 0.94 | cap | Mariquita - Victoria 2 115 | m:cosphi:bus1 | 0.68486 | ElmLne
2026 | 2026_DzMX_GzMX_Dp00_Gp00 | A2- Bolivia 33 kV | All generators | 0.95 | cap | Mariquita - Victoria 2 115 | m:cosphi:bus1 | 0.68653 | ElmLne
2026 | 2026_DzMX_GzMX_Dp00_Gp00 | A2- Bolivia 33 kV | All generators | 0.96 | cap | Mariquita - Victoria 2 115 | m:cosphi:bus1 | 0.68817 | ElmLne
2026 | 2026_DzMX_GzMX_Dp00_Gp00 | A2- Bolivia 33 kV | All generators | 0.97 | cap | Mariquita - Victoria 2 115 | m:cosphi:bus1 | 0.68985 | ElmLne
2026 | 2026_DzMX_GzMX_Dp00_Gp00 | A2- Bolivia 33 kV | All generators | 0.98 | cap | Mariquita - Victoria 2 115 | m:cosphi:bus1 | 0.69164 | ElmLne
2026 | 2026_DzMX_GzMX_Dp00_Gp00 | A2- Bolivia 33 kV | All generators | 0.99 | cap | Mariquita - Victoria 2 115 | m:cosphi:bus1 | 0.69373 | ElmLne
2026 | 2026_DzMX_GzMX_Dp00_Gp00 | A2- Bolivia 33 kV | All generators | 1 | cap | Mariquita - Victoria 2 115 | m:cosphi:bus1 | 0.69799 | ElmLne
2026 | 2026_DzMX_GzMX_Dp00_Gp00 | A2- Bolivia 33 kV | All generators | 0.9 | cap | Mariquita - Victoria 2 115 | m:cosphi:bus2 | -0.69448 | ElmLne
2026 | 2026_DzMX_GzMX_Dp00_Gp00 | A2- Bolivia 33 kV | All generators | 0.91 | cap | Mariquita - Victoria 2 115 | m:cosphi:bus2 | -0.69683 | ElmLne
2026 | 2026_DzMX_GzMX_Dp00_Gp00 | A2- Bolivia 33 kV | All generators | 0.92 | cap | Mariquita - Victoria 2 115 | m:cosphi:bus2 | -0.69894 | ElmLne
2026 | 2026_DzMX_GzMX_Dp00_Gp00 | A2- Bolivia 33 kV | All generators | 0.93 | cap | Mariquita - Victoria 2 115 | m:cosphi:bus2 | -0.70089 | ElmLne
2026 | 2026_DzMX_GzMX_Dp00_Gp00 | A2- Bolivia 33 kV | All generators | 0.94 | cap | Mariquita - Victoria 2 115 | m:cosphi:bus2 | -0.70273 | ElmLne
2026 | 2026_DzMX_GzMX_Dp00_Gp00 | A2- Bolivia 33 kV | All generators | 0.95 | cap | Mariquita - Victoria 2 115 | m:cosphi:bus2 | -0.70452 | ElmLne
2026 | 2026_DzMX_GzMX_Dp00_Gp00 | A2- Bolivia 33 kV | All generators | 0.96 | cap | Mariquita - Victoria 2 115 | m:cosphi:bus2 | -0.7063 | ElmLne
2026 | 2026_DzMX_GzMX_Dp00_Gp00 | A2- Bolivia 33 kV | All generators | 0.97 | cap | Mariquita - Victoria 2 115 | m:cosphi:bus2 | -0.70811 | ElmLne
2026 | 2026_DzMX_GzMX_Dp00_Gp00 | A2- Bolivia 33 kV | All generators | 0.98 | cap | Mariquita - Victoria 2 115 | m:cosphi:bus2 | -0.71005 | ElmLne
2026 | 2026_DzMX_GzMX_Dp00_Gp00 | A2- Bolivia 33 kV | All generators | 0.99 | cap | Mariquita - Victoria 2 115 | m:cosphi:bus2 | -0.7123 | ElmLne
2026 | 2026_DzMX_GzMX_Dp00_Gp00 | A2- Bolivia 33 kV | All generators | 1 | cap | Mariquita - Victoria 2 115 | m:cosphi:bus2 | -0.71694 | ElmLne
2026 | 2026_DzMX_GzMX_Dp00_Gp00 | A2- Bolivia 33 kV | All generators | 0.9 | cap | Dorada 115/33/13.8 kV | m:P:bushv in MW | 2.1887 | ElmTr3
2026 | 2026_DzMX_GzMX_Dp00_Gp00 | A2- Bolivia 33 kV | All generators | 0.91 | cap | Dorada 115/33/13.8 kV | m:P:bushv in MW | 2.1741 | ElmTr3
2026 | 2026_DzMX_GzMX_Dp00_Gp00 | A2- Bolivia 33 kV | All generators | 0.92 | cap | Dorada 115/33/13.8 kV | m:P:bushv in MW | 2.1611 | ElmTr3
2026 | 2026_DzMX_GzMX_Dp00_Gp00 | A2- Bolivia 33 kV | All generators | 0.93 | cap | Dorada 115/33/13.8 kV | m:P:bushv in MW | 2.1491 | ElmTr3
2026 | 2026_DzMX_GzMX_Dp00_Gp00 | A2- Bolivia 33 kV | All generators | 0.94 | cap | Dorada 115/33/13.8 kV | m:P:bushv in MW | 2.1378 | ElmTr3
2026 | 2026_DzMX_GzMX_Dp00_Gp00 | A2- Bolivia 33 kV | All generators | 0.95 | cap | Dorada 115/33/13.8 kV | m:P:bushv in MW | 2.1268 | ElmTr3
2026 | 2026_DzMX_GzMX_Dp00_Gp00 | A2- Bolivia 33 kV | All generators | 0.96 | cap | Dorada 115/33/13.8 kV | m:P:bushv in MW | 2.116 | ElmTr3
2026 | 2026_DzMX_GzMX_Dp00_Gp00 | A2- Bolivia 33 kV | All generators | 0.97 | cap | Dorada 115/33/13.8 kV | m:P:bushv in MW | 2.1049 | ElmTr3
2026 | 2026_DzMX_GzMX_Dp00_Gp00 | A2- Bolivia 33 kV | All generators | 0.98 | cap | Dorada 115/33/13.8 kV | m:P:bushv in MW | 2.0932 | ElmTr3
2026 | 2026_DzMX_GzMX_Dp00_Gp00 | A2- Bolivia 33 kV | All generators | 0.99 | cap | Dorada 115/33/13.8 kV | m:P:bushv in MW | 2.0796 | ElmTr3
2026 | 2026_DzMX_GzMX_Dp00_Gp00 | A2- Bolivia 33 kV | All generators | 1 | cap | Dorada 115/33/13.8 kV | m:P:bushv in MW | 2.0519 | ElmTr3
2026 | 2026_DzMX_GzMX_Dp00_Gp00 | A2- Bolivia 33 kV | All generators | 0.9 | cap | Dorada 115/33/13.8 kV | m:Q:bushv in Mvar | 9.782 | ElmTr3
2026 | 2026_DzMX_GzMX_Dp00_Gp00 | A2- Bolivia 33 kV | All generators | 0.91 | cap | Dorada 115/33/13.8 kV | m:Q:bushv in Mvar | 9.7519 | ElmTr3
2026 | 2026_DzMX_GzMX_Dp00_Gp00 | A2- Bolivia 33 kV | All generators | 0.92 | cap | Dorada 115/33/13.8 kV | m:Q:bushv in Mvar | 9.7243 | ElmTr3
2026 | 2026_DzMX_GzMX_Dp00_Gp00 | A2- Bolivia 33 kV | All generators | 0.93 | cap | Dorada 115/33/13.8 kV | m:Q:bushv in Mvar | 9.6983 | ElmTr3
2026 | 2026_DzMX_GzMX_Dp00_Gp00 | A2- Bolivia 33 kV | All generators | 0.94 | cap | Dorada 115/33/13.8 kV | m:Q:bushv in Mvar | 9.6731 | ElmTr3
2026 | 2026_DzMX_GzMX_Dp00_Gp00 | A2- Bolivia 33 kV | All generators | 0.95 | cap | Dorada 115/33/13.8 kV | m:Q:bushv in Mvar | 9.6482 | ElmTr3
2026 | 2026_DzMX_GzMX_Dp00_Gp00 | A2- Bolivia 33 kV | All generators | 0.96 | cap | Dorada 115/33/13.8 kV | m:Q:bushv in Mvar | 9.6231 | ElmTr3
2026 | 2026_DzMX_GzMX_Dp00_Gp00 | A2- Bolivia 33 kV | All generators | 0.97 | cap | Dorada 115/33/13.8 kV | m:Q:bushv in Mvar | 9.5969 | ElmTr3
2026 | 2026_DzMX_GzMX_Dp00_Gp00 | A2- Bolivia 33 kV | All generators | 0.98 | cap | Dorada 115/33/13.8 kV | m:Q:bushv in Mvar | 9.5684 | ElmTr3
2026 | 2026_DzMX_GzMX_Dp00_Gp00 | A2- Bolivia 33 kV | All generators | 0.99 | cap | Dorada 115/33/13.8 kV | m:Q:bushv in Mvar | 9.5343 | ElmTr3
2026 | 2026_DzMX_GzMX_Dp00_Gp00 | A2- Bolivia 33 kV | All generators | 1 | cap | Dorada 115/33/13.8 kV | m:Q:bushv in Mvar | 9.4616 | ElmTr3
2026 | 2026_DzMX_GzMX_Dp00_Gp00 | A2- Bolivia 33 kV | All generators | 0.9 | cap | Dorada 115/33/13.8 kV | m:cosphi:bushv | 0.21835 | ElmTr3
2026 | 2026_DzMX_GzMX_Dp00_Gp00 | A2- Bolivia 33 kV | All generators | 0.91 | cap | Dorada 115/33/13.8 kV | m:cosphi:bushv | 0.2176 | ElmTr3
2026 | 2026_DzMX_GzMX_Dp00_Gp00 | A2- Bolivia 33 kV | All generators | 0.92 | cap | Dorada 115/33/13.8 kV | m:cosphi:bushv | 0.21694 | ElmTr3
2026 | 2026_DzMX_GzMX_Dp00_Gp00 | A2- Bolivia 33 kV | All generators | 0.93 | cap | Dorada 115/33/13.8 kV | m:cosphi:bushv | 0.21635 | ElmTr3
2026 | 2026_DzMX_GzMX_Dp00_Gp00 | A2- Bolivia 33 kV | All generators | 0.94 | cap | Dorada 115/33/13.8 kV | m:cosphi:bushv | 0.21579 | ElmTr3
2026 | 2026_DzMX_GzMX_Dp00_Gp00 | A2- Bolivia 33 kV | All generators | 0.95 | cap | Dorada 115/33/13.8 kV | m:cosphi:bushv | 0.21527 | ElmTr3
2026 | 2026_DzMX_GzMX_Dp00_Gp00 | A2- Bolivia 33 kV | All generators | 0.96 | cap | Dorada 115/33/13.8 kV | m:cosphi:bushv | 0.21476 | ElmTr3
2026 | 2026_DzMX_GzMX_Dp00_Gp00 | A2- Bolivia 33 kV | All generators | 0.97 | cap | Dorada 115/33/13.8 kV | m:cosphi:bushv | 0.21424 | ElmTr3
2026 | 2026_DzMX_GzMX_Dp00_Gp00 | A2- Bolivia 33 kV | All generators | 0.98 | cap | Dorada 115/33/13.8 kV | m:cosphi:bushv | 0.21371 | ElmTr3
2026 | 2026_DzMX_GzMX_Dp00_Gp00 | A2- Bolivia 33 kV | All generators | 0.99 | cap | Dorada 115/33/13.8 kV | m:cosphi:bushv | 0.21311 | ElmTr3
2026 | 2026_DzMX_GzMX_Dp00_Gp00 | A2- Bolivia 33 kV | All generators | 1 | cap | Dorada 115/33/13.8 kV | m:cosphi:bushv | 0.21194 | ElmTr3
2026 | 2026_DzMX_GzMX_Dp00_Gp00 | A2- Bolivia 33 kV | All generators | 0.9 | cap | Manzanares 115/33/13.8 kV | m:P:bushv in MW | -22.1532 | ElmTr3
2026 | 2026_DzMX_GzMX_Dp00_Gp00 | A2- Bolivia 33 kV | All generators | 0.91 | cap | Manzanares 115/33/13.8 kV | m:P:bushv in MW | -22.3142 | ElmTr3
2026 | 2026_DzMX_GzMX_Dp00_Gp00 | A2- Bolivia 33 kV | All generators | 0.92 | cap | Manzanares 115/33/13.8 kV | m:P:bushv in MW | -22.4482 | ElmTr3
2026 | 2026_DzMX_GzMX_Dp00_Gp00 | A2- Bolivia 33 kV | All generators | 0.93 | cap | Manzanares 115/33/13.8 kV | m:P:bushv in MW | -22.5631 | ElmTr3
2026 | 2026_DzMX_GzMX_Dp00_Gp00 | A2- Bolivia 33 kV | All generators | 0.94 | cap | Manzanares 115/33/13.8 kV | m:P:bushv in MW | -22.6637 | ElmTr3
2026 | 2026_DzMX_GzMX_Dp00_Gp00 | A2- Bolivia 33 kV | All generators | 0.95 | cap | Manzanares 115/33/13.8 kV | m:P:bushv in MW | -22.7532 | ElmTr3
2026 | 2026_DzMX_GzMX_Dp00_Gp00 | A2- Bolivia 33 kV | All generators | 0.96 | cap | Manzanares 115/33/13.8 kV | m:P:bushv in MW | -22.834 | ElmTr3
2026 | 2026_DzMX_GzMX_Dp00_Gp00 | A2- Bolivia 33 kV | All generators | 0.97 | cap | Manzanares 115/33/13.8 kV | m:P:bushv in MW | -22.9079 | ElmTr3
2026 | 2026_DzMX_GzMX_Dp00_Gp00 | A2- Bolivia 33 kV | All generators | 0.98 | cap | Manzanares 115/33/13.8 kV | m:P:bushv in MW | -22.9768 | ElmTr3
2026 | 2026_DzMX_GzMX_Dp00_Gp00 | A2- Bolivia 33 kV | All generators | 0.99 | cap | Manzanares 115/33/13.8 kV | m:P:bushv in MW | -23.0436 | ElmTr3
2026 | 2026_DzMX_GzMX_Dp00_Gp00 | A2- Bolivia 33 kV | All generators | 1 | cap | Manzanares 115/33/13.8 kV | m:P:bushv in MW | -23.1313 | ElmTr3
2026 | 2026_DzMX_GzMX_Dp00_Gp00 | A2- Bolivia 33 kV | All generators | 0.9 | cap | Manzanares 115/33/13.8 kV | m:Q:bushv in Mvar | 18.1713 | ElmTr3
2026 | 2026_DzMX_GzMX_Dp00_Gp00 | A2- Bolivia 33 kV | All generators | 0.91 | cap | Manzanares 115/33/13.8 kV | m:Q:bushv in Mvar | 17.1798 | ElmTr3
2026 | 2026_DzMX_GzMX_Dp00_Gp00 | A2- Bolivia 33 kV | All generators | 0.92 | cap | Manzanares 115/33/13.8 kV | m:Q:bushv in Mvar | 16.2751 | ElmTr3
2026 | 2026_DzMX_GzMX_Dp00_Gp00 | A2- Bolivia 33 kV | All generators | 0.93 | cap | Manzanares 115/33/13.8 kV | m:Q:bushv in Mvar | 15.4247 | ElmTr3
2026 | 2026_DzMX_GzMX_Dp00_Gp00 | A2- Bolivia 33 kV | All generators | 0.94 | cap | Manzanares 115/33/13.8 kV | m:Q:bushv in Mvar | 14.6064 | ElmTr3
2026 | 2026_DzMX_GzMX_Dp00_Gp00 | A2- Bolivia 33 kV | All generators | 0.95 | cap | Manzanares 115/33/13.8 kV | m:Q:bushv in Mvar | 13.8013 | ElmTr3
2026 | 2026_DzMX_GzMX_Dp00_Gp00 | A2- Bolivia 33 kV | All generators | 0.96 | cap | Manzanares 115/33/13.8 kV | m:Q:bushv in Mvar | 12.9904 | ElmTr3
2026 | 2026_DzMX_GzMX_Dp00_Gp00 | A2- Bolivia 33 kV | All generators | 0.97 | cap | Manzanares 115/33/13.8 kV | m:Q:bushv in Mvar | 12.149 | ElmTr3
2026 | 2026_DzMX_GzMX_Dp00_Gp00 | A2- Bolivia 33 kV | All generators | 0.98 | cap | Manzanares 115/33/13.8 kV | m:Q:bushv in Mvar | 11.2354 | ElmTr3
2026 | 2026_DzMX_GzMX_Dp00_Gp00 | A2- Bolivia 33 kV | All generators | 0.99 | cap | Manzanares 115/33/13.8 kV | m:Q:bushv in Mvar | 10.1496 | ElmTr3
2026 | 2026_DzMX_GzMX_Dp00_Gp00 | A2- Bolivia 33 kV | All generators | 1 | cap | Manzanares 115/33/13.8 kV | m:Q:bushv in Mvar | 7.851 | ElmTr3
2026 | 2026_DzMX_GzMX_Dp00_Gp00 | A2- Bolivia 33 kV | All generators | 0.9 | cap | Manzanares 115/33/13.8 kV | m:cosphi:bushv | -0.77317 | ElmTr3
2026 | 2026_DzMX_GzMX_Dp00_Gp00 | A2- Bolivia 33 kV | All generators | 0.91 | cap | Manzanares 115/33/13.8 kV | m:cosphi:bushv | -0.79236 | ElmTr3
2026 | 2026_DzMX_GzMX_Dp00_Gp00 | A2- Bolivia 33 kV | All generators | 0.92 | cap | Manzanares 115/33/13.8 kV | m:cosphi:bushv | -0.80961 | ElmTr3
2026 | 2026_DzMX_GzMX_Dp00_Gp00 | A2- Bolivia 33 kV | All generators | 0.93 | cap | Manzanares 115/33/13.8 kV | m:cosphi:bushv | -0.82553 | ElmTr3
2026 | 2026_DzMX_GzMX_Dp00_Gp00 | A2- Bolivia 33 kV | All generators | 0.94 | cap | Manzanares 115/33/13.8 kV | m:cosphi:bushv | -0.84056 | ElmTr3
2026 | 2026_DzMX_GzMX_Dp00_Gp00 | A2- Bolivia 33 kV | All generators | 0.95 | cap | Manzanares 115/33/13.8 kV | m:cosphi:bushv | -0.85501 | ElmTr3
2026 | 2026_DzMX_GzMX_Dp00_Gp00 | A2- Bolivia 33 kV | All generators | 0.96 | cap | Manzanares 115/33/13.8 kV | m:cosphi:bushv | -0.86918 | ElmTr3
2026 | 2026_DzMX_GzMX_Dp00_Gp00 | A2- Bolivia 33 kV | All generators | 0.97 | cap | Manzanares 115/33/13.8 kV | m:cosphi:bushv | -0.88345 | ElmTr3
2026 | 2026_DzMX_GzMX_Dp00_Gp00 | A2- Bolivia 33 kV | All generators | 0.98 | cap | Manzanares 115/33/13.8 kV | m:cosphi:bushv | -0.89835 | ElmTr3
2026 | 2026_DzMX_GzMX_Dp00_Gp00 | A2- Bolivia 33 kV | All generators | 0.99 | cap | Manzanares 115/33/13.8 kV | m:cosphi:bushv | -0.91516 | ElmTr3
2026 | 2026_DzMX_GzMX_Dp00_Gp00 | A2- Bolivia 33 kV | All generators | 1 | cap | Manzanares 115/33/13.8 kV | m:cosphi:bushv | -0.94694 | ElmTr3
2026 | 2026_DzMX_GzMX_Dp00_Gp00 | A2- Bolivia 33 kV | All generators | 0.9 | cap | Purnio 230/115 | m:P:bushv in MW | 20.6087 | ElmTr3
2026 | 2026_DzMX_GzMX_Dp00_Gp00 | A2- Bolivia 33 kV | All generators | 0.91 | cap | Purnio 230/115 | m:P:bushv in MW | 20.577 | ElmTr3
2026 | 2026_DzMX_GzMX_Dp00_Gp00 | A2- Bolivia 33 kV | All generators | 0.92 | cap | Purnio 230/115 | m:P:bushv in MW | 20.5511 | ElmTr3
2026 | 2026_DzMX_GzMX_Dp00_Gp00 | A2- Bolivia 33 kV | All generators | 0.93 | cap | Purnio 230/115 | m:P:bushv in MW | 20.5293 | ElmTr3
2026 | 2026_DzMX_GzMX_Dp00_Gp00 | A2- Bolivia 33 kV | All generators | 0.94 | cap | Purnio 230/115 | m:P:bushv in MW | 20.5105 | ElmTr3
2026 | 2026_DzMX_GzMX_Dp00_Gp00 | A2- Bolivia 33 kV | All generators | 0.95 | cap | Purnio 230/115 | m:P:bushv in MW | 20.4943 | ElmTr3
2026 | 2026_DzMX_GzMX_Dp00_Gp00 | A2- Bolivia 33 kV | All generators | 0.96 | cap | Purnio 230/115 | m:P:bushv in MW | 20.4801 | ElmTr3
2026 | 2026_DzMX_GzMX_Dp00_Gp00 | A2- Bolivia 33 kV | All generators | 0.97 | cap | Purnio 230/115 | m:P:bushv in MW | 20.4676 | ElmTr3
2026 | 2026_DzMX_GzMX_Dp00_Gp00 | A2- Bolivia 33 kV | All generators | 0.98 | cap | Purnio 230/115 | m:P:bushv in MW | 20.4567 | ElmTr3
2026 | 2026_DzMX_GzMX_Dp00_Gp00 | A2- Bolivia 33 kV | All generators | 0.99 | cap | Purnio 230/115 | m:P:bushv in MW | 20.4472 | ElmTr3
2026 | 2026_DzMX_GzMX_Dp00_Gp00 | A2- Bolivia 33 kV | All generators | 1 | cap | Purnio 230/115 | m:P:bushv in MW | 20.4393 | ElmTr3
2026 | 2026_DzMX_GzMX_Dp00_Gp00 | A2- Bolivia 33 kV | All generators | 0.9 | cap | Purnio 230/115 | m:Q:bushv in Mvar | 8.9695 | ElmTr3
2026 | 2026_DzMX_GzMX_Dp00_Gp00 | A2- Bolivia 33 kV | All generators | 0.91 | cap | Purnio 230/115 | m:Q:bushv in Mvar | 8.7331 | ElmTr3
2026 | 2026_DzMX_GzMX_Dp00_Gp00 | A2- Bolivia 33 kV | All generators | 0.92 | cap | Purnio 230/115 | m:Q:bushv in Mvar | 8.5176 | ElmTr3
2026 | 2026_DzMX_GzMX_Dp00_Gp00 | A2- Bolivia 33 kV | All generators | 0.93 | cap | Purnio 230/115 | m:Q:bushv in Mvar | 8.3154 | ElmTr3
2026 | 2026_DzMX_GzMX_Dp00_Gp00 | A2- Bolivia 33 kV | All generators | 0.94 | cap | Purnio 230/115 | m:Q:bushv in Mvar | 8.1209 | ElmTr3
2026 | 2026_DzMX_GzMX_Dp00_Gp00 | A2- Bolivia 33 kV | All generators | 0.95 | cap | Purnio 230/115 | m:Q:bushv in Mvar | 7.9299 | ElmTr3
2026 | 2026_DzMX_GzMX_Dp00_Gp00 | A2- Bolivia 33 kV | All generators | 0.96 | cap | Purnio 230/115 | m:Q:bushv in Mvar | 7.7377 | ElmTr3
2026 | 2026_DzMX_GzMX_Dp00_Gp00 | A2- Bolivia 33 kV | All generators | 0.97 | cap | Purnio 230/115 | m:Q:bushv in Mvar | 7.5384 | ElmTr3
2026 | 2026_DzMX_GzMX_Dp00_Gp00 | A2- Bolivia 33 kV | All generators | 0.98 | cap | Purnio 230/115 | m:Q:bushv in Mvar | 7.3223 | ElmTr3
2026 | 2026_DzMX_GzMX_Dp00_Gp00 | A2- Bolivia 33 kV | All generators | 0.99 | cap | Purnio 230/115 | m:Q:bushv in Mvar | 7.0659 | ElmTr3
2026 | 2026_DzMX_GzMX_Dp00_Gp00 | A2- Bolivia 33 kV | All generators | 1 | cap | Purnio 230/115 | m:Q:bushv in Mvar | 6.5242 | ElmTr3
2026 | 2026_DzMX_GzMX_Dp00_Gp00 | A2- Bolivia 33 kV | All generators | 0.9 | cap | Purnio 230/115 | m:cosphi:bushv | 0.91692 | ElmTr3
2026 | 2026_DzMX_GzMX_Dp00_Gp00 | A2- Bolivia 33 kV | All generators | 0.91 | cap | Purnio 230/115 | m:cosphi:bushv | 0.92053 | ElmTr3
2026 | 2026_DzMX_GzMX_Dp00_Gp00 | A2- Bolivia 33 kV | All generators | 0.92 | cap | Purnio 230/115 | m:cosphi:bushv | 0.9238 | ElmTr3
2026 | 2026_DzMX_GzMX_Dp00_Gp00 | A2- Bolivia 33 kV | All generators | 0.93 | cap | Purnio 230/115 | m:cosphi:bushv | 0.92685 | ElmTr3
2026 | 2026_DzMX_GzMX_Dp00_Gp00 | A2- Bolivia 33 kV | All generators | 0.94 | cap | Purnio 230/115 | m:cosphi:bushv | 0.92977 | ElmTr3
2026 | 2026_DzMX_GzMX_Dp00_Gp00 | A2- Bolivia 33 kV | All generators | 0.95 | cap | Purnio 230/115 | m:cosphi:bushv | 0.93262 | ElmTr3
2026 | 2026_DzMX_GzMX_Dp00_Gp00 | A2- Bolivia 33 kV | All generators | 0.96 | cap | Purnio 230/115 | m:cosphi:bushv | 0.93546 | ElmTr3
2026 | 2026_DzMX_GzMX_Dp00_Gp00 | A2- Bolivia 33 kV | All generators | 0.97 | cap | Purnio 230/115 | m:cosphi:bushv | 0.93838 | ElmTr3
2026 | 2026_DzMX_GzMX_Dp00_Gp00 | A2- Bolivia 33 kV | All generators | 0.98 | cap | Purnio 230/115 | m:cosphi:bushv | 0.9415 | ElmTr3
2026 | 2026_DzMX_GzMX_Dp00_Gp00 | A2- Bolivia 33 kV | All generators | 0.99 | cap | Purnio 230/115 | m:cosphi:bushv | 0.94516 | ElmTr3
2026 | 2026_DzMX_GzMX_Dp00_Gp00 | A2- Bolivia 33 kV | All generators | 1 | cap | Purnio 230/115 | m:cosphi:bushv | 0.95265 | ElmTr3
2026 | 2026_DzMX_GzMX_Dp00_Gp00 | A2- Bolivia 33 kV | All generators | 0.9 | cap | Victoria 115/33/13.8 kV | m:P:bushv in MW | -13.9294 | ElmTr3
2026 | 2026_DzMX_GzMX_Dp00_Gp00 | A2- Bolivia 33 kV | All generators | 0.91 | cap | Victoria 115/33/13.8 kV | m:P:bushv in MW | -13.995 | ElmTr3
2026 | 2026_DzMX_GzMX_Dp00_Gp00 | A2- Bolivia 33 kV | All generators | 0.92 | cap | Victoria 115/33/13.8 kV | m:P:bushv in MW | -14.0521 | ElmTr3
2026 | 2026_DzMX_GzMX_Dp00_Gp00 | A2- Bolivia 33 kV | All generators | 0.93 | cap | Victoria 115/33/13.8 kV | m:P:bushv in MW | -14.1035 | ElmTr3
2026 | 2026_DzMX_GzMX_Dp00_Gp00 | A2- Bolivia 33 kV | All generators | 0.94 | cap | Victoria 115/33/13.8 kV | m:P:bushv in MW | -14.1508 | ElmTr3
2026 | 2026_DzMX_GzMX_Dp00_Gp00 | A2- Bolivia 33 kV | All generators | 0.95 | cap | Victoria 115/33/13.8 kV | m:P:bushv in MW | -14.1953 | ElmTr3
2026 | 2026_DzMX_GzMX_Dp00_Gp00 | A2- Bolivia 33 kV | All generators | 0.96 | cap | Victoria 115/33/13.8 kV | m:P:bushv in MW | -14.2382 | ElmTr3
2026 | 2026_DzMX_GzMX_Dp00_Gp00 | A2- Bolivia 33 kV | All generators | 0.97 | cap | Victoria 115/33/13.8 kV | m:P:bushv in MW | -14.2806 | ElmTr3
2026 | 2026_DzMX_GzMX_Dp00_Gp00 | A2- Bolivia 33 kV | All generators | 0.98 | cap | Victoria 115/33/13.8 kV | m:P:bushv in MW | -14.3242 | ElmTr3
2026 | 2026_DzMX_GzMX_Dp00_Gp00 | A2- Bolivia 33 kV | All generators | 0.99 | cap | Victoria 115/33/13.8 kV | m:P:bushv in MW | -14.3728 | ElmTr3
2026 | 2026_DzMX_GzMX_Dp00_Gp00 | A2- Bolivia 33 kV | All generators | 1 | cap | Victoria 115/33/13.8 kV | m:P:bushv in MW | -14.4643 | ElmTr3
2026 | 2026_DzMX_GzMX_Dp00_Gp00 | A2- Bolivia 33 kV | All generators | 0.9 | cap | Victoria 115/33/13.8 kV | m:Q:bushv in Mvar | 11.3039 | ElmTr3
2026 | 2026_DzMX_GzMX_Dp00_Gp00 | A2- Bolivia 33 kV | All generators | 0.91 | cap | Victoria 115/33/13.8 kV | m:Q:bushv in Mvar | 11.0889 | ElmTr3
2026 | 2026_DzMX_GzMX_Dp00_Gp00 | A2- Bolivia 33 kV | All generators | 0.92 | cap | Victoria 115/33/13.8 kV | m:Q:bushv in Mvar | 10.8924 | ElmTr3
2026 | 2026_DzMX_GzMX_Dp00_Gp00 | A2- Bolivia 33 kV | All generators | 0.93 | cap | Victoria 115/33/13.8 kV | m:Q:bushv in Mvar | 10.7074 | ElmTr3
2026 | 2026_DzMX_GzMX_Dp00_Gp00 | A2- Bolivia 33 kV | All generators | 0.94 | cap | Victoria 115/33/13.8 kV | m:Q:bushv in Mvar | 10.529 | ElmTr3
2026 | 2026_DzMX_GzMX_Dp00_Gp00 | A2- Bolivia 33 kV | All generators | 0.95 | cap | Victoria 115/33/13.8 kV | m:Q:bushv in Mvar | 10.3533 | ElmTr3
2026 | 2026_DzMX_GzMX_Dp00_Gp00 | A2- Bolivia 33 kV | All generators | 0.96 | cap | Victoria 115/33/13.8 kV | m:Q:bushv in Mvar | 10.1761 | ElmTr3
2026 | 2026_DzMX_GzMX_Dp00_Gp00 | A2- Bolivia 33 kV | All generators | 0.97 | cap | Victoria 115/33/13.8 kV | m:Q:bushv in Mvar | 9.9918 | ElmTr3
2026 | 2026_DzMX_GzMX_Dp00_Gp00 | A2- Bolivia 33 kV | All generators | 0.98 | cap | Victoria 115/33/13.8 kV | m:Q:bushv in Mvar | 9.7915 | ElmTr3
2026 | 2026_DzMX_GzMX_Dp00_Gp00 | A2- Bolivia 33 kV | All generators | 0.99 | cap | Victoria 115/33/13.8 kV | m:Q:bushv in Mvar | 9.553 | ElmTr3
2026 | 2026_DzMX_GzMX_Dp00_Gp00 | A2- Bolivia 33 kV | All generators | 1 | cap | Victoria 115/33/13.8 kV | m:Q:bushv in Mvar | 9.0465 | ElmTr3
2026 | 2026_DzMX_GzMX_Dp00_Gp00 | A2- Bolivia 33 kV | All generators | 0.9 | cap | Victoria 115/33/13.8 kV | m:cosphi:bushv | -0.77649 | ElmTr3
2026 | 2026_DzMX_GzMX_Dp00_Gp00 | A2- Bolivia 33 kV | All generators | 0.91 | cap | Victoria 115/33/13.8 kV | m:cosphi:bushv | -0.78379 | ElmTr3
2026 | 2026_DzMX_GzMX_Dp00_Gp00 | A2- Bolivia 33 kV | All generators | 0.92 | cap | Victoria 115/33/13.8 kV | m:cosphi:bushv | -0.79036 | ElmTr3
2026 | 2026_DzMX_GzMX_Dp00_Gp00 | A2- Bolivia 33 kV | All generators | 0.93 | cap | Victoria 115/33/13.8 kV | m:cosphi:bushv | -0.79647 | ElmTr3
2026 | 2026_DzMX_GzMX_Dp00_Gp00 | A2- Bolivia 33 kV | All generators | 0.94 | cap | Victoria 115/33/13.8 kV | m:cosphi:bushv | -0.80228 | ElmTr3
2026 | 2026_DzMX_GzMX_Dp00_Gp00 | A2- Bolivia 33 kV | All generators | 0.95 | cap | Victoria 115/33/13.8 kV | m:cosphi:bushv | -0.80794 | ElmTr3
2026 | 2026_DzMX_GzMX_Dp00_Gp00 | A2- Bolivia 33 kV | All generators | 0.96 | cap | Victoria 115/33/13.8 kV | m:cosphi:bushv | -0.81357 | ElmTr3
2026 | 2026_DzMX_GzMX_Dp00_Gp00 | A2- Bolivia 33 kV | All generators | 0.97 | cap | Victoria 115/33/13.8 kV | m:cosphi:bushv | -0.81935 | ElmTr3
2026 | 2026_DzMX_GzMX_Dp00_Gp00 | A2- Bolivia 33 kV | All generators | 0.98 | cap | Victoria 115/33/13.8 kV | m:cosphi:bushv | -0.82555 | ElmTr3
2026 | 2026_DzMX_GzMX_Dp00_Gp00 | A2- Bolivia 33 kV | All generators | 0.99 | cap | Victoria 115/33/13.8 kV | m:cosphi:bushv | -0.83282 | ElmTr3
2026 | 2026_DzMX_GzMX_Dp00_Gp00 | A2- Bolivia 33 kV | All generators | 1 | cap | Victoria 115/33/13.8 kV | m:cosphi:bushv | -0.84783 | ElmTr3
2026 | 2026_DzMX_GzMX_Dp00_Gp00 | A2- Bolivia 33 kV | All generators | 0.9 | ind | Dorada - Magdalena 115 kV | m:P:bus1 in MW | 62.5571 | ElmLne
2026 | 2026_DzMX_GzMX_Dp00_Gp00 | A2- Bolivia 33 kV | All generators | 0.91 | ind | Dorada - Magdalena 115 kV | m:P:bus1 in MW | 62.55 | ElmLne
2026 | 2026_DzMX_GzMX_Dp00_Gp00 | A2- Bolivia 33 kV | All generators | 0.92 | ind | Dorada - Magdalena 115 kV | m:P:bus1 in MW | 62.5425 | ElmLne
2026 | 2026_DzMX_GzMX_Dp00_Gp00 | A2- Bolivia 33 kV | All generators | 0.93 | ind | Dorada - Magdalena 115 kV | m:P:bus1 in MW | 62.5345 | ElmLne
2026 | 2026_DzMX_GzMX_Dp00_Gp00 | A2- Bolivia 33 kV | All generators | 0.94 | ind | Dorada - Magdalena 115 kV | m:P:bus1 in MW | 62.526 | ElmLne
2026 | 2026_DzMX_GzMX_Dp00_Gp00 | A2- Bolivia 33 kV | All generators | 0.95 | ind | Dorada - Magdalena 115 kV | m:P:bus1 in MW | 62.5166 | ElmLne
2026 | 2026_DzMX_GzMX_Dp00_Gp00 | A2- Bolivia 33 kV | All generators | 0.96 | ind | Dorada - Magdalena 115 kV | m:P:bus1 in MW | 62.5062 | ElmLne
2026 | 2026_DzMX_GzMX_Dp00_Gp00 | A2- Bolivia 33 kV | All generators | 0.97 | ind | Dorada - Magdalena 115 kV | m:P:bus1 in MW | 62.4942 | ElmLne
2026 | 2026_DzMX_GzMX_Dp00_Gp00 | A2- Bolivia 33 kV | All generators | 0.98 | ind | Dorada - Magdalena 115 kV | m:P:bus1 in MW | 62.4797 | ElmLne
2026 | 2026_DzMX_GzMX_Dp00_Gp00 | A2- Bolivia 33 kV | All generators | 0.99 | ind | Dorada - Magdalena 115 kV | m:P:bus1 in MW | 62.4603 | ElmLne
2026 | 2026_DzMX_GzMX_Dp00_Gp00 | A2- Bolivia 33 kV | All generators | 1 | ind | Dorada - Magdalena 115 kV | m:P:bus1 in MW | 62.4094 | ElmLne
2026 | 2026_DzMX_GzMX_Dp00_Gp00 | A2- Bolivia 33 kV | All generators | 0.9 | ind | Dorada - Magdalena 115 kV | m:P:bus2 in MW | -62.35 | ElmLne
2026 | 2026_DzMX_GzMX_Dp00_Gp00 | A2- Bolivia 33 kV | All generators | 0.91 | ind | Dorada - Magdalena 115 kV | m:P:bus2 in MW | -62.3429 | ElmLne
2026 | 2026_DzMX_GzMX_Dp00_Gp00 | A2- Bolivia 33 kV | All generators | 0.92 | ind | Dorada - Magdalena 115 kV | m:P:bus2 in MW | -62.3355 | ElmLne
2026 | 2026_DzMX_GzMX_Dp00_Gp00 | A2- Bolivia 33 kV | All generators | 0.93 | ind | Dorada - Magdalena 115 kV | m:P:bus2 in MW | -62.3275 | ElmLne
2026 | 2026_DzMX_GzMX_Dp00_Gp00 | A2- Bolivia 33 kV | All generators | 0.94 | ind | Dorada - Magdalena 115 kV | m:P:bus2 in MW | -62.319 | ElmLne
2026 | 2026_DzMX_GzMX_Dp00_Gp00 | A2- Bolivia 33 kV | All generators | 0.95 | ind | Dorada - Magdalena 115 kV | m:P:bus2 in MW | -62.3096 | ElmLne
2026 | 2026_DzMX_GzMX_Dp00_Gp00 | A2- Bolivia 33 kV | All generators | 0.96 | ind | Dorada - Magdalena 115 kV | m:P:bus2 in MW | -62.2992 | ElmLne
2026 | 2026_DzMX_GzMX_Dp00_Gp00 | A2- Bolivia 33 kV | All generators | 0.97 | ind | Dorada - Magdalena 115 kV | m:P:bus2 in MW | -62.2873 | ElmLne
2026 | 2026_DzMX_GzMX_Dp00_Gp00 | A2- Bolivia 33 kV | All generators | 0.98 | ind | Dorada - Magdalena 115 kV | m:P:bus2 in MW | -62.2728 | ElmLne
2026 | 2026_DzMX_GzMX_Dp00_Gp00 | A2- Bolivia 33 kV | All generators | 0.99 | ind | Dorada - Magdalena 115 kV | m:P:bus2 in MW | -62.2535 | ElmLne
2026 | 2026_DzMX_GzMX_Dp00_Gp00 | A2- Bolivia 33 kV | All generators | 1 | ind | Dorada - Magdalena 115 kV | m:P:bus2 in MW | -62.2027 | ElmLne
2026 | 2026_DzMX_GzMX_Dp00_Gp00 | A2- Bolivia 33 kV | All generators | 0.9 | ind | Dorada - Magdalena 115 kV | m:Q:bus1 in Mvar | 6.8224 | ElmLne
2026 | 2026_DzMX_GzMX_Dp00_Gp00 | A2- Bolivia 33 kV | All generators | 0.91 | ind | Dorada - Magdalena 115 kV | m:Q:bus1 in Mvar | 6.8009 | ElmLne
2026 | 2026_DzMX_GzMX_Dp00_Gp00 | A2- Bolivia 33 kV | All generators | 0.92 | ind | Dorada - Magdalena 115 kV | m:Q:bus1 in Mvar | 6.7784 | ElmLne
2026 | 2026_DzMX_GzMX_Dp00_Gp00 | A2- Bolivia 33 kV | All generators | 0.93 | ind | Dorada - Magdalena 115 kV | m:Q:bus1 in Mvar | 6.7547 | ElmLne
2026 | 2026_DzMX_GzMX_Dp00_Gp00 | A2- Bolivia 33 kV | All generators | 0.94 | ind | Dorada - Magdalena 115 kV | m:Q:bus1 in Mvar | 6.7294 | ElmLne
2026 | 2026_DzMX_GzMX_Dp00_Gp00 | A2- Bolivia 33 kV | All generators | 0.95 | ind | Dorada - Magdalena 115 kV | m:Q:bus1 in Mvar | 6.7021 | ElmLne
2026 | 2026_DzMX_GzMX_Dp00_Gp00 | A2- Bolivia 33 kV | All generators | 0.96 | ind | Dorada - Magdalena 115 kV | m:Q:bus1 in Mvar | 6.672 | ElmLne
2026 | 2026_DzMX_GzMX_Dp00_Gp00 | A2- Bolivia 33 kV | All generators | 0.97 | ind | Dorada - Magdalena 115 kV | m:Q:bus1 in Mvar | 6.6379 | ElmLne
2026 | 2026_DzMX_GzMX_Dp00_Gp00 | A2- Bolivia 33 kV | All generators | 0.98 | ind | Dorada - Magdalena 115 kV | m:Q:bus1 in Mvar | 6.5973 | ElmLne
2026 | 2026_DzMX_GzMX_Dp00_Gp00 | A2- Bolivia 33 kV | All generators | 0.99 | ind | Dorada - Magdalena 115 kV | m:Q:bus1 in Mvar | 6.5438 | ElmLne
2026 | 2026_DzMX_GzMX_Dp00_Gp00 | A2- Bolivia 33 kV | All generators | 1 | ind | Dorada - Magdalena 115 kV | m:Q:bus1 in Mvar | 6.4084 | ElmLne
2026 | 2026_DzMX_GzMX_Dp00_Gp00 | A2- Bolivia 33 kV | All generators | 0.9 | ind | Dorada - Magdalena 115 kV | m:Q:bus2 in Mvar | -6.1597 | ElmLne
2026 | 2026_DzMX_GzMX_Dp00_Gp00 | A2- Bolivia 33 kV | All generators | 0.91 | ind | Dorada - Magdalena 115 kV | m:Q:bus2 in Mvar | -6.1382 | ElmLne
2026 | 2026_DzMX_GzMX_Dp00_Gp00 | A2- Bolivia 33 kV | All generators | 0.92 | ind | Dorada - Magdalena 115 kV | m:Q:bus2 in Mvar | -6.1157 | ElmLne
2026 | 2026_DzMX_GzMX_Dp00_Gp00 | A2- Bolivia 33 kV | All generators | 0.93 | ind | Dorada - Magdalena 115 kV | m:Q:bus2 in Mvar | -6.092 | ElmLne
2026 | 2026_DzMX_GzMX_Dp00_Gp00 | A2- Bolivia 33 kV | All generators | 0.94 | ind | Dorada - Magdalena 115 kV | m:Q:bus2 in Mvar | -6.0667 | ElmLne
2026 | 2026_DzMX_GzMX_Dp00_Gp00 | A2- Bolivia 33 kV | All generators | 0.95 | ind | Dorada - Magdalena 115 kV | m:Q:bus2 in Mvar | -6.0394 | ElmLne
2026 | 2026_DzMX_GzMX_Dp00_Gp00 | A2- Bolivia 33 kV | All generators | 0.96 | ind | Dorada - Magdalena 115 kV | m:Q:bus2 in Mvar | -6.0093 | ElmLne
2026 | 2026_DzMX_GzMX_Dp00_Gp00 | A2- Bolivia 33 kV | All generators | 0.97 | ind | Dorada - Magdalena 115 kV | m:Q:bus2 in Mvar | -5.9752 | ElmLne
2026 | 2026_DzMX_GzMX_Dp00_Gp00 | A2- Bolivia 33 kV | All generators | 0.98 | ind | Dorada - Magdalena 115 kV | m:Q:bus2 in Mvar | -5.9347 | ElmLne
2026 | 2026_DzMX_GzMX_Dp00_Gp00 | A2- Bolivia 33 kV | All generators | 0.99 | ind | Dorada - Magdalena 115 kV | m:Q:bus2 in Mvar | -5.8812 | ElmLne
2026 | 2026_DzMX_GzMX_Dp00_Gp00 | A2- Bolivia 33 kV | All generators | 1 | ind | Dorada - Magdalena 115 kV | m:Q:bus2 in Mvar | -5.746 | ElmLne
2026 | 2026_DzMX_GzMX_Dp00_Gp00 | A2- Bolivia 33 kV | All generators | 0.9 | ind | Dorada - Magdalena 115 kV | m:cosphi:bus1 | 0.99411 | ElmLne
2026 | 2026_DzMX_GzMX_Dp00_Gp00 | A2- Bolivia 33 kV | All generators | 0.91 | ind | Dorada - Magdalena 115 kV | m:cosphi:bus1 | 0.99414 | ElmLne
2026 | 2026_DzMX_GzMX_Dp00_Gp00 | A2- Bolivia 33 kV | All generators | 0.92 | ind | Dorada - Magdalena 115 kV | m:cosphi:bus1 | 0.99418 | ElmLne
2026 | 2026_DzMX_GzMX_Dp00_Gp00 | A2- Bolivia 33 kV | All generators | 0.93 | ind | Dorada - Magdalena 115 kV | m:cosphi:bus1 | 0.99422 | ElmLne
2026 | 2026_DzMX_GzMX_Dp00_Gp00 | A2- Bolivia 33 kV | All generators | 0.94 | ind | Dorada - Magdalena 115 kV | m:cosphi:bus1 | 0.99426 | ElmLne
2026 | 2026_DzMX_GzMX_Dp00_Gp00 | A2- Bolivia 33 kV | All generators | 0.95 | ind | Dorada - Magdalena 115 kV | m:cosphi:bus1 | 0.9943 | ElmLne
2026 | 2026_DzMX_GzMX_Dp00_Gp00 | A2- Bolivia 33 kV | All generators | 0.96 | ind | Dorada - Magdalena 115 kV | m:cosphi:bus1 | 0.99435 | ElmLne
2026 | 2026_DzMX_GzMX_Dp00_Gp00 | A2- Bolivia 33 kV | All generators | 0.97 | ind | Dorada - Magdalena 115 kV | m:cosphi:bus1 | 0.99441 | ElmLne
2026 | 2026_DzMX_GzMX_Dp00_Gp00 | A2- Bolivia 33 kV | All generators | 0.98 | ind | Dorada - Magdalena 115 kV | m:cosphi:bus1 | 0.99447 | ElmLne
2026 | 2026_DzMX_GzMX_Dp00_Gp00 | A2- Bolivia 33 kV | All generators | 0.99 | ind | Dorada - Magdalena 115 kV | m:cosphi:bus1 | 0.99456 | ElmLne
2026 | 2026_DzMX_GzMX_Dp00_Gp00 | A2- Bolivia 33 kV | All generators | 1 | ind | Dorada - Magdalena 115 kV | m:cosphi:bus1 | 0.99477 | ElmLne
2026 | 2026_DzMX_GzMX_Dp00_Gp00 | A2- Bolivia 33 kV | All generators | 0.9 | ind | Dorada - Magdalena 115 kV | m:cosphi:bus2 | -0.99516 | ElmLne
2026 | 2026_DzMX_GzMX_Dp00_Gp00 | A2- Bolivia 33 kV | All generators | 0.91 | ind | Dorada - Magdalena 115 kV | m:cosphi:bus2 | -0.99519 | ElmLne
2026 | 2026_DzMX_GzMX_Dp00_Gp00 | A2- Bolivia 33 kV | All generators | 0.92 | ind | Dorada - Magdalena 115 kV | m:cosphi:bus2 | -0.99522 | ElmLne
2026 | 2026_DzMX_GzMX_Dp00_Gp00 | A2- Bolivia 33 kV | All generators | 0.93 | ind | Dorada - Magdalena 115 kV | m:cosphi:bus2 | -0.99526 | ElmLne
2026 | 2026_DzMX_GzMX_Dp00_Gp00 | A2- Bolivia 33 kV | All generators | 0.94 | ind | Dorada - Magdalena 115 kV | m:cosphi:bus2 | -0.9953 | ElmLne
2026 | 2026_DzMX_GzMX_Dp00_Gp00 | A2- Bolivia 33 kV | All generators | 0.95 | ind | Dorada - Magdalena 115 kV | m:cosphi:bus2 | -0.99534 | ElmLne
2026 | 2026_DzMX_GzMX_Dp00_Gp00 | A2- Bolivia 33 kV | All generators | 0.96 | ind | Dorada - Magdalena 115 kV | m:cosphi:bus2 | -0.99538 | ElmLne
2026 | 2026_DzMX_GzMX_Dp00_Gp00 | A2- Bolivia 33 kV | All generators | 0.97 | ind | Dorada - Magdalena 115 kV | m:cosphi:bus2 | -0.99543 | ElmLne
2026 | 2026_DzMX_GzMX_Dp00_Gp00 | A2- Bolivia 33 kV | All generators | 0.98 | ind | Dorada - Magdalena 115 kV | m:cosphi:bus2 | -0.99549 | ElmLne
2026 | 2026_DzMX_GzMX_Dp00_Gp00 | A2- Bolivia 33 kV | All generators | 0.99 | ind | Dorada - Magdalena 115 kV | m:cosphi:bus2 | -0.99557 | ElmLne
2026 | 2026_DzMX_GzMX_Dp00_Gp00 | A2- Bolivia 33 kV | All generators | 1 | ind | Dorada - Magdalena 115 kV | m:cosphi:bus2 | -0.99576 | ElmLne
2026 | 2026_DzMX_GzMX_Dp00_Gp00 | A2- Bolivia 33 kV | All generators | 0.9 | ind | Mariquita - Victoria 2 115 | m:P:bus1 in MW | 9.4926 | ElmLne
2026 | 2026_DzMX_GzMX_Dp00_Gp00 | A2- Bolivia 33 kV | All generators | 0.91 | ind | Mariquita - Victoria 2 115 | m:P:bus1 in MW | 9.5 | ElmLne
2026 | 2026_DzMX_GzMX_Dp00_Gp00 | A2- Bolivia 33 kV | All generators | 0.92 | ind | Mariquita - Victoria 2 115 | m:P:bus1 in MW | 9.5075 | ElmLne
2026 | 2026_DzMX_GzMX_Dp00_Gp00 | A2- Bolivia 33 kV | All generators | 0.93 | ind | Mariquita - Victoria 2 115 | m:P:bus1 in MW | 9.5154 | ElmLne
2026 | 2026_DzMX_GzMX_Dp00_Gp00 | A2- Bolivia 33 kV | All generators | 0.94 | ind | Mariquita - Victoria 2 115 | m:P:bus1 in MW | 9.5236 | ElmLne
2026 | 2026_DzMX_GzMX_Dp00_Gp00 | A2- Bolivia 33 kV | All generators | 0.95 | ind | Mariquita - Victoria 2 115 | m:P:bus1 in MW | 9.5322 | ElmLne
2026 | 2026_DzMX_GzMX_Dp00_Gp00 | A2- Bolivia 33 kV | All generators | 0.96 | ind | Mariquita - Victoria 2 115 | m:P:bus1 in MW | 9.5415 | ElmLne
2026 | 2026_DzMX_GzMX_Dp00_Gp00 | A2- Bolivia 33 kV | All generators | 0.97 | ind | Mariquita - Victoria 2 115 | m:P:bus1 in MW | 9.5518 | ElmLne
2026 | 2026_DzMX_GzMX_Dp00_Gp00 | A2- Bolivia 33 kV | All generators | 0.98 | ind | Mariquita - Victoria 2 115 | m:P:bus1 in MW | 9.5637 | ElmLne
2026 | 2026_DzMX_GzMX_Dp00_Gp00 | A2- Bolivia 33 kV | All generators | 0.99 | ind | Mariquita - Victoria 2 115 | m:P:bus1 in MW | 9.5787 | ElmLne
2026 | 2026_DzMX_GzMX_Dp00_Gp00 | A2- Bolivia 33 kV | All generators | 1 | ind | Mariquita - Victoria 2 115 | m:P:bus1 in MW | 9.6133 | ElmLne
2026 | 2026_DzMX_GzMX_Dp00_Gp00 | A2- Bolivia 33 kV | All generators | 0.9 | ind | Mariquita - Victoria 2 115 | m:P:bus2 in MW | -9.4558 | ElmLne
2026 | 2026_DzMX_GzMX_Dp00_Gp00 | A2- Bolivia 33 kV | All generators | 0.91 | ind | Mariquita - Victoria 2 115 | m:P:bus2 in MW | -9.463 | ElmLne
2026 | 2026_DzMX_GzMX_Dp00_Gp00 | A2- Bolivia 33 kV | All generators | 0.92 | ind | Mariquita - Victoria 2 115 | m:P:bus2 in MW | -9.4704 | ElmLne
2026 | 2026_DzMX_GzMX_Dp00_Gp00 | A2- Bolivia 33 kV | All generators | 0.93 | ind | Mariquita - Victoria 2 115 | m:P:bus2 in MW | -9.4781 | ElmLne
2026 | 2026_DzMX_GzMX_Dp00_Gp00 | A2- Bolivia 33 kV | All generators | 0.94 | ind | Mariquita - Victoria 2 115 | m:P:bus2 in MW | -9.4862 | ElmLne
2026 | 2026_DzMX_GzMX_Dp00_Gp00 | A2- Bolivia 33 kV | All generators | 0.95 | ind | Mariquita - Victoria 2 115 | m:P:bus2 in MW | -9.4947 | ElmLne
2026 | 2026_DzMX_GzMX_Dp00_Gp00 | A2- Bolivia 33 kV | All generators | 0.96 | ind | Mariquita - Victoria 2 115 | m:P:bus2 in MW | -9.5038 | ElmLne
2026 | 2026_DzMX_GzMX_Dp00_Gp00 | A2- Bolivia 33 kV | All generators | 0.97 | ind | Mariquita - Victoria 2 115 | m:P:bus2 in MW | -9.5139 | ElmLne
2026 | 2026_DzMX_GzMX_Dp00_Gp00 | A2- Bolivia 33 kV | All generators | 0.98 | ind | Mariquita - Victoria 2 115 | m:P:bus2 in MW | -9.5255 | ElmLne
2026 | 2026_DzMX_GzMX_Dp00_Gp00 | A2- Bolivia 33 kV | All generators | 0.99 | ind | Mariquita - Victoria 2 115 | m:P:bus2 in MW | -9.5402 | ElmLne
2026 | 2026_DzMX_GzMX_Dp00_Gp00 | A2- Bolivia 33 kV | All generators | 1 | ind | Mariquita - Victoria 2 115 | m:P:bus2 in MW | -9.5741 | ElmLne
2026 | 2026_DzMX_GzMX_Dp00_Gp00 | A2- Bolivia 33 kV | All generators | 0.9 | ind | Mariquita - Victoria 2 115 | m:Q:bus1 in Mvar | -9.4536 | ElmLne
2026 | 2026_DzMX_GzMX_Dp00_Gp00 | A2- Bolivia 33 kV | All generators | 0.91 | ind | Mariquita - Victoria 2 115 | m:Q:bus1 in Mvar | -9.4748 | ElmLne
2026 | 2026_DzMX_GzMX_Dp00_Gp00 | A2- Bolivia 33 kV | All generators | 0.92 | ind | Mariquita - Victoria 2 115 | m:Q:bus1 in Mvar | -9.4969 | ElmLne
2026 | 2026_DzMX_GzMX_Dp00_Gp00 | A2- Bolivia 33 kV | All generators | 0.93 | ind | Mariquita - Victoria 2 115 | m:Q:bus1 in Mvar | -9.5203 | ElmLne
2026 | 2026_DzMX_GzMX_Dp00_Gp00 | A2- Bolivia 33 kV | All generators | 0.94 | ind | Mariquita - Victoria 2 115 | m:Q:bus1 in Mvar | -9.5452 | ElmLne
2026 | 2026_DzMX_GzMX_Dp00_Gp00 | A2- Bolivia 33 kV | All generators | 0.95 | ind | Mariquita - Victoria 2 115 | m:Q:bus1 in Mvar | -9.5721 | ElmLne
2026 | 2026_DzMX_GzMX_Dp00_Gp00 | A2- Bolivia 33 kV | All generators | 0.96 | ind | Mariquita - Victoria 2 115 | m:Q:bus1 in Mvar | -9.6018 | ElmLne
2026 | 2026_DzMX_GzMX_Dp00_Gp00 | A2- Bolivia 33 kV | All generators | 0.97 | ind | Mariquita - Victoria 2 115 | m:Q:bus1 in Mvar | -9.6355 | ElmLne
2026 | 2026_DzMX_GzMX_Dp00_Gp00 | A2- Bolivia 33 kV | All generators | 0.98 | ind | Mariquita - Victoria 2 115 | m:Q:bus1 in Mvar | -9.6756 | ElmLne
2026 | 2026_DzMX_GzMX_Dp00_Gp00 | A2- Bolivia 33 kV | All generators | 0.99 | ind | Mariquita - Victoria 2 115 | m:Q:bus1 in Mvar | -9.7286 | ElmLne
2026 | 2026_DzMX_GzMX_Dp00_Gp00 | A2- Bolivia 33 kV | All generators | 1 | ind | Mariquita - Victoria 2 115 | m:Q:bus1 in Mvar | -9.8629 | ElmLne
2026 | 2026_DzMX_GzMX_Dp00_Gp00 | A2- Bolivia 33 kV | All generators | 0.9 | ind | Mariquita - Victoria 2 115 | m:Q:bus2 in Mvar | 8.89 | ElmLne
2026 | 2026_DzMX_GzMX_Dp00_Gp00 | A2- Bolivia 33 kV | All generators | 0.91 | ind | Mariquita - Victoria 2 115 | m:Q:bus2 in Mvar | 8.9117 | ElmLne
2026 | 2026_DzMX_GzMX_Dp00_Gp00 | A2- Bolivia 33 kV | All generators | 0.92 | ind | Mariquita - Victoria 2 115 | m:Q:bus2 in Mvar | 8.9344 | ElmLne
2026 | 2026_DzMX_GzMX_Dp00_Gp00 | A2- Bolivia 33 kV | All generators | 0.93 | ind | Mariquita - Victoria 2 115 | m:Q:bus2 in Mvar | 8.9583 | ElmLne
2026 | 2026_DzMX_GzMX_Dp00_Gp00 | A2- Bolivia 33 kV | All generators | 0.94 | ind | Mariquita - Victoria 2 115 | m:Q:bus2 in Mvar | 8.9839 | ElmLne
2026 | 2026_DzMX_GzMX_Dp00_Gp00 | A2- Bolivia 33 kV | All generators | 0.95 | ind | Mariquita - Victoria 2 115 | m:Q:bus2 in Mvar | 9.0115 | ElmLne
2026 | 2026_DzMX_GzMX_Dp00_Gp00 | A2- Bolivia 33 kV | All generators | 0.96 | ind | Mariquita - Victoria 2 115 | m:Q:bus2 in Mvar | 9.0419 | ElmLne
2026 | 2026_DzMX_GzMX_Dp00_Gp00 | A2- Bolivia 33 kV | All generators | 0.97 | ind | Mariquita - Victoria 2 115 | m:Q:bus2 in Mvar | 9.0765 | ElmLne
2026 | 2026_DzMX_GzMX_Dp00_Gp00 | A2- Bolivia 33 kV | All generators | 0.98 | ind | Mariquita - Victoria 2 115 | m:Q:bus2 in Mvar | 9.1176 | ElmLne
2026 | 2026_DzMX_GzMX_Dp00_Gp00 | A2- Bolivia 33 kV | All generators | 0.99 | ind | Mariquita - Victoria 2 115 | m:Q:bus2 in Mvar | 9.1719 | ElmLne
2026 | 2026_DzMX_GzMX_Dp00_Gp00 | A2- Bolivia 33 kV | All generators | 1 | ind | Mariquita - Victoria 2 115 | m:Q:bus2 in Mvar | 9.3096 | ElmLne
2026 | 2026_DzMX_GzMX_Dp00_Gp00 | A2- Bolivia 33 kV | All generators | 0.9 | ind | Mariquita - Victoria 2 115 | m:cosphi:bus1 | 0.70856 | ElmLne
2026 | 2026_DzMX_GzMX_Dp00_Gp00 | A2- Bolivia 33 kV | All generators | 0.91 | ind | Mariquita - Victoria 2 115 | m:cosphi:bus1 | 0.70805 | ElmLne
2026 | 2026_DzMX_GzMX_Dp00_Gp00 | A2- Bolivia 33 kV | All generators | 0.92 | ind | Mariquita - Victoria 2 115 | m:cosphi:bus1 | 0.7075 | ElmLne
2026 | 2026_DzMX_GzMX_Dp00_Gp00 | A2- Bolivia 33 kV | All generators | 0.93 | ind | Mariquita - Victoria 2 115 | m:cosphi:bus1 | 0.70692 | ElmLne
2026 | 2026_DzMX_GzMX_Dp00_Gp00 | A2- Bolivia 33 kV | All generators | 0.94 | ind | Mariquita - Victoria 2 115 | m:cosphi:bus1 | 0.7063 | ElmLne
2026 | 2026_DzMX_GzMX_Dp00_Gp00 | A2- Bolivia 33 kV | All generators | 0.95 | ind | Mariquita - Victoria 2 115 | m:cosphi:bus1 | 0.70563 | ElmLne
2026 | 2026_DzMX_GzMX_Dp00_Gp00 | A2- Bolivia 33 kV | All generators | 0.96 | ind | Mariquita - Victoria 2 115 | m:cosphi:bus1 | 0.70488 | ElmLne
2026 | 2026_DzMX_GzMX_Dp00_Gp00 | A2- Bolivia 33 kV | All generators | 0.97 | ind | Mariquita - Victoria 2 115 | m:cosphi:bus1 | 0.70402 | ElmLne
2026 | 2026_DzMX_GzMX_Dp00_Gp00 | A2- Bolivia 33 kV | All generators | 0.98 | ind | Mariquita - Victoria 2 115 | m:cosphi:bus1 | 0.70298 | ElmLne
2026 | 2026_DzMX_GzMX_Dp00_Gp00 | A2- Bolivia 33 kV | All generators | 0.99 | ind | Mariquita - Victoria 2 115 | m:cosphi:bus1 | 0.70159 | ElmLne
2026 | 2026_DzMX_GzMX_Dp00_Gp00 | A2- Bolivia 33 kV | All generators | 1 | ind | Mariquita - Victoria 2 115 | m:cosphi:bus1 | 0.69799 | ElmLne
2026 | 2026_DzMX_GzMX_Dp00_Gp00 | A2- Bolivia 33 kV | All generators | 0.9 | ind | Mariquita - Victoria 2 115 | m:cosphi:bus2 | -0.72857 | ElmLne
2026 | 2026_DzMX_GzMX_Dp00_Gp00 | A2- Bolivia 33 kV | All generators | 0.91 | ind | Mariquita - Victoria 2 115 | m:cosphi:bus2 | -0.728 | ElmLne
2026 | 2026_DzMX_GzMX_Dp00_Gp00 | A2- Bolivia 33 kV | All generators | 0.92 | ind | Mariquita - Victoria 2 115 | m:cosphi:bus2 | -0.72739 | ElmLne
2026 | 2026_DzMX_GzMX_Dp00_Gp00 | A2- Bolivia 33 kV | All generators | 0.93 | ind | Mariquita - Victoria 2 115 | m:cosphi:bus2 | -0.72675 | ElmLne
2026 | 2026_DzMX_GzMX_Dp00_Gp00 | A2- Bolivia 33 kV | All generators | 0.94 | ind | Mariquita - Victoria 2 115 | m:cosphi:bus2 | -0.72607 | ElmLne
2026 | 2026_DzMX_GzMX_Dp00_Gp00 | A2- Bolivia 33 kV | All generators | 0.95 | ind | Mariquita - Victoria 2 115 | m:cosphi:bus2 | -0.72532 | ElmLne
2026 | 2026_DzMX_GzMX_Dp00_Gp00 | A2- Bolivia 33 kV | All generators | 0.96 | ind | Mariquita - Victoria 2 115 | m:cosphi:bus2 | -0.72449 | ElmLne
2026 | 2026_DzMX_GzMX_Dp00_Gp00 | A2- Bolivia 33 kV | All generators | 0.97 | ind | Mariquita - Victoria 2 115 | m:cosphi:bus2 | -0.72354 | ElmLne
2026 | 2026_DzMX_GzMX_Dp00_Gp00 | A2- Bolivia 33 kV | All generators | 0.98 | ind | Mariquita - Victoria 2 115 | m:cosphi:bus2 | -0.7224 | ElmLne
2026 | 2026_DzMX_GzMX_Dp00_Gp00 | A2- Bolivia 33 kV | All generators | 0.99 | ind | Mariquita - Victoria 2 115 | m:cosphi:bus2 | -0.72088 | ElmLne
2026 | 2026_DzMX_GzMX_Dp00_Gp00 | A2- Bolivia 33 kV | All generators | 1 | ind | Mariquita - Victoria 2 115 | m:cosphi:bus2 | -0.71694 | ElmLne
2026 | 2026_DzMX_GzMX_Dp00_Gp00 | A2- Bolivia 33 kV | All generators | 0.9 | ind | Dorada 115/33/13.8 kV | m:P:bushv in MW | 1.9843 | ElmTr3
2026 | 2026_DzMX_GzMX_Dp00_Gp00 | A2- Bolivia 33 kV | All generators | 0.91 | ind | Dorada 115/33/13.8 kV | m:P:bushv in MW | 1.9876 | ElmTr3
2026 | 2026_DzMX_GzMX_Dp00_Gp00 | A2- Bolivia 33 kV | All generators | 0.92 | ind | Dorada 115/33/13.8 kV | m:P:bushv in MW | 1.991 | ElmTr3
2026 | 2026_DzMX_GzMX_Dp00_Gp00 | A2- Bolivia 33 kV | All generators | 0.93 | ind | Dorada 115/33/13.8 kV | m:P:bushv in MW | 1.9947 | ElmTr3
2026 | 2026_DzMX_GzMX_Dp00_Gp00 | A2- Bolivia 33 kV | All generators | 0.94 | ind | Dorada 115/33/13.8 kV | m:P:bushv in MW | 1.9986 | ElmTr3
2026 | 2026_DzMX_GzMX_Dp00_Gp00 | A2- Bolivia 33 kV | All generators | 0.95 | ind | Dorada 115/33/13.8 kV | m:P:bushv in MW | 2.0029 | ElmTr3
2026 | 2026_DzMX_GzMX_Dp00_Gp00 | A2- Bolivia 33 kV | All generators | 0.96 | ind | Dorada 115/33/13.8 kV | m:P:bushv in MW | 2.0077 | ElmTr3
2026 | 2026_DzMX_GzMX_Dp00_Gp00 | A2- Bolivia 33 kV | All generators | 0.97 | ind | Dorada 115/33/13.8 kV | m:P:bushv in MW | 2.0132 | ElmTr3
2026 | 2026_DzMX_GzMX_Dp00_Gp00 | A2- Bolivia 33 kV | All generators | 0.98 | ind | Dorada 115/33/13.8 kV | m:P:bushv in MW | 2.0198 | ElmTr3
2026 | 2026_DzMX_GzMX_Dp00_Gp00 | A2- Bolivia 33 kV | All generators | 0.99 | ind | Dorada 115/33/13.8 kV | m:P:bushv in MW | 2.0287 | ElmTr3
2026 | 2026_DzMX_GzMX_Dp00_Gp00 | A2- Bolivia 33 kV | All generators | 1 | ind | Dorada 115/33/13.8 kV | m:P:bushv in MW | 2.0519 | ElmTr3
2026 | 2026_DzMX_GzMX_Dp00_Gp00 | A2- Bolivia 33 kV | All generators | 0.9 | ind | Dorada 115/33/13.8 kV | m:Q:bushv in Mvar | 9.2596 | ElmTr3
2026 | 2026_DzMX_GzMX_Dp00_Gp00 | A2- Bolivia 33 kV | All generators | 0.91 | ind | Dorada 115/33/13.8 kV | m:Q:bushv in Mvar | 9.2703 | ElmTr3
2026 | 2026_DzMX_GzMX_Dp00_Gp00 | A2- Bolivia 33 kV | All generators | 0.92 | ind | Dorada 115/33/13.8 kV | m:Q:bushv in Mvar | 9.2815 | ElmTr3
2026 | 2026_DzMX_GzMX_Dp00_Gp00 | A2- Bolivia 33 kV | All generators | 0.93 | ind | Dorada 115/33/13.8 kV | m:Q:bushv in Mvar | 9.2932 | ElmTr3
2026 | 2026_DzMX_GzMX_Dp00_Gp00 | A2- Bolivia 33 kV | All generators | 0.94 | ind | Dorada 115/33/13.8 kV | m:Q:bushv in Mvar | 9.3057 | ElmTr3
2026 | 2026_DzMX_GzMX_Dp00_Gp00 | A2- Bolivia 33 kV | All generators | 0.95 | ind | Dorada 115/33/13.8 kV | m:Q:bushv in Mvar | 9.3191 | ElmTr3
2026 | 2026_DzMX_GzMX_Dp00_Gp00 | A2- Bolivia 33 kV | All generators | 0.96 | ind | Dorada 115/33/13.8 kV | m:Q:bushv in Mvar | 9.3339 | ElmTr3
2026 | 2026_DzMX_GzMX_Dp00_Gp00 | A2- Bolivia 33 kV | All generators | 0.97 | ind | Dorada 115/33/13.8 kV | m:Q:bushv in Mvar | 9.3506 | ElmTr3
2026 | 2026_DzMX_GzMX_Dp00_Gp00 | A2- Bolivia 33 kV | All generators | 0.98 | ind | Dorada 115/33/13.8 kV | m:Q:bushv in Mvar | 9.3704 | ElmTr3
2026 | 2026_DzMX_GzMX_Dp00_Gp00 | A2- Bolivia 33 kV | All generators | 0.99 | ind | Dorada 115/33/13.8 kV | m:Q:bushv in Mvar | 9.3964 | ElmTr3
2026 | 2026_DzMX_GzMX_Dp00_Gp00 | A2- Bolivia 33 kV | All generators | 1 | ind | Dorada 115/33/13.8 kV | m:Q:bushv in Mvar | 9.4616 | ElmTr3
2026 | 2026_DzMX_GzMX_Dp00_Gp00 | A2- Bolivia 33 kV | All generators | 0.9 | ind | Dorada 115/33/13.8 kV | m:cosphi:bushv | 0.20954 | ElmTr3
2026 | 2026_DzMX_GzMX_Dp00_Gp00 | A2- Bolivia 33 kV | All generators | 0.91 | ind | Dorada 115/33/13.8 kV | m:cosphi:bushv | 0.20964 | ElmTr3
2026 | 2026_DzMX_GzMX_Dp00_Gp00 | A2- Bolivia 33 kV | All generators | 0.92 | ind | Dorada 115/33/13.8 kV | m:cosphi:bushv | 0.20974 | ElmTr3
2026 | 2026_DzMX_GzMX_Dp00_Gp00 | A2- Bolivia 33 kV | All generators | 0.93 | ind | Dorada 115/33/13.8 kV | m:cosphi:bushv | 0.20986 | ElmTr3
2026 | 2026_DzMX_GzMX_Dp00_Gp00 | A2- Bolivia 33 kV | All generators | 0.94 | ind | Dorada 115/33/13.8 kV | m:cosphi:bushv | 0.20998 | ElmTr3
2026 | 2026_DzMX_GzMX_Dp00_Gp00 | A2- Bolivia 33 kV | All generators | 0.95 | ind | Dorada 115/33/13.8 kV | m:cosphi:bushv | 0.21013 | ElmTr3
2026 | 2026_DzMX_GzMX_Dp00_Gp00 | A2- Bolivia 33 kV | All generators | 0.96 | ind | Dorada 115/33/13.8 kV | m:cosphi:bushv | 0.21028 | ElmTr3
2026 | 2026_DzMX_GzMX_Dp00_Gp00 | A2- Bolivia 33 kV | All generators | 0.97 | ind | Dorada 115/33/13.8 kV | m:cosphi:bushv | 0.21047 | ElmTr3
2026 | 2026_DzMX_GzMX_Dp00_Gp00 | A2- Bolivia 33 kV | All generators | 0.98 | ind | Dorada 115/33/13.8 kV | m:cosphi:bushv | 0.21071 | ElmTr3
2026 | 2026_DzMX_GzMX_Dp00_Gp00 | A2- Bolivia 33 kV | All generators | 0.99 | ind | Dorada 115/33/13.8 kV | m:cosphi:bushv | 0.21104 | ElmTr3
2026 | 2026_DzMX_GzMX_Dp00_Gp00 | A2- Bolivia 33 kV | All generators | 1 | ind | Dorada 115/33/13.8 kV | m:cosphi:bushv | 0.21194 | ElmTr3
2026 | 2026_DzMX_GzMX_Dp00_Gp00 | A2- Bolivia 33 kV | All generators | 0.9 | ind | Manzanares 115/33/13.8 kV | m:P:bushv in MW | -23.0096 | ElmTr3
2026 | 2026_DzMX_GzMX_Dp00_Gp00 | A2- Bolivia 33 kV | All generators | 0.91 | ind | Manzanares 115/33/13.8 kV | m:P:bushv in MW | -23.0288 | ElmTr3
2026 | 2026_DzMX_GzMX_Dp00_Gp00 | A2- Bolivia 33 kV | All generators | 0.92 | ind | Manzanares 115/33/13.8 kV | m:P:bushv in MW | -23.0474 | ElmTr3
2026 | 2026_DzMX_GzMX_Dp00_Gp00 | A2- Bolivia 33 kV | All generators | 0.93 | ind | Manzanares 115/33/13.8 kV | m:P:bushv in MW | -23.0653 | ElmTr3
2026 | 2026_DzMX_GzMX_Dp00_Gp00 | A2- Bolivia 33 kV | All generators | 0.94 | ind | Manzanares 115/33/13.8 kV | m:P:bushv in MW | -23.0825 | ElmTr3
2026 | 2026_DzMX_GzMX_Dp00_Gp00 | A2- Bolivia 33 kV | All generators | 0.95 | ind | Manzanares 115/33/13.8 kV | m:P:bushv in MW | -23.0989 | ElmTr3
2026 | 2026_DzMX_GzMX_Dp00_Gp00 | A2- Bolivia 33 kV | All generators | 0.96 | ind | Manzanares 115/33/13.8 kV | m:P:bushv in MW | -23.1144 | ElmTr3
2026 | 2026_DzMX_GzMX_Dp00_Gp00 | A2- Bolivia 33 kV | All generators | 0.97 | ind | Manzanares 115/33/13.8 kV | m:P:bushv in MW | -23.1285 | ElmTr3
2026 | 2026_DzMX_GzMX_Dp00_Gp00 | A2- Bolivia 33 kV | All generators | 0.98 | ind | Manzanares 115/33/13.8 kV | m:P:bushv in MW | -23.1407 | ElmTr3
2026 | 2026_DzMX_GzMX_Dp00_Gp00 | A2- Bolivia 33 kV | All generators | 0.99 | ind | Manzanares 115/33/13.8 kV | m:P:bushv in MW | -23.1491 | ElmTr3
2026 | 2026_DzMX_GzMX_Dp00_Gp00 | A2- Bolivia 33 kV | All generators | 1 | ind | Manzanares 115/33/13.8 kV | m:P:bushv in MW | -23.1313 | ElmTr3
2026 | 2026_DzMX_GzMX_Dp00_Gp00 | A2- Bolivia 33 kV | All generators | 0.9 | ind | Manzanares 115/33/13.8 kV | m:Q:bushv in Mvar | 1.5884 | ElmTr3
2026 | 2026_DzMX_GzMX_Dp00_Gp00 | A2- Bolivia 33 kV | All generators | 0.91 | ind | Manzanares 115/33/13.8 kV | m:Q:bushv in Mvar | 1.9153 | ElmTr3
2026 | 2026_DzMX_GzMX_Dp00_Gp00 | A2- Bolivia 33 kV | All generators | 0.92 | ind | Manzanares 115/33/13.8 kV | m:Q:bushv in Mvar | 2.2571 | ElmTr3
2026 | 2026_DzMX_GzMX_Dp00_Gp00 | A2- Bolivia 33 kV | All generators | 0.93 | ind | Manzanares 115/33/13.8 kV | m:Q:bushv in Mvar | 2.6174 | ElmTr3
2026 | 2026_DzMX_GzMX_Dp00_Gp00 | A2- Bolivia 33 kV | All generators | 0.94 | ind | Manzanares 115/33/13.8 kV | m:Q:bushv in Mvar | 3.0012 | ElmTr3
2026 | 2026_DzMX_GzMX_Dp00_Gp00 | A2- Bolivia 33 kV | All generators | 0.95 | ind | Manzanares 115/33/13.8 kV | m:Q:bushv in Mvar | 3.4155 | ElmTr3
2026 | 2026_DzMX_GzMX_Dp00_Gp00 | A2- Bolivia 33 kV | All generators | 0.96 | ind | Manzanares 115/33/13.8 kV | m:Q:bushv in Mvar | 3.8716 | ElmTr3
2026 | 2026_DzMX_GzMX_Dp00_Gp00 | A2- Bolivia 33 kV | All generators | 0.97 | ind | Manzanares 115/33/13.8 kV | m:Q:bushv in Mvar | 4.3881 | ElmTr3
2026 | 2026_DzMX_GzMX_Dp00_Gp00 | A2- Bolivia 33 kV | All generators | 0.98 | ind | Manzanares 115/33/13.8 kV | m:Q:bushv in Mvar | 5.0022 | ElmTr3
2026 | 2026_DzMX_GzMX_Dp00_Gp00 | A2- Bolivia 33 kV | All generators | 0.99 | ind | Manzanares 115/33/13.8 kV | m:Q:bushv in Mvar | 5.8106 | ElmTr3
2026 | 2026_DzMX_GzMX_Dp00_Gp00 | A2- Bolivia 33 kV | All generators | 1 | ind | Manzanares 115/33/13.8 kV | m:Q:bushv in Mvar | 7.851 | ElmTr3
2026 | 2026_DzMX_GzMX_Dp00_Gp00 | A2- Bolivia 33 kV | All generators | 0.9 | ind | Manzanares 115/33/13.8 kV | m:cosphi:bushv | -0.99763 | ElmTr3
2026 | 2026_DzMX_GzMX_Dp00_Gp00 | A2- Bolivia 33 kV | All generators | 0.91 | ind | Manzanares 115/33/13.8 kV | m:cosphi:bushv | -0.99656 | ElmTr3
2026 | 2026_DzMX_GzMX_Dp00_Gp00 | A2- Bolivia 33 kV | All generators | 0.92 | ind | Manzanares 115/33/13.8 kV | m:cosphi:bushv | -0.99524 | ElmTr3
2026 | 2026_DzMX_GzMX_Dp00_Gp00 | A2- Bolivia 33 kV | All generators | 0.93 | ind | Manzanares 115/33/13.8 kV | m:cosphi:bushv | -0.99362 | ElmTr3
2026 | 2026_DzMX_GzMX_Dp00_Gp00 | A2- Bolivia 33 kV | All generators | 0.94 | ind | Manzanares 115/33/13.8 kV | m:cosphi:bushv | -0.99165 | ElmTr3
2026 | 2026_DzMX_GzMX_Dp00_Gp00 | A2- Bolivia 33 kV | All generators | 0.95 | ind | Manzanares 115/33/13.8 kV | m:cosphi:bushv | -0.98924 | ElmTr3
2026 | 2026_DzMX_GzMX_Dp00_Gp00 | A2- Bolivia 33 kV | All generators | 0.96 | ind | Manzanares 115/33/13.8 kV | m:cosphi:bushv | -0.98626 | ElmTr3
2026 | 2026_DzMX_GzMX_Dp00_Gp00 | A2- Bolivia 33 kV | All generators | 0.97 | ind | Manzanares 115/33/13.8 kV | m:cosphi:bushv | -0.98247 | ElmTr3
2026 | 2026_DzMX_GzMX_Dp00_Gp00 | A2- Bolivia 33 kV | All generators | 0.98 | ind | Manzanares 115/33/13.8 kV | m:cosphi:bushv | -0.97742 | ElmTr3
2026 | 2026_DzMX_GzMX_Dp00_Gp00 | A2- Bolivia 33 kV | All generators | 0.99 | ind | Manzanares 115/33/13.8 kV | m:cosphi:bushv | -0.96991 | ElmTr3
2026 | 2026_DzMX_GzMX_Dp00_Gp00 | A2- Bolivia 33 kV | All generators | 1 | ind | Manzanares 115/33/13.8 kV | m:cosphi:bushv | -0.94694 | ElmTr3
2026 | 2026_DzMX_GzMX_Dp00_Gp00 | A2- Bolivia 33 kV | All generators | 0.9 | ind | Purnio 230/115 | m:P:bushv in MW | 20.5008 | ElmTr3
2026 | 2026_DzMX_GzMX_Dp00_Gp00 | A2- Bolivia 33 kV | All generators | 0.91 | ind | Purnio 230/115 | m:P:bushv in MW | 20.4946 | ElmTr3
2026 | 2026_DzMX_GzMX_Dp00_Gp00 | A2- Bolivia 33 kV | All generators | 0.92 | ind | Purnio 230/115 | m:P:bushv in MW | 20.4885 | ElmTr3
2026 | 2026_DzMX_GzMX_Dp00_Gp00 | A2- Bolivia 33 kV | All generators | 0.93 | ind | Purnio 230/115 | m:P:bushv in MW | 20.4825 | ElmTr3
2026 | 2026_DzMX_GzMX_Dp00_Gp00 | A2- Bolivia 33 kV | All generators | 0.94 | ind | Purnio 230/115 | m:P:bushv in MW | 20.4765 | ElmTr3
2026 | 2026_DzMX_GzMX_Dp00_Gp00 | A2- Bolivia 33 kV | All generators | 0.95 | ind | Purnio 230/115 | m:P:bushv in MW | 20.4705 | ElmTr3
2026 | 2026_DzMX_GzMX_Dp00_Gp00 | A2- Bolivia 33 kV | All generators | 0.96 | ind | Purnio 230/115 | m:P:bushv in MW | 20.4645 | ElmTr3
2026 | 2026_DzMX_GzMX_Dp00_Gp00 | A2- Bolivia 33 kV | All generators | 0.97 | ind | Purnio 230/115 | m:P:bushv in MW | 20.4585 | ElmTr3
2026 | 2026_DzMX_GzMX_Dp00_Gp00 | A2- Bolivia 33 kV | All generators | 0.98 | ind | Purnio 230/115 | m:P:bushv in MW | 20.4524 | ElmTr3
2026 | 2026_DzMX_GzMX_Dp00_Gp00 | A2- Bolivia 33 kV | All generators | 0.99 | ind | Purnio 230/115 | m:P:bushv in MW | 20.4461 | ElmTr3
2026 | 2026_DzMX_GzMX_Dp00_Gp00 | A2- Bolivia 33 kV | All generators | 1 | ind | Purnio 230/115 | m:P:bushv in MW | 20.4393 | ElmTr3
2026 | 2026_DzMX_GzMX_Dp00_Gp00 | A2- Bolivia 33 kV | All generators | 0.9 | ind | Purnio 230/115 | m:Q:bushv in Mvar | 5.0568 | ElmTr3
2026 | 2026_DzMX_GzMX_Dp00_Gp00 | A2- Bolivia 33 kV | All generators | 0.91 | ind | Purnio 230/115 | m:Q:bushv in Mvar | 5.1331 | ElmTr3
2026 | 2026_DzMX_GzMX_Dp00_Gp00 | A2- Bolivia 33 kV | All generators | 0.92 | ind | Purnio 230/115 | m:Q:bushv in Mvar | 5.2129 | ElmTr3
2026 | 2026_DzMX_GzMX_Dp00_Gp00 | A2- Bolivia 33 kV | All generators | 0.93 | ind | Purnio 230/115 | m:Q:bushv in Mvar | 5.2971 | ElmTr3
2026 | 2026_DzMX_GzMX_Dp00_Gp00 | A2- Bolivia 33 kV | All generators | 0.94 | ind | Purnio 230/115 | m:Q:bushv in Mvar | 5.3868 | ElmTr3
2026 | 2026_DzMX_GzMX_Dp00_Gp00 | A2- Bolivia 33 kV | All generators | 0.95 | ind | Purnio 230/115 | m:Q:bushv in Mvar | 5.4837 | ElmTr3
2026 | 2026_DzMX_GzMX_Dp00_Gp00 | A2- Bolivia 33 kV | All generators | 0.96 | ind | Purnio 230/115 | m:Q:bushv in Mvar | 5.5904 | ElmTr3
2026 | 2026_DzMX_GzMX_Dp00_Gp00 | A2- Bolivia 33 kV | All generators | 0.97 | ind | Purnio 230/115 | m:Q:bushv in Mvar | 5.7113 | ElmTr3
2026 | 2026_DzMX_GzMX_Dp00_Gp00 | A2- Bolivia 33 kV | All generators | 0.98 | ind | Purnio 230/115 | m:Q:bushv in Mvar | 5.8552 | ElmTr3
2026 | 2026_DzMX_GzMX_Dp00_Gp00 | A2- Bolivia 33 kV | All generators | 0.99 | ind | Purnio 230/115 | m:Q:bushv in Mvar | 6.0448 | ElmTr3
2026 | 2026_DzMX_GzMX_Dp00_Gp00 | A2- Bolivia 33 kV | All generators | 1 | ind | Purnio 230/115 | m:Q:bushv in Mvar | 6.5242 | ElmTr3
2026 | 2026_DzMX_GzMX_Dp00_Gp00 | A2- Bolivia 33 kV | All generators | 0.9 | ind | Purnio 230/115 | m:cosphi:bushv | 0.9709 | ElmTr3
2026 | 2026_DzMX_GzMX_Dp00_Gp00 | A2- Bolivia 33 kV | All generators | 0.91 | ind | Purnio 230/115 | m:cosphi:bushv | 0.97004 | ElmTr3
2026 | 2026_DzMX_GzMX_Dp00_Gp00 | A2- Bolivia 33 kV | All generators | 0.92 | ind | Purnio 230/115 | m:cosphi:bushv | 0.96912 | ElmTr3
2026 | 2026_DzMX_GzMX_Dp00_Gp00 | A2- Bolivia 33 kV | All generators | 0.93 | ind | Purnio 230/115 | m:cosphi:bushv | 0.96815 | ElmTr3
2026 | 2026_DzMX_GzMX_Dp00_Gp00 | A2- Bolivia 33 kV | All generators | 0.94 | ind | Purnio 230/115 | m:cosphi:bushv | 0.9671 | ElmTr3
2026 | 2026_DzMX_GzMX_Dp00_Gp00 | A2- Bolivia 33 kV | All generators | 0.95 | ind | Purnio 230/115 | m:cosphi:bushv | 0.96594 | ElmTr3
2026 | 2026_DzMX_GzMX_Dp00_Gp00 | A2- Bolivia 33 kV | All generators | 0.96 | ind | Purnio 230/115 | m:cosphi:bushv | 0.96465 | ElmTr3
2026 | 2026_DzMX_GzMX_Dp00_Gp00 | A2- Bolivia 33 kV | All generators | 0.97 | ind | Purnio 230/115 | m:cosphi:bushv | 0.96317 | ElmTr3
2026 | 2026_DzMX_GzMX_Dp00_Gp00 | A2- Bolivia 33 kV | All generators | 0.98 | ind | Purnio 230/115 | m:cosphi:bushv | 0.96138 | ElmTr3
2026 | 2026_DzMX_GzMX_Dp00_Gp00 | A2- Bolivia 33 kV | All generators | 0.99 | ind | Purnio 230/115 | m:cosphi:bushv | 0.95897 | ElmTr3
2026 | 2026_DzMX_GzMX_Dp00_Gp00 | A2- Bolivia 33 kV | All generators | 1 | ind | Purnio 230/115 | m:cosphi:bushv | 0.95265 | ElmTr3
2026 | 2026_DzMX_GzMX_Dp00_Gp00 | A2- Bolivia 33 kV | All generators | 0.9 | ind | Victoria 115/33/13.8 kV | m:P:bushv in MW | -14.6366 | ElmTr3
2026 | 2026_DzMX_GzMX_Dp00_Gp00 | A2- Bolivia 33 kV | All generators | 0.91 | ind | Victoria 115/33/13.8 kV | m:P:bushv in MW | -14.6304 | ElmTr3
2026 | 2026_DzMX_GzMX_Dp00_Gp00 | A2- Bolivia 33 kV | All generators | 0.92 | ind | Victoria 115/33/13.8 kV | m:P:bushv in MW | -14.6235 | ElmTr3
2026 | 2026_DzMX_GzMX_Dp00_Gp00 | A2- Bolivia 33 kV | All generators | 0.93 | ind | Victoria 115/33/13.8 kV | m:P:bushv in MW | -14.6159 | ElmTr3
2026 | 2026_DzMX_GzMX_Dp00_Gp00 | A2- Bolivia 33 kV | All generators | 0.94 | ind | Victoria 115/33/13.8 kV | m:P:bushv in MW | -14.6074 | ElmTr3
2026 | 2026_DzMX_GzMX_Dp00_Gp00 | A2- Bolivia 33 kV | All generators | 0.95 | ind | Victoria 115/33/13.8 kV | m:P:bushv in MW | -14.5978 | ElmTr3
2026 | 2026_DzMX_GzMX_Dp00_Gp00 | A2- Bolivia 33 kV | All generators | 0.96 | ind | Victoria 115/33/13.8 kV | m:P:bushv in MW | -14.5867 | ElmTr3
2026 | 2026_DzMX_GzMX_Dp00_Gp00 | A2- Bolivia 33 kV | All generators | 0.97 | ind | Victoria 115/33/13.8 kV | m:P:bushv in MW | -14.5733 | ElmTr3
2026 | 2026_DzMX_GzMX_Dp00_Gp00 | A2- Bolivia 33 kV | All generators | 0.98 | ind | Victoria 115/33/13.8 kV | m:P:bushv in MW | -14.5565 | ElmTr3
2026 | 2026_DzMX_GzMX_Dp00_Gp00 | A2- Bolivia 33 kV | All generators | 0.99 | ind | Victoria 115/33/13.8 kV | m:P:bushv in MW | -14.5327 | ElmTr3
2026 | 2026_DzMX_GzMX_Dp00_Gp00 | A2- Bolivia 33 kV | All generators | 1 | ind | Victoria 115/33/13.8 kV | m:P:bushv in MW | -14.4643 | ElmTr3
2026 | 2026_DzMX_GzMX_Dp00_Gp00 | A2- Bolivia 33 kV | All generators | 0.9 | ind | Victoria 115/33/13.8 kV | m:Q:bushv in Mvar | 7.6564 | ElmTr3
2026 | 2026_DzMX_GzMX_Dp00_Gp00 | A2- Bolivia 33 kV | All generators | 0.91 | ind | Victoria 115/33/13.8 kV | m:Q:bushv in Mvar | 7.7293 | ElmTr3
2026 | 2026_DzMX_GzMX_Dp00_Gp00 | A2- Bolivia 33 kV | All generators | 0.92 | ind | Victoria 115/33/13.8 kV | m:Q:bushv in Mvar | 7.8055 | ElmTr3
2026 | 2026_DzMX_GzMX_Dp00_Gp00 | A2- Bolivia 33 kV | All generators | 0.93 | ind | Victoria 115/33/13.8 kV | m:Q:bushv in Mvar | 7.8858 | ElmTr3
2026 | 2026_DzMX_GzMX_Dp00_Gp00 | A2- Bolivia 33 kV | All generators | 0.94 | ind | Victoria 115/33/13.8 kV | m:Q:bushv in Mvar | 7.9712 | ElmTr3
2026 | 2026_DzMX_GzMX_Dp00_Gp00 | A2- Bolivia 33 kV | All generators | 0.95 | ind | Victoria 115/33/13.8 kV | m:Q:bushv in Mvar | 8.0634 | ElmTr3
2026 | 2026_DzMX_GzMX_Dp00_Gp00 | A2- Bolivia 33 kV | All generators | 0.96 | ind | Victoria 115/33/13.8 kV | m:Q:bushv in Mvar | 8.1649 | ElmTr3
2026 | 2026_DzMX_GzMX_Dp00_Gp00 | A2- Bolivia 33 kV | All generators | 0.97 | ind | Victoria 115/33/13.8 kV | m:Q:bushv in Mvar | 8.2796 | ElmTr3
2026 | 2026_DzMX_GzMX_Dp00_Gp00 | A2- Bolivia 33 kV | All generators | 0.98 | ind | Victoria 115/33/13.8 kV | m:Q:bushv in Mvar | 8.416 | ElmTr3
2026 | 2026_DzMX_GzMX_Dp00_Gp00 | A2- Bolivia 33 kV | All generators | 0.99 | ind | Victoria 115/33/13.8 kV | m:Q:bushv in Mvar | 8.5952 | ElmTr3
2026 | 2026_DzMX_GzMX_Dp00_Gp00 | A2- Bolivia 33 kV | All generators | 1 | ind | Victoria 115/33/13.8 kV | m:Q:bushv in Mvar | 9.0465 | ElmTr3
2026 | 2026_DzMX_GzMX_Dp00_Gp00 | A2- Bolivia 33 kV | All generators | 0.9 | ind | Victoria 115/33/13.8 kV | m:cosphi:bushv | -0.88609 | ElmTr3
2026 | 2026_DzMX_GzMX_Dp00_Gp00 | A2- Bolivia 33 kV | All generators | 0.91 | ind | Victoria 115/33/13.8 kV | m:cosphi:bushv | -0.88419 | ElmTr3
2026 | 2026_DzMX_GzMX_Dp00_Gp00 | A2- Bolivia 33 kV | All generators | 0.92 | ind | Victoria 115/33/13.8 kV | m:cosphi:bushv | -0.8822 | ElmTr3
2026 | 2026_DzMX_GzMX_Dp00_Gp00 | A2- Bolivia 33 kV | All generators | 0.93 | ind | Victoria 115/33/13.8 kV | m:cosphi:bushv | -0.88008 | ElmTr3
2026 | 2026_DzMX_GzMX_Dp00_Gp00 | A2- Bolivia 33 kV | All generators | 0.94 | ind | Victoria 115/33/13.8 kV | m:cosphi:bushv | -0.87781 | ElmTr3
2026 | 2026_DzMX_GzMX_Dp00_Gp00 | A2- Bolivia 33 kV | All generators | 0.95 | ind | Victoria 115/33/13.8 kV | m:cosphi:bushv | -0.87534 | ElmTr3
2026 | 2026_DzMX_GzMX_Dp00_Gp00 | A2- Bolivia 33 kV | All generators | 0.96 | ind | Victoria 115/33/13.8 kV | m:cosphi:bushv | -0.8726 | ElmTr3
2026 | 2026_DzMX_GzMX_Dp00_Gp00 | A2- Bolivia 33 kV | All generators | 0.97 | ind | Victoria 115/33/13.8 kV | m:cosphi:bushv | -0.86947 | ElmTr3
2026 | 2026_DzMX_GzMX_Dp00_Gp00 | A2- Bolivia 33 kV | All generators | 0.98 | ind | Victoria 115/33/13.8 kV | m:cosphi:bushv | -0.86572 | ElmTr3
2026 | 2026_DzMX_GzMX_Dp00_Gp00 | A2- Bolivia 33 kV | All generators | 0.99 | ind | Victoria 115/33/13.8 kV | m:cosphi:bushv | -0.86073 | ElmTr3
2026 | 2026_DzMX_GzMX_Dp00_Gp00 | A2- Bolivia 33 kV | All generators | 1 | ind | Victoria 115/33/13.8 kV | m:cosphi:bushv | -0.84783 | ElmTr3
2026 | 2026_DzMX_GzMX_Dp00_Gp00 | A3 -Florencia 33 kV | All generators | 0.9 | cap | Dorada - Magdalena 115 kV | m:P:bus1 in MW | 62.093 | ElmLne
2026 | 2026_DzMX_GzMX_Dp00_Gp00 | A3 -Florencia 33 kV | All generators | 0.91 | cap | Dorada - Magdalena 115 kV | m:P:bus1 in MW | 62.1242 | ElmLne
2026 | 2026_DzMX_GzMX_Dp00_Gp00 | A3 -Florencia 33 kV | All generators | 0.92 | cap | Dorada - Magdalena 115 kV | m:P:bus1 in MW | 62.1537 | ElmLne
2026 | 2026_DzMX_GzMX_Dp00_Gp00 | A3 -Florencia 33 kV | All generators | 0.93 | cap | Dorada - Magdalena 115 kV | m:P:bus1 in MW | 62.182 | ElmLne
2026 | 2026_DzMX_GzMX_Dp00_Gp00 | A3 -Florencia 33 kV | All generators | 0.94 | cap | Dorada - Magdalena 115 kV | m:P:bus1 in MW | 62.2096 | ElmLne
2026 | 2026_DzMX_GzMX_Dp00_Gp00 | A3 -Florencia 33 kV | All generators | 0.95 | cap | Dorada - Magdalena 115 kV | m:P:bus1 in MW | 62.2368 | ElmLne
2026 | 2026_DzMX_GzMX_Dp00_Gp00 | A3 -Florencia 33 kV | All generators | 0.96 | cap | Dorada - Magdalena 115 kV | m:P:bus1 in MW | 62.2643 | ElmLne
2026 | 2026_DzMX_GzMX_Dp00_Gp00 | A3 -Florencia 33 kV | All generators | 0.97 | cap | Dorada - Magdalena 115 kV | m:P:bus1 in MW | 62.2927 | ElmLne
2026 | 2026_DzMX_GzMX_Dp00_Gp00 | A3 -Florencia 33 kV | All generators | 0.98 | cap | Dorada - Magdalena 115 kV | m:P:bus1 in MW | 62.3233 | ElmLne
2026 | 2026_DzMX_GzMX_Dp00_Gp00 | A3 -Florencia 33 kV | All generators | 0.99 | cap | Dorada - Magdalena 115 kV | m:P:bus1 in MW | 62.3594 | ElmLne
2026 | 2026_DzMX_GzMX_Dp00_Gp00 | A3 -Florencia 33 kV | All generators | 1 | cap | Dorada - Magdalena 115 kV | m:P:bus1 in MW | 62.4339 | ElmLne
2026 | 2026_DzMX_GzMX_Dp00_Gp00 | A3 -Florencia 33 kV | All generators | 0.9 | cap | Dorada - Magdalena 115 kV | m:P:bus2 in MW | -61.8872 | ElmLne
2026 | 2026_DzMX_GzMX_Dp00_Gp00 | A3 -Florencia 33 kV | All generators | 0.91 | cap | Dorada - Magdalena 115 kV | m:P:bus2 in MW | -61.9183 | ElmLne
2026 | 2026_DzMX_GzMX_Dp00_Gp00 | A3 -Florencia 33 kV | All generators | 0.92 | cap | Dorada - Magdalena 115 kV | m:P:bus2 in MW | -61.9477 | ElmLne
2026 | 2026_DzMX_GzMX_Dp00_Gp00 | A3 -Florencia 33 kV | All generators | 0.93 | cap | Dorada - Magdalena 115 kV | m:P:bus2 in MW | -61.9759 | ElmLne
2026 | 2026_DzMX_GzMX_Dp00_Gp00 | A3 -Florencia 33 kV | All generators | 0.94 | cap | Dorada - Magdalena 115 kV | m:P:bus2 in MW | -62.0034 | ElmLne
2026 | 2026_DzMX_GzMX_Dp00_Gp00 | A3 -Florencia 33 kV | All generators | 0.95 | cap | Dorada - Magdalena 115 kV | m:P:bus2 in MW | -62.0305 | ElmLne
2026 | 2026_DzMX_GzMX_Dp00_Gp00 | A3 -Florencia 33 kV | All generators | 0.96 | cap | Dorada - Magdalena 115 kV | m:P:bus2 in MW | -62.0579 | ElmLne
2026 | 2026_DzMX_GzMX_Dp00_Gp00 | A3 -Florencia 33 kV | All generators | 0.97 | cap | Dorada - Magdalena 115 kV | m:P:bus2 in MW | -62.0862 | ElmLne
2026 | 2026_DzMX_GzMX_Dp00_Gp00 | A3 -Florencia 33 kV | All generators | 0.98 | cap | Dorada - Magdalena 115 kV | m:P:bus2 in MW | -62.1168 | ElmLne
2026 | 2026_DzMX_GzMX_Dp00_Gp00 | A3 -Florencia 33 kV | All generators | 0.99 | cap | Dorada - Magdalena 115 kV | m:P:bus2 in MW | -62.1528 | ElmLne
2026 | 2026_DzMX_GzMX_Dp00_Gp00 | A3 -Florencia 33 kV | All generators | 1 | cap | Dorada - Magdalena 115 kV | m:P:bus2 in MW | -62.2271 | ElmLne
2026 | 2026_DzMX_GzMX_Dp00_Gp00 | A3 -Florencia 33 kV | All generators | 0.9 | cap | Dorada - Magdalena 115 kV | m:Q:bus1 in Mvar | 5.6081 | ElmLne
2026 | 2026_DzMX_GzMX_Dp00_Gp00 | A3 -Florencia 33 kV | All generators | 0.91 | cap | Dorada - Magdalena 115 kV | m:Q:bus1 in Mvar | 5.6768 | ElmLne
2026 | 2026_DzMX_GzMX_Dp00_Gp00 | A3 -Florencia 33 kV | All generators | 0.92 | cap | Dorada - Magdalena 115 kV | m:Q:bus1 in Mvar | 5.7426 | ElmLne
2026 | 2026_DzMX_GzMX_Dp00_Gp00 | A3 -Florencia 33 kV | All generators | 0.93 | cap | Dorada - Magdalena 115 kV | m:Q:bus1 in Mvar | 5.8067 | ElmLne
2026 | 2026_DzMX_GzMX_Dp00_Gp00 | A3 -Florencia 33 kV | All generators | 0.94 | cap | Dorada - Magdalena 115 kV | m:Q:bus1 in Mvar | 5.87 | ElmLne
2026 | 2026_DzMX_GzMX_Dp00_Gp00 | A3 -Florencia 33 kV | All generators | 0.95 | cap | Dorada - Magdalena 115 kV | m:Q:bus1 in Mvar | 5.9335 | ElmLne
2026 | 2026_DzMX_GzMX_Dp00_Gp00 | A3 -Florencia 33 kV | All generators | 0.96 | cap | Dorada - Magdalena 115 kV | m:Q:bus1 in Mvar | 5.9984 | ElmLne
2026 | 2026_DzMX_GzMX_Dp00_Gp00 | A3 -Florencia 33 kV | All generators | 0.97 | cap | Dorada - Magdalena 115 kV | m:Q:bus1 in Mvar | 6.0667 | ElmLne
2026 | 2026_DzMX_GzMX_Dp00_Gp00 | A3 -Florencia 33 kV | All generators | 0.98 | cap | Dorada - Magdalena 115 kV | m:Q:bus1 in Mvar | 6.1416 | ElmLne
2026 | 2026_DzMX_GzMX_Dp00_Gp00 | A3 -Florencia 33 kV | All generators | 0.99 | cap | Dorada - Magdalena 115 kV | m:Q:bus1 in Mvar | 6.2316 | ElmLne
2026 | 2026_DzMX_GzMX_Dp00_Gp00 | A3 -Florencia 33 kV | All generators | 1 | cap | Dorada - Magdalena 115 kV | m:Q:bus1 in Mvar | 6.4241 | ElmLne
2026 | 2026_DzMX_GzMX_Dp00_Gp00 | A3 -Florencia 33 kV | All generators | 0.9 | cap | Dorada - Magdalena 115 kV | m:Q:bus2 in Mvar | -4.947 | ElmLne
2026 | 2026_DzMX_GzMX_Dp00_Gp00 | A3 -Florencia 33 kV | All generators | 0.91 | cap | Dorada - Magdalena 115 kV | m:Q:bus2 in Mvar | -5.0154 | ElmLne
2026 | 2026_DzMX_GzMX_Dp00_Gp00 | A3 -Florencia 33 kV | All generators | 0.92 | cap | Dorada - Magdalena 115 kV | m:Q:bus2 in Mvar | -5.081 | ElmLne
2026 | 2026_DzMX_GzMX_Dp00_Gp00 | A3 -Florencia 33 kV | All generators | 0.93 | cap | Dorada - Magdalena 115 kV | m:Q:bus2 in Mvar | -5.1449 | ElmLne
2026 | 2026_DzMX_GzMX_Dp00_Gp00 | A3 -Florencia 33 kV | All generators | 0.94 | cap | Dorada - Magdalena 115 kV | m:Q:bus2 in Mvar | -5.208 | ElmLne
2026 | 2026_DzMX_GzMX_Dp00_Gp00 | A3 -Florencia 33 kV | All generators | 0.95 | cap | Dorada - Magdalena 115 kV | m:Q:bus2 in Mvar | -5.2713 | ElmLne
2026 | 2026_DzMX_GzMX_Dp00_Gp00 | A3 -Florencia 33 kV | All generators | 0.96 | cap | Dorada - Magdalena 115 kV | m:Q:bus2 in Mvar | -5.3361 | ElmLne
2026 | 2026_DzMX_GzMX_Dp00_Gp00 | A3 -Florencia 33 kV | All generators | 0.97 | cap | Dorada - Magdalena 115 kV | m:Q:bus2 in Mvar | -5.4042 | ElmLne
2026 | 2026_DzMX_GzMX_Dp00_Gp00 | A3 -Florencia 33 kV | All generators | 0.98 | cap | Dorada - Magdalena 115 kV | m:Q:bus2 in Mvar | -5.479 | ElmLne
2026 | 2026_DzMX_GzMX_Dp00_Gp00 | A3 -Florencia 33 kV | All generators | 0.99 | cap | Dorada - Magdalena 115 kV | m:Q:bus2 in Mvar | -5.5687 | ElmLne
2026 | 2026_DzMX_GzMX_Dp00_Gp00 | A3 -Florencia 33 kV | All generators | 1 | cap | Dorada - Magdalena 115 kV | m:Q:bus2 in Mvar | -5.761 | ElmLne
2026 | 2026_DzMX_GzMX_Dp00_Gp00 | A3 -Florencia 33 kV | All generators | 0.9 | cap | Dorada - Magdalena 115 kV | m:cosphi:bus1 | 0.99595 | ElmLne
2026 | 2026_DzMX_GzMX_Dp00_Gp00 | A3 -Florencia 33 kV | All generators | 0.91 | cap | Dorada - Magdalena 115 kV | m:cosphi:bus1 | 0.99585 | ElmLne
2026 | 2026_DzMX_GzMX_Dp00_Gp00 | A3 -Florencia 33 kV | All generators | 0.92 | cap | Dorada - Magdalena 115 kV | m:cosphi:bus1 | 0.99576 | ElmLne
2026 | 2026_DzMX_GzMX_Dp00_Gp00 | A3 -Florencia 33 kV | All generators | 0.93 | cap | Dorada - Magdalena 115 kV | m:cosphi:bus1 | 0.99567 | ElmLne
2026 | 2026_DzMX_GzMX_Dp00_Gp00 | A3 -Florencia 33 kV | All generators | 0.94 | cap | Dorada - Magdalena 115 kV | m:cosphi:bus1 | 0.99558 | ElmLne
2026 | 2026_DzMX_GzMX_Dp00_Gp00 | A3 -Florencia 33 kV | All generators | 0.95 | cap | Dorada - Magdalena 115 kV | m:cosphi:bus1 | 0.99549 | ElmLne
2026 | 2026_DzMX_GzMX_Dp00_Gp00 | A3 -Florencia 33 kV | All generators | 0.96 | cap | Dorada - Magdalena 115 kV | m:cosphi:bus1 | 0.99539 | ElmLne
2026 | 2026_DzMX_GzMX_Dp00_Gp00 | A3 -Florencia 33 kV | All generators | 0.97 | cap | Dorada - Magdalena 115 kV | m:cosphi:bus1 | 0.99529 | ElmLne
2026 | 2026_DzMX_GzMX_Dp00_Gp00 | A3 -Florencia 33 kV | All generators | 0.98 | cap | Dorada - Magdalena 115 kV | m:cosphi:bus1 | 0.99518 | ElmLne
2026 | 2026_DzMX_GzMX_Dp00_Gp00 | A3 -Florencia 33 kV | All generators | 0.99 | cap | Dorada - Magdalena 115 kV | m:cosphi:bus1 | 0.99504 | ElmLne
2026 | 2026_DzMX_GzMX_Dp00_Gp00 | A3 -Florencia 33 kV | All generators | 1 | cap | Dorada - Magdalena 115 kV | m:cosphi:bus1 | 0.99475 | ElmLne
2026 | 2026_DzMX_GzMX_Dp00_Gp00 | A3 -Florencia 33 kV | All generators | 0.9 | cap | Dorada - Magdalena 115 kV | m:cosphi:bus2 | -0.99682 | ElmLne
2026 | 2026_DzMX_GzMX_Dp00_Gp00 | A3 -Florencia 33 kV | All generators | 0.91 | cap | Dorada - Magdalena 115 kV | m:cosphi:bus2 | -0.99674 | ElmLne
2026 | 2026_DzMX_GzMX_Dp00_Gp00 | A3 -Florencia 33 kV | All generators | 0.92 | cap | Dorada - Magdalena 115 kV | m:cosphi:bus2 | -0.99665 | ElmLne
2026 | 2026_DzMX_GzMX_Dp00_Gp00 | A3 -Florencia 33 kV | All generators | 0.93 | cap | Dorada - Magdalena 115 kV | m:cosphi:bus2 | -0.99657 | ElmLne
2026 | 2026_DzMX_GzMX_Dp00_Gp00 | A3 -Florencia 33 kV | All generators | 0.94 | cap | Dorada - Magdalena 115 kV | m:cosphi:bus2 | -0.99649 | ElmLne
2026 | 2026_DzMX_GzMX_Dp00_Gp00 | A3 -Florencia 33 kV | All generators | 0.95 | cap | Dorada - Magdalena 115 kV | m:cosphi:bus2 | -0.99641 | ElmLne
2026 | 2026_DzMX_GzMX_Dp00_Gp00 | A3 -Florencia 33 kV | All generators | 0.96 | cap | Dorada - Magdalena 115 kV | m:cosphi:bus2 | -0.99632 | ElmLne
2026 | 2026_DzMX_GzMX_Dp00_Gp00 | A3 -Florencia 33 kV | All generators | 0.97 | cap | Dorada - Magdalena 115 kV | m:cosphi:bus2 | -0.99623 | ElmLne
2026 | 2026_DzMX_GzMX_Dp00_Gp00 | A3 -Florencia 33 kV | All generators | 0.98 | cap | Dorada - Magdalena 115 kV | m:cosphi:bus2 | -0.99613 | ElmLne
2026 | 2026_DzMX_GzMX_Dp00_Gp00 | A3 -Florencia 33 kV | All generators | 0.99 | cap | Dorada - Magdalena 115 kV | m:cosphi:bus2 | -0.99601 | ElmLne
2026 | 2026_DzMX_GzMX_Dp00_Gp00 | A3 -Florencia 33 kV | All generators | 1 | cap | Dorada - Magdalena 115 kV | m:cosphi:bus2 | -0.99574 | ElmLne
2026 | 2026_DzMX_GzMX_Dp00_Gp00 | A3 -Florencia 33 kV | All generators | 0.9 | cap | Mariquita - Victoria 2 115 | m:P:bus1 in MW | 9.6073 | ElmLne
2026 | 2026_DzMX_GzMX_Dp00_Gp00 | A3 -Florencia 33 kV | All generators | 0.91 | cap | Mariquita - Victoria 2 115 | m:P:bus1 in MW | 9.6057 | ElmLne
2026 | 2026_DzMX_GzMX_Dp00_Gp00 | A3 -Florencia 33 kV | All generators | 0.92 | cap | Mariquita - Victoria 2 115 | m:P:bus1 in MW | 9.604 | ElmLne
2026 | 2026_DzMX_GzMX_Dp00_Gp00 | A3 -Florencia 33 kV | All generators | 0.93 | cap | Mariquita - Victoria 2 115 | m:P:bus1 in MW | 9.6021 | ElmLne
2026 | 2026_DzMX_GzMX_Dp00_Gp00 | A3 -Florencia 33 kV | All generators | 0.94 | cap | Mariquita - Victoria 2 115 | m:P:bus1 in MW | 9.6001 | ElmLne
2026 | 2026_DzMX_GzMX_Dp00_Gp00 | A3 -Florencia 33 kV | All generators | 0.95 | cap | Mariquita - Victoria 2 115 | m:P:bus1 in MW | 9.598 | ElmLne
2026 | 2026_DzMX_GzMX_Dp00_Gp00 | A3 -Florencia 33 kV | All generators | 0.96 | cap | Mariquita - Victoria 2 115 | m:P:bus1 in MW | 9.5956 | ElmLne
2026 | 2026_DzMX_GzMX_Dp00_Gp00 | A3 -Florencia 33 kV | All generators | 0.97 | cap | Mariquita - Victoria 2 115 | m:P:bus1 in MW | 9.5929 | ElmLne
2026 | 2026_DzMX_GzMX_Dp00_Gp00 | A3 -Florencia 33 kV | All generators | 0.98 | cap | Mariquita - Victoria 2 115 | m:P:bus1 in MW | 9.5897 | ElmLne
2026 | 2026_DzMX_GzMX_Dp00_Gp00 | A3 -Florencia 33 kV | All generators | 0.99 | cap | Mariquita - Victoria 2 115 | m:P:bus1 in MW | 9.5855 | ElmLne
2026 | 2026_DzMX_GzMX_Dp00_Gp00 | A3 -Florencia 33 kV | All generators | 1 | cap | Mariquita - Victoria 2 115 | m:P:bus1 in MW | 9.5755 | ElmLne
2026 | 2026_DzMX_GzMX_Dp00_Gp00 | A3 -Florencia 33 kV | All generators | 0.9 | cap | Mariquita - Victoria 2 115 | m:P:bus2 in MW | -9.5667 | ElmLne
2026 | 2026_DzMX_GzMX_Dp00_Gp00 | A3 -Florencia 33 kV | All generators | 0.91 | cap | Mariquita - Victoria 2 115 | m:P:bus2 in MW | -9.5651 | ElmLne
2026 | 2026_DzMX_GzMX_Dp00_Gp00 | A3 -Florencia 33 kV | All generators | 0.92 | cap | Mariquita - Victoria 2 115 | m:P:bus2 in MW | -9.5635 | ElmLne
2026 | 2026_DzMX_GzMX_Dp00_Gp00 | A3 -Florencia 33 kV | All generators | 0.93 | cap | Mariquita - Victoria 2 115 | m:P:bus2 in MW | -9.5617 | ElmLne
2026 | 2026_DzMX_GzMX_Dp00_Gp00 | A3 -Florencia 33 kV | All generators | 0.94 | cap | Mariquita - Victoria 2 115 | m:P:bus2 in MW | -9.5598 | ElmLne
2026 | 2026_DzMX_GzMX_Dp00_Gp00 | A3 -Florencia 33 kV | All generators | 0.95 | cap | Mariquita - Victoria 2 115 | m:P:bus2 in MW | -9.5577 | ElmLne
2026 | 2026_DzMX_GzMX_Dp00_Gp00 | A3 -Florencia 33 kV | All generators | 0.96 | cap | Mariquita - Victoria 2 115 | m:P:bus2 in MW | -9.5554 | ElmLne
2026 | 2026_DzMX_GzMX_Dp00_Gp00 | A3 -Florencia 33 kV | All generators | 0.97 | cap | Mariquita - Victoria 2 115 | m:P:bus2 in MW | -9.5527 | ElmLne
2026 | 2026_DzMX_GzMX_Dp00_Gp00 | A3 -Florencia 33 kV | All generators | 0.98 | cap | Mariquita - Victoria 2 115 | m:P:bus2 in MW | -9.5496 | ElmLne
2026 | 2026_DzMX_GzMX_Dp00_Gp00 | A3 -Florencia 33 kV | All generators | 0.99 | cap | Mariquita - Victoria 2 115 | m:P:bus2 in MW | -9.5456 | ElmLne
2026 | 2026_DzMX_GzMX_Dp00_Gp00 | A3 -Florencia 33 kV | All generators | 1 | cap | Mariquita - Victoria 2 115 | m:P:bus2 in MW | -9.5358 | ElmLne
2026 | 2026_DzMX_GzMX_Dp00_Gp00 | A3 -Florencia 33 kV | All generators | 0.9 | cap | Mariquita - Victoria 2 115 | m:Q:bus1 in Mvar | -10.0853 | ElmLne
2026 | 2026_DzMX_GzMX_Dp00_Gp00 | A3 -Florencia 33 kV | All generators | 0.91 | cap | Mariquita - Victoria 2 115 | m:Q:bus1 in Mvar | -10.0799 | ElmLne
2026 | 2026_DzMX_GzMX_Dp00_Gp00 | A3 -Florencia 33 kV | All generators | 0.92 | cap | Mariquita - Victoria 2 115 | m:Q:bus1 in Mvar | -10.0747 | ElmLne
2026 | 2026_DzMX_GzMX_Dp00_Gp00 | A3 -Florencia 33 kV | All generators | 0.93 | cap | Mariquita - Victoria 2 115 | m:Q:bus1 in Mvar | -10.0696 | ElmLne
2026 | 2026_DzMX_GzMX_Dp00_Gp00 | A3 -Florencia 33 kV | All generators | 0.94 | cap | Mariquita - Victoria 2 115 | m:Q:bus1 in Mvar | -10.0646 | ElmLne
2026 | 2026_DzMX_GzMX_Dp00_Gp00 | A3 -Florencia 33 kV | All generators | 0.95 | cap | Mariquita - Victoria 2 115 | m:Q:bus1 in Mvar | -10.0594 | ElmLne
2026 | 2026_DzMX_GzMX_Dp00_Gp00 | A3 -Florencia 33 kV | All generators | 0.96 | cap | Mariquita - Victoria 2 115 | m:Q:bus1 in Mvar | -10.0542 | ElmLne
2026 | 2026_DzMX_GzMX_Dp00_Gp00 | A3 -Florencia 33 kV | All generators | 0.97 | cap | Mariquita - Victoria 2 115 | m:Q:bus1 in Mvar | -10.0486 | ElmLne
2026 | 2026_DzMX_GzMX_Dp00_Gp00 | A3 -Florencia 33 kV | All generators | 0.98 | cap | Mariquita - Victoria 2 115 | m:Q:bus1 in Mvar | -10.0425 | ElmLne
2026 | 2026_DzMX_GzMX_Dp00_Gp00 | A3 -Florencia 33 kV | All generators | 0.99 | cap | Mariquita - Victoria 2 115 | m:Q:bus1 in Mvar | -10.035 | ElmLne
2026 | 2026_DzMX_GzMX_Dp00_Gp00 | A3 -Florencia 33 kV | All generators | 1 | cap | Mariquita - Victoria 2 115 | m:Q:bus1 in Mvar | -10.019 | ElmLne
2026 | 2026_DzMX_GzMX_Dp00_Gp00 | A3 -Florencia 33 kV | All generators | 0.9 | cap | Mariquita - Victoria 2 115 | m:Q:bus2 in Mvar | 9.5426 | ElmLne
2026 | 2026_DzMX_GzMX_Dp00_Gp00 | A3 -Florencia 33 kV | All generators | 0.91 | cap | Mariquita - Victoria 2 115 | m:Q:bus2 in Mvar | 9.5365 | ElmLne
2026 | 2026_DzMX_GzMX_Dp00_Gp00 | A3 -Florencia 33 kV | All generators | 0.92 | cap | Mariquita - Victoria 2 115 | m:Q:bus2 in Mvar | 9.5305 | ElmLne
2026 | 2026_DzMX_GzMX_Dp00_Gp00 | A3 -Florencia 33 kV | All generators | 0.93 | cap | Mariquita - Victoria 2 115 | m:Q:bus2 in Mvar | 9.5247 | ElmLne
2026 | 2026_DzMX_GzMX_Dp00_Gp00 | A3 -Florencia 33 kV | All generators | 0.94 | cap | Mariquita - Victoria 2 115 | m:Q:bus2 in Mvar | 9.5189 | ElmLne
2026 | 2026_DzMX_GzMX_Dp00_Gp00 | A3 -Florencia 33 kV | All generators | 0.95 | cap | Mariquita - Victoria 2 115 | m:Q:bus2 in Mvar | 9.5131 | ElmLne
2026 | 2026_DzMX_GzMX_Dp00_Gp00 | A3 -Florencia 33 kV | All generators | 0.96 | cap | Mariquita - Victoria 2 115 | m:Q:bus2 in Mvar | 9.5071 | ElmLne
2026 | 2026_DzMX_GzMX_Dp00_Gp00 | A3 -Florencia 33 kV | All generators | 0.97 | cap | Mariquita - Victoria 2 115 | m:Q:bus2 in Mvar | 9.5008 | ElmLne
2026 | 2026_DzMX_GzMX_Dp00_Gp00 | A3 -Florencia 33 kV | All generators | 0.98 | cap | Mariquita - Victoria 2 115 | m:Q:bus2 in Mvar | 9.4937 | ElmLne
2026 | 2026_DzMX_GzMX_Dp00_Gp00 | A3 -Florencia 33 kV | All generators | 0.99 | cap | Mariquita - Victoria 2 115 | m:Q:bus2 in Mvar | 9.4853 | ElmLne
2026 | 2026_DzMX_GzMX_Dp00_Gp00 | A3 -Florencia 33 kV | All generators | 1 | cap | Mariquita - Victoria 2 115 | m:Q:bus2 in Mvar | 9.467 | ElmLne
2026 | 2026_DzMX_GzMX_Dp00_Gp00 | A3 -Florencia 33 kV | All generators | 0.9 | cap | Mariquita - Victoria 2 115 | m:cosphi:bus1 | 0.68974 | ElmLne
2026 | 2026_DzMX_GzMX_Dp00_Gp00 | A3 -Florencia 33 kV | All generators | 0.91 | cap | Mariquita - Victoria 2 115 | m:cosphi:bus1 | 0.68987 | ElmLne
2026 | 2026_DzMX_GzMX_Dp00_Gp00 | A3 -Florencia 33 kV | All generators | 0.92 | cap | Mariquita - Victoria 2 115 | m:cosphi:bus1 | 0.69 | ElmLne
2026 | 2026_DzMX_GzMX_Dp00_Gp00 | A3 -Florencia 33 kV | All generators | 0.93 | cap | Mariquita - Victoria 2 115 | m:cosphi:bus1 | 0.69011 | ElmLne
2026 | 2026_DzMX_GzMX_Dp00_Gp00 | A3 -Florencia 33 kV | All generators | 0.94 | cap | Mariquita - Victoria 2 115 | m:cosphi:bus1 | 0.69021 | ElmLne
2026 | 2026_DzMX_GzMX_Dp00_Gp00 | A3 -Florencia 33 kV | All generators | 0.95 | cap | Mariquita - Victoria 2 115 | m:cosphi:bus1 | 0.69032 | ElmLne
2026 | 2026_DzMX_GzMX_Dp00_Gp00 | A3 -Florencia 33 kV | All generators | 0.96 | cap | Mariquita - Victoria 2 115 | m:cosphi:bus1 | 0.69042 | ElmLne
2026 | 2026_DzMX_GzMX_Dp00_Gp00 | A3 -Florencia 33 kV | All generators | 0.97 | cap | Mariquita - Victoria 2 115 | m:cosphi:bus1 | 0.69051 | ElmLne
2026 | 2026_DzMX_GzMX_Dp00_Gp00 | A3 -Florencia 33 kV | All generators | 0.98 | cap | Mariquita - Victoria 2 115 | m:cosphi:bus1 | 0.69061 | ElmLne
2026 | 2026_DzMX_GzMX_Dp00_Gp00 | A3 -Florencia 33 kV | All generators | 0.99 | cap | Mariquita - Victoria 2 115 | m:cosphi:bus1 | 0.69073 | ElmLne
2026 | 2026_DzMX_GzMX_Dp00_Gp00 | A3 -Florencia 33 kV | All generators | 1 | cap | Mariquita - Victoria 2 115 | m:cosphi:bus1 | 0.69093 | ElmLne
2026 | 2026_DzMX_GzMX_Dp00_Gp00 | A3 -Florencia 33 kV | All generators | 0.9 | cap | Mariquita - Victoria 2 115 | m:cosphi:bus2 | -0.708 | ElmLne
2026 | 2026_DzMX_GzMX_Dp00_Gp00 | A3 -Florencia 33 kV | All generators | 0.91 | cap | Mariquita - Victoria 2 115 | m:cosphi:bus2 | -0.70817 | ElmLne
2026 | 2026_DzMX_GzMX_Dp00_Gp00 | A3 -Florencia 33 kV | All generators | 0.92 | cap | Mariquita - Victoria 2 115 | m:cosphi:bus2 | -0.70833 | ElmLne
2026 | 2026_DzMX_GzMX_Dp00_Gp00 | A3 -Florencia 33 kV | All generators | 0.93 | cap | Mariquita - Victoria 2 115 | m:cosphi:bus2 | -0.70848 | ElmLne
2026 | 2026_DzMX_GzMX_Dp00_Gp00 | A3 -Florencia 33 kV | All generators | 0.94 | cap | Mariquita - Victoria 2 115 | m:cosphi:bus2 | -0.70862 | ElmLne
2026 | 2026_DzMX_GzMX_Dp00_Gp00 | A3 -Florencia 33 kV | All generators | 0.95 | cap | Mariquita - Victoria 2 115 | m:cosphi:bus2 | -0.70876 | ElmLne
2026 | 2026_DzMX_GzMX_Dp00_Gp00 | A3 -Florencia 33 kV | All generators | 0.96 | cap | Mariquita - Victoria 2 115 | m:cosphi:bus2 | -0.70889 | ElmLne
2026 | 2026_DzMX_GzMX_Dp00_Gp00 | A3 -Florencia 33 kV | All generators | 0.97 | cap | Mariquita - Victoria 2 115 | m:cosphi:bus2 | -0.70903 | ElmLne
2026 | 2026_DzMX_GzMX_Dp00_Gp00 | A3 -Florencia 33 kV | All generators | 0.98 | cap | Mariquita - Victoria 2 115 | m:cosphi:bus2 | -0.70918 | ElmLne
2026 | 2026_DzMX_GzMX_Dp00_Gp00 | A3 -Florencia 33 kV | All generators | 0.99 | cap | Mariquita - Victoria 2 115 | m:cosphi:bus2 | -0.70934 | ElmLne
2026 | 2026_DzMX_GzMX_Dp00_Gp00 | A3 -Florencia 33 kV | All generators | 1 | cap | Mariquita - Victoria 2 115 | m:cosphi:bus2 | -0.70966 | ElmLne
2026 | 2026_DzMX_GzMX_Dp00_Gp00 | A3 -Florencia 33 kV | All generators | 0.9 | cap | Dorada 115/33/13.8 kV | m:P:bushv in MW | 1.7349 | ElmTr3
2026 | 2026_DzMX_GzMX_Dp00_Gp00 | A3 -Florencia 33 kV | All generators | 0.91 | cap | Dorada 115/33/13.8 kV | m:P:bushv in MW | 1.7202 | ElmTr3
2026 | 2026_DzMX_GzMX_Dp00_Gp00 | A3 -Florencia 33 kV | All generators | 0.92 | cap | Dorada 115/33/13.8 kV | m:P:bushv in MW | 1.7075 | ElmTr3
2026 | 2026_DzMX_GzMX_Dp00_Gp00 | A3 -Florencia 33 kV | All generators | 0.93 | cap | Dorada 115/33/13.8 kV | m:P:bushv in MW | 1.6965 | ElmTr3
2026 | 2026_DzMX_GzMX_Dp00_Gp00 | A3 -Florencia 33 kV | All generators | 0.94 | cap | Dorada 115/33/13.8 kV | m:P:bushv in MW | 1.687 | ElmTr3
2026 | 2026_DzMX_GzMX_Dp00_Gp00 | A3 -Florencia 33 kV | All generators | 0.95 | cap | Dorada 115/33/13.8 kV | m:P:bushv in MW | 1.6788 | ElmTr3
2026 | 2026_DzMX_GzMX_Dp00_Gp00 | A3 -Florencia 33 kV | All generators | 0.96 | cap | Dorada 115/33/13.8 kV | m:P:bushv in MW | 1.6717 | ElmTr3
2026 | 2026_DzMX_GzMX_Dp00_Gp00 | A3 -Florencia 33 kV | All generators | 0.97 | cap | Dorada 115/33/13.8 kV | m:P:bushv in MW | 1.6657 | ElmTr3
2026 | 2026_DzMX_GzMX_Dp00_Gp00 | A3 -Florencia 33 kV | All generators | 0.98 | cap | Dorada 115/33/13.8 kV | m:P:bushv in MW | 1.6609 | ElmTr3
2026 | 2026_DzMX_GzMX_Dp00_Gp00 | A3 -Florencia 33 kV | All generators | 0.99 | cap | Dorada 115/33/13.8 kV | m:P:bushv in MW | 1.6575 | ElmTr3
2026 | 2026_DzMX_GzMX_Dp00_Gp00 | A3 -Florencia 33 kV | All generators | 1 | cap | Dorada 115/33/13.8 kV | m:P:bushv in MW | 1.6592 | ElmTr3
2026 | 2026_DzMX_GzMX_Dp00_Gp00 | A3 -Florencia 33 kV | All generators | 0.9 | cap | Dorada 115/33/13.8 kV | m:Q:bushv in Mvar | 11.4 | ElmTr3
2026 | 2026_DzMX_GzMX_Dp00_Gp00 | A3 -Florencia 33 kV | All generators | 0.91 | cap | Dorada 115/33/13.8 kV | m:Q:bushv in Mvar | 11.2164 | ElmTr3
2026 | 2026_DzMX_GzMX_Dp00_Gp00 | A3 -Florencia 33 kV | All generators | 0.92 | cap | Dorada 115/33/13.8 kV | m:Q:bushv in Mvar | 11.0404 | ElmTr3
2026 | 2026_DzMX_GzMX_Dp00_Gp00 | A3 -Florencia 33 kV | All generators | 0.93 | cap | Dorada 115/33/13.8 kV | m:Q:bushv in Mvar | 10.8693 | ElmTr3
2026 | 2026_DzMX_GzMX_Dp00_Gp00 | A3 -Florencia 33 kV | All generators | 0.94 | cap | Dorada 115/33/13.8 kV | m:Q:bushv in Mvar | 10.7003 | ElmTr3
2026 | 2026_DzMX_GzMX_Dp00_Gp00 | A3 -Florencia 33 kV | All generators | 0.95 | cap | Dorada 115/33/13.8 kV | m:Q:bushv in Mvar | 10.5309 | ElmTr3
2026 | 2026_DzMX_GzMX_Dp00_Gp00 | A3 -Florencia 33 kV | All generators | 0.96 | cap | Dorada 115/33/13.8 kV | m:Q:bushv in Mvar | 10.3576 | ElmTr3
2026 | 2026_DzMX_GzMX_Dp00_Gp00 | A3 -Florencia 33 kV | All generators | 0.97 | cap | Dorada 115/33/13.8 kV | m:Q:bushv in Mvar | 10.1756 | ElmTr3
2026 | 2026_DzMX_GzMX_Dp00_Gp00 | A3 -Florencia 33 kV | All generators | 0.98 | cap | Dorada 115/33/13.8 kV | m:Q:bushv in Mvar | 9.9759 | ElmTr3
2026 | 2026_DzMX_GzMX_Dp00_Gp00 | A3 -Florencia 33 kV | All generators | 0.99 | cap | Dorada 115/33/13.8 kV | m:Q:bushv in Mvar | 9.7364 | ElmTr3
2026 | 2026_DzMX_GzMX_Dp00_Gp00 | A3 -Florencia 33 kV | All generators | 1 | cap | Dorada 115/33/13.8 kV | m:Q:bushv in Mvar | 9.224 | ElmTr3
2026 | 2026_DzMX_GzMX_Dp00_Gp00 | A3 -Florencia 33 kV | All generators | 0.9 | cap | Dorada 115/33/13.8 kV | m:cosphi:bushv | 0.15045 | ElmTr3
2026 | 2026_DzMX_GzMX_Dp00_Gp00 | A3 -Florencia 33 kV | All generators | 0.91 | cap | Dorada 115/33/13.8 kV | m:cosphi:bushv | 0.15159 | ElmTr3
2026 | 2026_DzMX_GzMX_Dp00_Gp00 | A3 -Florencia 33 kV | All generators | 0.92 | cap | Dorada 115/33/13.8 kV | m:cosphi:bushv | 0.15284 | ElmTr3
2026 | 2026_DzMX_GzMX_Dp00_Gp00 | A3 -Florencia 33 kV | All generators | 0.93 | cap | Dorada 115/33/13.8 kV | m:cosphi:bushv | 0.15422 | ElmTr3
2026 | 2026_DzMX_GzMX_Dp00_Gp00 | A3 -Florencia 33 kV | All generators | 0.94 | cap | Dorada 115/33/13.8 kV | m:cosphi:bushv | 0.15574 | ElmTr3
2026 | 2026_DzMX_GzMX_Dp00_Gp00 | A3 -Florencia 33 kV | All generators | 0.95 | cap | Dorada 115/33/13.8 kV | m:cosphi:bushv | 0.15743 | ElmTr3
2026 | 2026_DzMX_GzMX_Dp00_Gp00 | A3 -Florencia 33 kV | All generators | 0.96 | cap | Dorada 115/33/13.8 kV | m:cosphi:bushv | 0.15934 | ElmTr3
2026 | 2026_DzMX_GzMX_Dp00_Gp00 | A3 -Florencia 33 kV | All generators | 0.97 | cap | Dorada 115/33/13.8 kV | m:cosphi:bushv | 0.16155 | ElmTr3
2026 | 2026_DzMX_GzMX_Dp00_Gp00 | A3 -Florencia 33 kV | All generators | 0.98 | cap | Dorada 115/33/13.8 kV | m:cosphi:bushv | 0.16423 | ElmTr3
2026 | 2026_DzMX_GzMX_Dp00_Gp00 | A3 -Florencia 33 kV | All generators | 0.99 | cap | Dorada 115/33/13.8 kV | m:cosphi:bushv | 0.16783 | ElmTr3
2026 | 2026_DzMX_GzMX_Dp00_Gp00 | A3 -Florencia 33 kV | All generators | 1 | cap | Dorada 115/33/13.8 kV | m:cosphi:bushv | 0.17704 | ElmTr3
2026 | 2026_DzMX_GzMX_Dp00_Gp00 | A3 -Florencia 33 kV | All generators | 0.9 | cap | Manzanares 115/33/13.8 kV | m:P:bushv in MW | -21.0925 | ElmTr3
2026 | 2026_DzMX_GzMX_Dp00_Gp00 | A3 -Florencia 33 kV | All generators | 0.91 | cap | Manzanares 115/33/13.8 kV | m:P:bushv in MW | -21.2133 | ElmTr3
2026 | 2026_DzMX_GzMX_Dp00_Gp00 | A3 -Florencia 33 kV | All generators | 0.92 | cap | Manzanares 115/33/13.8 kV | m:P:bushv in MW | -21.3248 | ElmTr3
2026 | 2026_DzMX_GzMX_Dp00_Gp00 | A3 -Florencia 33 kV | All generators | 0.93 | cap | Manzanares 115/33/13.8 kV | m:P:bushv in MW | -21.4292 | ElmTr3
2026 | 2026_DzMX_GzMX_Dp00_Gp00 | A3 -Florencia 33 kV | All generators | 0.94 | cap | Manzanares 115/33/13.8 kV | m:P:bushv in MW | -21.5284 | ElmTr3
2026 | 2026_DzMX_GzMX_Dp00_Gp00 | A3 -Florencia 33 kV | All generators | 0.95 | cap | Manzanares 115/33/13.8 kV | m:P:bushv in MW | -21.624 | ElmTr3
2026 | 2026_DzMX_GzMX_Dp00_Gp00 | A3 -Florencia 33 kV | All generators | 0.96 | cap | Manzanares 115/33/13.8 kV | m:P:bushv in MW | -21.7177 | ElmTr3
2026 | 2026_DzMX_GzMX_Dp00_Gp00 | A3 -Florencia 33 kV | All generators | 0.97 | cap | Manzanares 115/33/13.8 kV | m:P:bushv in MW | -21.8118 | ElmTr3
2026 | 2026_DzMX_GzMX_Dp00_Gp00 | A3 -Florencia 33 kV | All generators | 0.98 | cap | Manzanares 115/33/13.8 kV | m:P:bushv in MW | -21.9098 | ElmTr3
2026 | 2026_DzMX_GzMX_Dp00_Gp00 | A3 -Florencia 33 kV | All generators | 0.99 | cap | Manzanares 115/33/13.8 kV | m:P:bushv in MW | -22.0202 | ElmTr3
2026 | 2026_DzMX_GzMX_Dp00_Gp00 | A3 -Florencia 33 kV | All generators | 1 | cap | Manzanares 115/33/13.8 kV | m:P:bushv in MW | -22.23 | ElmTr3
2026 | 2026_DzMX_GzMX_Dp00_Gp00 | A3 -Florencia 33 kV | All generators | 0.9 | cap | Manzanares 115/33/13.8 kV | m:Q:bushv in Mvar | 14.5124 | ElmTr3
2026 | 2026_DzMX_GzMX_Dp00_Gp00 | A3 -Florencia 33 kV | All generators | 0.91 | cap | Manzanares 115/33/13.8 kV | m:Q:bushv in Mvar | 14.0294 | ElmTr3
2026 | 2026_DzMX_GzMX_Dp00_Gp00 | A3 -Florencia 33 kV | All generators | 0.92 | cap | Manzanares 115/33/13.8 kV | m:Q:bushv in Mvar | 13.5647 | ElmTr3
2026 | 2026_DzMX_GzMX_Dp00_Gp00 | A3 -Florencia 33 kV | All generators | 0.93 | cap | Manzanares 115/33/13.8 kV | m:Q:bushv in Mvar | 13.1111 | ElmTr3
2026 | 2026_DzMX_GzMX_Dp00_Gp00 | A3 -Florencia 33 kV | All generators | 0.94 | cap | Manzanares 115/33/13.8 kV | m:Q:bushv in Mvar | 12.662 | ElmTr3
2026 | 2026_DzMX_GzMX_Dp00_Gp00 | A3 -Florencia 33 kV | All generators | 0.95 | cap | Manzanares 115/33/13.8 kV | m:Q:bushv in Mvar | 12.21 | ElmTr3
2026 | 2026_DzMX_GzMX_Dp00_Gp00 | A3 -Florencia 33 kV | All generators | 0.96 | cap | Manzanares 115/33/13.8 kV | m:Q:bushv in Mvar | 11.7462 | ElmTr3
2026 | 2026_DzMX_GzMX_Dp00_Gp00 | A3 -Florencia 33 kV | All generators | 0.97 | cap | Manzanares 115/33/13.8 kV | m:Q:bushv in Mvar | 11.2573 | ElmTr3
2026 | 2026_DzMX_GzMX_Dp00_Gp00 | A3 -Florencia 33 kV | All generators | 0.98 | cap | Manzanares 115/33/13.8 kV | m:Q:bushv in Mvar | 10.719 | ElmTr3
2026 | 2026_DzMX_GzMX_Dp00_Gp00 | A3 -Florencia 33 kV | All generators | 0.99 | cap | Manzanares 115/33/13.8 kV | m:Q:bushv in Mvar | 10.0707 | ElmTr3
2026 | 2026_DzMX_GzMX_Dp00_Gp00 | A3 -Florencia 33 kV | All generators | 1 | cap | Manzanares 115/33/13.8 kV | m:Q:bushv in Mvar | 8.6739 | ElmTr3
2026 | 2026_DzMX_GzMX_Dp00_Gp00 | A3 -Florencia 33 kV | All generators | 0.9 | cap | Manzanares 115/33/13.8 kV | m:cosphi:bushv | -0.82384 | ElmTr3
2026 | 2026_DzMX_GzMX_Dp00_Gp00 | A3 -Florencia 33 kV | All generators | 0.91 | cap | Manzanares 115/33/13.8 kV | m:cosphi:bushv | -0.83409 | ElmTr3
2026 | 2026_DzMX_GzMX_Dp00_Gp00 | A3 -Florencia 33 kV | All generators | 0.92 | cap | Manzanares 115/33/13.8 kV | m:cosphi:bushv | -0.84376 | ElmTr3
2026 | 2026_DzMX_GzMX_Dp00_Gp00 | A3 -Florencia 33 kV | All generators | 0.93 | cap | Manzanares 115/33/13.8 kV | m:cosphi:bushv | -0.85301 | ElmTr3
2026 | 2026_DzMX_GzMX_Dp00_Gp00 | A3 -Florencia 33 kV | All generators | 0.94 | cap | Manzanares 115/33/13.8 kV | m:cosphi:bushv | -0.86197 | ElmTr3
2026 | 2026_DzMX_GzMX_Dp00_Gp00 | A3 -Florencia 33 kV | All generators | 0.95 | cap | Manzanares 115/33/13.8 kV | m:cosphi:bushv | -0.87077 | ElmTr3
2026 | 2026_DzMX_GzMX_Dp00_Gp00 | A3 -Florencia 33 kV | All generators | 0.96 | cap | Manzanares 115/33/13.8 kV | m:cosphi:bushv | -0.87959 | ElmTr3
2026 | 2026_DzMX_GzMX_Dp00_Gp00 | A3 -Florencia 33 kV | All generators | 0.97 | cap | Manzanares 115/33/13.8 kV | m:cosphi:bushv | -0.88863 | ElmTr3
2026 | 2026_DzMX_GzMX_Dp00_Gp00 | A3 -Florencia 33 kV | All generators | 0.98 | cap | Manzanares 115/33/13.8 kV | m:cosphi:bushv | -0.89826 | ElmTr3
2026 | 2026_DzMX_GzMX_Dp00_Gp00 | A3 -Florencia 33 kV | All generators | 0.99 | cap | Manzanares 115/33/13.8 kV | m:cosphi:bushv | -0.90941 | ElmTr3
2026 | 2026_DzMX_GzMX_Dp00_Gp00 | A3 -Florencia 33 kV | All generators | 1 | cap | Manzanares 115/33/13.8 kV | m:cosphi:bushv | -0.93159 | ElmTr3
2026 | 2026_DzMX_GzMX_Dp00_Gp00 | A3 -Florencia 33 kV | All generators | 0.9 | cap | Purnio 230/115 | m:P:bushv in MW | 20.5466 | ElmTr3
2026 | 2026_DzMX_GzMX_Dp00_Gp00 | A3 -Florencia 33 kV | All generators | 0.91 | cap | Purnio 230/115 | m:P:bushv in MW | 20.5232 | ElmTr3
2026 | 2026_DzMX_GzMX_Dp00_Gp00 | A3 -Florencia 33 kV | All generators | 0.92 | cap | Purnio 230/115 | m:P:bushv in MW | 20.5028 | ElmTr3
2026 | 2026_DzMX_GzMX_Dp00_Gp00 | A3 -Florencia 33 kV | All generators | 0.93 | cap | Purnio 230/115 | m:P:bushv in MW | 20.4848 | ElmTr3
2026 | 2026_DzMX_GzMX_Dp00_Gp00 | A3 -Florencia 33 kV | All generators | 0.94 | cap | Purnio 230/115 | m:P:bushv in MW | 20.4689 | ElmTr3
2026 | 2026_DzMX_GzMX_Dp00_Gp00 | A3 -Florencia 33 kV | All generators | 0.95 | cap | Purnio 230/115 | m:P:bushv in MW | 20.4546 | ElmTr3
2026 | 2026_DzMX_GzMX_Dp00_Gp00 | A3 -Florencia 33 kV | All generators | 0.96 | cap | Purnio 230/115 | m:P:bushv in MW | 20.4419 | ElmTr3
2026 | 2026_DzMX_GzMX_Dp00_Gp00 | A3 -Florencia 33 kV | All generators | 0.97 | cap | Purnio 230/115 | m:P:bushv in MW | 20.4306 | ElmTr3
2026 | 2026_DzMX_GzMX_Dp00_Gp00 | A3 -Florencia 33 kV | All generators | 0.98 | cap | Purnio 230/115 | m:P:bushv in MW | 20.4206 | ElmTr3
2026 | 2026_DzMX_GzMX_Dp00_Gp00 | A3 -Florencia 33 kV | All generators | 0.99 | cap | Purnio 230/115 | m:P:bushv in MW | 20.4119 | ElmTr3
2026 | 2026_DzMX_GzMX_Dp00_Gp00 | A3 -Florencia 33 kV | All generators | 1 | cap | Purnio 230/115 | m:P:bushv in MW | 20.4055 | ElmTr3
2026 | 2026_DzMX_GzMX_Dp00_Gp00 | A3 -Florencia 33 kV | All generators | 0.9 | cap | Purnio 230/115 | m:Q:bushv in Mvar | 9.3302 | ElmTr3
2026 | 2026_DzMX_GzMX_Dp00_Gp00 | A3 -Florencia 33 kV | All generators | 0.91 | cap | Purnio 230/115 | m:Q:bushv in Mvar | 9.0912 | ElmTr3
2026 | 2026_DzMX_GzMX_Dp00_Gp00 | A3 -Florencia 33 kV | All generators | 0.92 | cap | Purnio 230/115 | m:Q:bushv in Mvar | 8.8619 | ElmTr3
2026 | 2026_DzMX_GzMX_Dp00_Gp00 | A3 -Florencia 33 kV | All generators | 0.93 | cap | Purnio 230/115 | m:Q:bushv in Mvar | 8.6386 | ElmTr3
2026 | 2026_DzMX_GzMX_Dp00_Gp00 | A3 -Florencia 33 kV | All generators | 0.94 | cap | Purnio 230/115 | m:Q:bushv in Mvar | 8.4181 | ElmTr3
2026 | 2026_DzMX_GzMX_Dp00_Gp00 | A3 -Florencia 33 kV | All generators | 0.95 | cap | Purnio 230/115 | m:Q:bushv in Mvar | 8.1969 | ElmTr3
2026 | 2026_DzMX_GzMX_Dp00_Gp00 | A3 -Florencia 33 kV | All generators | 0.96 | cap | Purnio 230/115 | m:Q:bushv in Mvar | 7.9704 | ElmTr3
2026 | 2026_DzMX_GzMX_Dp00_Gp00 | A3 -Florencia 33 kV | All generators | 0.97 | cap | Purnio 230/115 | m:Q:bushv in Mvar | 7.7323 | ElmTr3
2026 | 2026_DzMX_GzMX_Dp00_Gp00 | A3 -Florencia 33 kV | All generators | 0.98 | cap | Purnio 230/115 | m:Q:bushv in Mvar | 7.471 | ElmTr3
2026 | 2026_DzMX_GzMX_Dp00_Gp00 | A3 -Florencia 33 kV | All generators | 0.99 | cap | Purnio 230/115 | m:Q:bushv in Mvar | 7.1572 | ElmTr3
2026 | 2026_DzMX_GzMX_Dp00_Gp00 | A3 -Florencia 33 kV | All generators | 1 | cap | Purnio 230/115 | m:Q:bushv in Mvar | 6.4849 | ElmTr3
2026 | 2026_DzMX_GzMX_Dp00_Gp00 | A3 -Florencia 33 kV | All generators | 0.9 | cap | Purnio 230/115 | m:cosphi:bushv | 0.91052 | ElmTr3
2026 | 2026_DzMX_GzMX_Dp00_Gp00 | A3 -Florencia 33 kV | All generators | 0.91 | cap | Purnio 230/115 | m:cosphi:bushv | 0.91431 | ElmTr3
2026 | 2026_DzMX_GzMX_Dp00_Gp00 | A3 -Florencia 33 kV | All generators | 0.92 | cap | Purnio 230/115 | m:cosphi:bushv | 0.91793 | ElmTr3
2026 | 2026_DzMX_GzMX_Dp00_Gp00 | A3 -Florencia 33 kV | All generators | 0.93 | cap | Purnio 230/115 | m:cosphi:bushv | 0.92142 | ElmTr3
2026 | 2026_DzMX_GzMX_Dp00_Gp00 | A3 -Florencia 33 kV | All generators | 0.94 | cap | Purnio 230/115 | m:cosphi:bushv | 0.92484 | ElmTr3
2026 | 2026_DzMX_GzMX_Dp00_Gp00 | A3 -Florencia 33 kV | All generators | 0.95 | cap | Purnio 230/115 | m:cosphi:bushv | 0.92824 | ElmTr3
2026 | 2026_DzMX_GzMX_Dp00_Gp00 | A3 -Florencia 33 kV | All generators | 0.96 | cap | Purnio 230/115 | m:cosphi:bushv | 0.93168 | ElmTr3
2026 | 2026_DzMX_GzMX_Dp00_Gp00 | A3 -Florencia 33 kV | All generators | 0.97 | cap | Purnio 230/115 | m:cosphi:bushv | 0.93526 | ElmTr3
2026 | 2026_DzMX_GzMX_Dp00_Gp00 | A3 -Florencia 33 kV | All generators | 0.98 | cap | Purnio 230/115 | m:cosphi:bushv | 0.93912 | ElmTr3
2026 | 2026_DzMX_GzMX_Dp00_Gp00 | A3 -Florencia 33 kV | All generators | 0.99 | cap | Purnio 230/115 | m:cosphi:bushv | 0.94367 | ElmTr3
2026 | 2026_DzMX_GzMX_Dp00_Gp00 | A3 -Florencia 33 kV | All generators | 1 | cap | Purnio 230/115 | m:cosphi:bushv | 0.95303 | ElmTr3
2026 | 2026_DzMX_GzMX_Dp00_Gp00 | A3 -Florencia 33 kV | All generators | 0.9 | cap | Victoria 115/33/13.8 kV | m:P:bushv in MW | -14.1311 | ElmTr3
2026 | 2026_DzMX_GzMX_Dp00_Gp00 | A3 -Florencia 33 kV | All generators | 0.91 | cap | Victoria 115/33/13.8 kV | m:P:bushv in MW | -14.1631 | ElmTr3
2026 | 2026_DzMX_GzMX_Dp00_Gp00 | A3 -Florencia 33 kV | All generators | 0.92 | cap | Victoria 115/33/13.8 kV | m:P:bushv in MW | -14.1913 | ElmTr3
2026 | 2026_DzMX_GzMX_Dp00_Gp00 | A3 -Florencia 33 kV | All generators | 0.93 | cap | Victoria 115/33/13.8 kV | m:P:bushv in MW | -14.2164 | ElmTr3
2026 | 2026_DzMX_GzMX_Dp00_Gp00 | A3 -Florencia 33 kV | All generators | 0.94 | cap | Victoria 115/33/13.8 kV | m:P:bushv in MW | -14.2389 | ElmTr3
2026 | 2026_DzMX_GzMX_Dp00_Gp00 | A3 -Florencia 33 kV | All generators | 0.95 | cap | Victoria 115/33/13.8 kV | m:P:bushv in MW | -14.2593 | ElmTr3
2026 | 2026_DzMX_GzMX_Dp00_Gp00 | A3 -Florencia 33 kV | All generators | 0.96 | cap | Victoria 115/33/13.8 kV | m:P:bushv in MW | -14.2778 | ElmTr3
2026 | 2026_DzMX_GzMX_Dp00_Gp00 | A3 -Florencia 33 kV | All generators | 0.97 | cap | Victoria 115/33/13.8 kV | m:P:bushv in MW | -14.2947 | ElmTr3
2026 | 2026_DzMX_GzMX_Dp00_Gp00 | A3 -Florencia 33 kV | All generators | 0.98 | cap | Victoria 115/33/13.8 kV | m:P:bushv in MW | -14.3103 | ElmTr3
2026 | 2026_DzMX_GzMX_Dp00_Gp00 | A3 -Florencia 33 kV | All generators | 0.99 | cap | Victoria 115/33/13.8 kV | m:P:bushv in MW | -14.3249 | ElmTr3
2026 | 2026_DzMX_GzMX_Dp00_Gp00 | A3 -Florencia 33 kV | All generators | 1 | cap | Victoria 115/33/13.8 kV | m:P:bushv in MW | -14.3408 | ElmTr3
2026 | 2026_DzMX_GzMX_Dp00_Gp00 | A3 -Florencia 33 kV | All generators | 0.9 | cap | Victoria 115/33/13.8 kV | m:Q:bushv in Mvar | 12.3257 | ElmTr3
2026 | 2026_DzMX_GzMX_Dp00_Gp00 | A3 -Florencia 33 kV | All generators | 0.91 | cap | Victoria 115/33/13.8 kV | m:Q:bushv in Mvar | 12.0229 | ElmTr3
2026 | 2026_DzMX_GzMX_Dp00_Gp00 | A3 -Florencia 33 kV | All generators | 0.92 | cap | Victoria 115/33/13.8 kV | m:Q:bushv in Mvar | 11.732 | ElmTr3
2026 | 2026_DzMX_GzMX_Dp00_Gp00 | A3 -Florencia 33 kV | All generators | 0.93 | cap | Victoria 115/33/13.8 kV | m:Q:bushv in Mvar | 11.4486 | ElmTr3
2026 | 2026_DzMX_GzMX_Dp00_Gp00 | A3 -Florencia 33 kV | All generators | 0.94 | cap | Victoria 115/33/13.8 kV | m:Q:bushv in Mvar | 11.1685 | ElmTr3
2026 | 2026_DzMX_GzMX_Dp00_Gp00 | A3 -Florencia 33 kV | All generators | 0.95 | cap | Victoria 115/33/13.8 kV | m:Q:bushv in Mvar | 10.8871 | ElmTr3
2026 | 2026_DzMX_GzMX_Dp00_Gp00 | A3 -Florencia 33 kV | All generators | 0.96 | cap | Victoria 115/33/13.8 kV | m:Q:bushv in Mvar | 10.5989 | ElmTr3
2026 | 2026_DzMX_GzMX_Dp00_Gp00 | A3 -Florencia 33 kV | All generators | 0.97 | cap | Victoria 115/33/13.8 kV | m:Q:bushv in Mvar | 10.2956 | ElmTr3
2026 | 2026_DzMX_GzMX_Dp00_Gp00 | A3 -Florencia 33 kV | All generators | 0.98 | cap | Victoria 115/33/13.8 kV | m:Q:bushv in Mvar | 9.9622 | ElmTr3
2026 | 2026_DzMX_GzMX_Dp00_Gp00 | A3 -Florencia 33 kV | All generators | 0.99 | cap | Victoria 115/33/13.8 kV | m:Q:bushv in Mvar | 9.5615 | ElmTr3
2026 | 2026_DzMX_GzMX_Dp00_Gp00 | A3 -Florencia 33 kV | All generators | 1 | cap | Victoria 115/33/13.8 kV | m:Q:bushv in Mvar | 8.7013 | ElmTr3
2026 | 2026_DzMX_GzMX_Dp00_Gp00 | A3 -Florencia 33 kV | All generators | 0.9 | cap | Victoria 115/33/13.8 kV | m:cosphi:bushv | -0.75361 | ElmTr3
2026 | 2026_DzMX_GzMX_Dp00_Gp00 | A3 -Florencia 33 kV | All generators | 0.91 | cap | Victoria 115/33/13.8 kV | m:cosphi:bushv | -0.76236 | ElmTr3
2026 | 2026_DzMX_GzMX_Dp00_Gp00 | A3 -Florencia 33 kV | All generators | 0.92 | cap | Victoria 115/33/13.8 kV | m:cosphi:bushv | -0.77073 | ElmTr3
2026 | 2026_DzMX_GzMX_Dp00_Gp00 | A3 -Florencia 33 kV | All generators | 0.93 | cap | Victoria 115/33/13.8 kV | m:cosphi:bushv | -0.77885 | ElmTr3
2026 | 2026_DzMX_GzMX_Dp00_Gp00 | A3 -Florencia 33 kV | All generators | 0.94 | cap | Victoria 115/33/13.8 kV | m:cosphi:bushv | -0.78683 | ElmTr3
2026 | 2026_DzMX_GzMX_Dp00_Gp00 | A3 -Florencia 33 kV | All generators | 0.95 | cap | Victoria 115/33/13.8 kV | m:cosphi:bushv | -0.79482 | ElmTr3
2026 | 2026_DzMX_GzMX_Dp00_Gp00 | A3 -Florencia 33 kV | All generators | 0.96 | cap | Victoria 115/33/13.8 kV | m:cosphi:bushv | -0.80295 | ElmTr3
2026 | 2026_DzMX_GzMX_Dp00_Gp00 | A3 -Florencia 33 kV | All generators | 0.97 | cap | Victoria 115/33/13.8 kV | m:cosphi:bushv | -0.81144 | ElmTr3
2026 | 2026_DzMX_GzMX_Dp00_Gp00 | A3 -Florencia 33 kV | All generators | 0.98 | cap | Victoria 115/33/13.8 kV | m:cosphi:bushv | -0.82071 | ElmTr3
2026 | 2026_DzMX_GzMX_Dp00_Gp00 | A3 -Florencia 33 kV | All generators | 0.99 | cap | Victoria 115/33/13.8 kV | m:cosphi:bushv | -0.83174 | ElmTr3
2026 | 2026_DzMX_GzMX_Dp00_Gp00 | A3 -Florencia 33 kV | All generators | 1 | cap | Victoria 115/33/13.8 kV | m:cosphi:bushv | -0.85494 | ElmTr3
2026 | 2026_DzMX_GzMX_Dp00_Gp00 | A3 -Florencia 33 kV | All generators | 0.9 | ind | Dorada - Magdalena 115 kV | m:P:bus1 in MW | 62.6205 | ElmLne
2026 | 2026_DzMX_GzMX_Dp00_Gp00 | A3 -Florencia 33 kV | All generators | 0.91 | ind | Dorada - Magdalena 115 kV | m:P:bus1 in MW | 62.6115 | ElmLne
2026 | 2026_DzMX_GzMX_Dp00_Gp00 | A3 -Florencia 33 kV | All generators | 0.92 | ind | Dorada - Magdalena 115 kV | m:P:bus1 in MW | 62.6019 | ElmLne
2026 | 2026_DzMX_GzMX_Dp00_Gp00 | A3 -Florencia 33 kV | All generators | 0.93 | ind | Dorada - Magdalena 115 kV | m:P:bus1 in MW | 62.5917 | ElmLne
2026 | 2026_DzMX_GzMX_Dp00_Gp00 | A3 -Florencia 33 kV | All generators | 0.94 | ind | Dorada - Magdalena 115 kV | m:P:bus1 in MW | 62.5808 | ElmLne
2026 | 2026_DzMX_GzMX_Dp00_Gp00 | A3 -Florencia 33 kV | All generators | 0.95 | ind | Dorada - Magdalena 115 kV | m:P:bus1 in MW | 62.5688 | ElmLne
2026 | 2026_DzMX_GzMX_Dp00_Gp00 | A3 -Florencia 33 kV | All generators | 0.96 | ind | Dorada - Magdalena 115 kV | m:P:bus1 in MW | 62.5556 | ElmLne
2026 | 2026_DzMX_GzMX_Dp00_Gp00 | A3 -Florencia 33 kV | All generators | 0.97 | ind | Dorada - Magdalena 115 kV | m:P:bus1 in MW | 62.5404 | ElmLne
2026 | 2026_DzMX_GzMX_Dp00_Gp00 | A3 -Florencia 33 kV | All generators | 0.98 | ind | Dorada - Magdalena 115 kV | m:P:bus1 in MW | 62.5221 | ElmLne
2026 | 2026_DzMX_GzMX_Dp00_Gp00 | A3 -Florencia 33 kV | All generators | 0.99 | ind | Dorada - Magdalena 115 kV | m:P:bus1 in MW | 62.4976 | ElmLne
2026 | 2026_DzMX_GzMX_Dp00_Gp00 | A3 -Florencia 33 kV | All generators | 1 | ind | Dorada - Magdalena 115 kV | m:P:bus1 in MW | 62.4339 | ElmLne
2026 | 2026_DzMX_GzMX_Dp00_Gp00 | A3 -Florencia 33 kV | All generators | 0.9 | ind | Dorada - Magdalena 115 kV | m:P:bus2 in MW | -62.4132 | ElmLne
2026 | 2026_DzMX_GzMX_Dp00_Gp00 | A3 -Florencia 33 kV | All generators | 0.91 | ind | Dorada - Magdalena 115 kV | m:P:bus2 in MW | -62.4042 | ElmLne
2026 | 2026_DzMX_GzMX_Dp00_Gp00 | A3 -Florencia 33 kV | All generators | 0.92 | ind | Dorada - Magdalena 115 kV | m:P:bus2 in MW | -62.3946 | ElmLne
2026 | 2026_DzMX_GzMX_Dp00_Gp00 | A3 -Florencia 33 kV | All generators | 0.93 | ind | Dorada - Magdalena 115 kV | m:P:bus2 in MW | -62.3845 | ElmLne
2026 | 2026_DzMX_GzMX_Dp00_Gp00 | A3 -Florencia 33 kV | All generators | 0.94 | ind | Dorada - Magdalena 115 kV | m:P:bus2 in MW | -62.3736 | ElmLne
2026 | 2026_DzMX_GzMX_Dp00_Gp00 | A3 -Florencia 33 kV | All generators | 0.95 | ind | Dorada - Magdalena 115 kV | m:P:bus2 in MW | -62.3617 | ElmLne
2026 | 2026_DzMX_GzMX_Dp00_Gp00 | A3 -Florencia 33 kV | All generators | 0.96 | ind | Dorada - Magdalena 115 kV | m:P:bus2 in MW | -62.3484 | ElmLne
2026 | 2026_DzMX_GzMX_Dp00_Gp00 | A3 -Florencia 33 kV | All generators | 0.97 | ind | Dorada - Magdalena 115 kV | m:P:bus2 in MW | -62.3333 | ElmLne
2026 | 2026_DzMX_GzMX_Dp00_Gp00 | A3 -Florencia 33 kV | All generators | 0.98 | ind | Dorada - Magdalena 115 kV | m:P:bus2 in MW | -62.315 | ElmLne
2026 | 2026_DzMX_GzMX_Dp00_Gp00 | A3 -Florencia 33 kV | All generators | 0.99 | ind | Dorada - Magdalena 115 kV | m:P:bus2 in MW | -62.2906 | ElmLne
2026 | 2026_DzMX_GzMX_Dp00_Gp00 | A3 -Florencia 33 kV | All generators | 1 | ind | Dorada - Magdalena 115 kV | m:P:bus2 in MW | -62.2271 | ElmLne
2026 | 2026_DzMX_GzMX_Dp00_Gp00 | A3 -Florencia 33 kV | All generators | 0.9 | ind | Dorada - Magdalena 115 kV | m:Q:bus1 in Mvar | 6.9556 | ElmLne
2026 | 2026_DzMX_GzMX_Dp00_Gp00 | A3 -Florencia 33 kV | All generators | 0.91 | ind | Dorada - Magdalena 115 kV | m:Q:bus1 in Mvar | 6.9278 | ElmLne
2026 | 2026_DzMX_GzMX_Dp00_Gp00 | A3 -Florencia 33 kV | All generators | 0.92 | ind | Dorada - Magdalena 115 kV | m:Q:bus1 in Mvar | 6.8987 | ElmLne
2026 | 2026_DzMX_GzMX_Dp00_Gp00 | A3 -Florencia 33 kV | All generators | 0.93 | ind | Dorada - Magdalena 115 kV | m:Q:bus1 in Mvar | 6.868 | ElmLne
2026 | 2026_DzMX_GzMX_Dp00_Gp00 | A3 -Florencia 33 kV | All generators | 0.94 | ind | Dorada - Magdalena 115 kV | m:Q:bus1 in Mvar | 6.8354 | ElmLne
2026 | 2026_DzMX_GzMX_Dp00_Gp00 | A3 -Florencia 33 kV | All generators | 0.95 | ind | Dorada - Magdalena 115 kV | m:Q:bus1 in Mvar | 6.8001 | ElmLne
2026 | 2026_DzMX_GzMX_Dp00_Gp00 | A3 -Florencia 33 kV | All generators | 0.96 | ind | Dorada - Magdalena 115 kV | m:Q:bus1 in Mvar | 6.7613 | ElmLne
2026 | 2026_DzMX_GzMX_Dp00_Gp00 | A3 -Florencia 33 kV | All generators | 0.97 | ind | Dorada - Magdalena 115 kV | m:Q:bus1 in Mvar | 6.7174 | ElmLne
2026 | 2026_DzMX_GzMX_Dp00_Gp00 | A3 -Florencia 33 kV | All generators | 0.98 | ind | Dorada - Magdalena 115 kV | m:Q:bus1 in Mvar | 6.6652 | ElmLne
2026 | 2026_DzMX_GzMX_Dp00_Gp00 | A3 -Florencia 33 kV | All generators | 0.99 | ind | Dorada - Magdalena 115 kV | m:Q:bus1 in Mvar | 6.5966 | ElmLne
2026 | 2026_DzMX_GzMX_Dp00_Gp00 | A3 -Florencia 33 kV | All generators | 1 | ind | Dorada - Magdalena 115 kV | m:Q:bus1 in Mvar | 6.4241 | ElmLne
2026 | 2026_DzMX_GzMX_Dp00_Gp00 | A3 -Florencia 33 kV | All generators | 0.9 | ind | Dorada - Magdalena 115 kV | m:Q:bus2 in Mvar | -6.2922 | ElmLne
2026 | 2026_DzMX_GzMX_Dp00_Gp00 | A3 -Florencia 33 kV | All generators | 0.91 | ind | Dorada - Magdalena 115 kV | m:Q:bus2 in Mvar | -6.2644 | ElmLne
2026 | 2026_DzMX_GzMX_Dp00_Gp00 | A3 -Florencia 33 kV | All generators | 0.92 | ind | Dorada - Magdalena 115 kV | m:Q:bus2 in Mvar | -6.2352 | ElmLne
2026 | 2026_DzMX_GzMX_Dp00_Gp00 | A3 -Florencia 33 kV | All generators | 0.93 | ind | Dorada - Magdalena 115 kV | m:Q:bus2 in Mvar | -6.2046 | ElmLne
2026 | 2026_DzMX_GzMX_Dp00_Gp00 | A3 -Florencia 33 kV | All generators | 0.94 | ind | Dorada - Magdalena 115 kV | m:Q:bus2 in Mvar | -6.1719 | ElmLne
2026 | 2026_DzMX_GzMX_Dp00_Gp00 | A3 -Florencia 33 kV | All generators | 0.95 | ind | Dorada - Magdalena 115 kV | m:Q:bus2 in Mvar | -6.1367 | ElmLne
2026 | 2026_DzMX_GzMX_Dp00_Gp00 | A3 -Florencia 33 kV | All generators | 0.96 | ind | Dorada - Magdalena 115 kV | m:Q:bus2 in Mvar | -6.0979 | ElmLne
2026 | 2026_DzMX_GzMX_Dp00_Gp00 | A3 -Florencia 33 kV | All generators | 0.97 | ind | Dorada - Magdalena 115 kV | m:Q:bus2 in Mvar | -6.054 | ElmLne
2026 | 2026_DzMX_GzMX_Dp00_Gp00 | A3 -Florencia 33 kV | All generators | 0.98 | ind | Dorada - Magdalena 115 kV | m:Q:bus2 in Mvar | -6.0019 | ElmLne
2026 | 2026_DzMX_GzMX_Dp00_Gp00 | A3 -Florencia 33 kV | All generators | 0.99 | ind | Dorada - Magdalena 115 kV | m:Q:bus2 in Mvar | -5.9333 | ElmLne
2026 | 2026_DzMX_GzMX_Dp00_Gp00 | A3 -Florencia 33 kV | All generators | 1 | ind | Dorada - Magdalena 115 kV | m:Q:bus2 in Mvar | -5.761 | ElmLne
2026 | 2026_DzMX_GzMX_Dp00_Gp00 | A3 -Florencia 33 kV | All generators | 0.9 | ind | Dorada - Magdalena 115 kV | m:cosphi:bus1 | 0.99389 | ElmLne
2026 | 2026_DzMX_GzMX_Dp00_Gp00 | A3 -Florencia 33 kV | All generators | 0.91 | ind | Dorada - Magdalena 115 kV | m:cosphi:bus1 | 0.99393 | ElmLne
2026 | 2026_DzMX_GzMX_Dp00_Gp00 | A3 -Florencia 33 kV | All generators | 0.92 | ind | Dorada - Magdalena 115 kV | m:cosphi:bus1 | 0.99398 | ElmLne
2026 | 2026_DzMX_GzMX_Dp00_Gp00 | A3 -Florencia 33 kV | All generators | 0.93 | ind | Dorada - Magdalena 115 kV | m:cosphi:bus1 | 0.99403 | ElmLne
2026 | 2026_DzMX_GzMX_Dp00_Gp00 | A3 -Florencia 33 kV | All generators | 0.94 | ind | Dorada - Magdalena 115 kV | m:cosphi:bus1 | 0.99409 | ElmLne
2026 | 2026_DzMX_GzMX_Dp00_Gp00 | A3 -Florencia 33 kV | All generators | 0.95 | ind | Dorada - Magdalena 115 kV | m:cosphi:bus1 | 0.99415 | ElmLne
2026 | 2026_DzMX_GzMX_Dp00_Gp00 | A3 -Florencia 33 kV | All generators | 0.96 | ind | Dorada - Magdalena 115 kV | m:cosphi:bus1 | 0.99421 | ElmLne
2026 | 2026_DzMX_GzMX_Dp00_Gp00 | A3 -Florencia 33 kV | All generators | 0.97 | ind | Dorada - Magdalena 115 kV | m:cosphi:bus1 | 0.99428 | ElmLne
2026 | 2026_DzMX_GzMX_Dp00_Gp00 | A3 -Florencia 33 kV | All generators | 0.98 | ind | Dorada - Magdalena 115 kV | m:cosphi:bus1 | 0.99437 | ElmLne
2026 | 2026_DzMX_GzMX_Dp00_Gp00 | A3 -Florencia 33 kV | All generators | 0.99 | ind | Dorada - Magdalena 115 kV | m:cosphi:bus1 | 0.99448 | ElmLne
2026 | 2026_DzMX_GzMX_Dp00_Gp00 | A3 -Florencia 33 kV | All generators | 1 | ind | Dorada - Magdalena 115 kV | m:cosphi:bus1 | 0.99475 | ElmLne
2026 | 2026_DzMX_GzMX_Dp00_Gp00 | A3 -Florencia 33 kV | All generators | 0.9 | ind | Dorada - Magdalena 115 kV | m:cosphi:bus2 | -0.99496 | ElmLne
2026 | 2026_DzMX_GzMX_Dp00_Gp00 | A3 -Florencia 33 kV | All generators | 0.91 | ind | Dorada - Magdalena 115 kV | m:cosphi:bus2 | -0.995 | ElmLne
2026 | 2026_DzMX_GzMX_Dp00_Gp00 | A3 -Florencia 33 kV | All generators | 0.92 | ind | Dorada - Magdalena 115 kV | m:cosphi:bus2 | -0.99504 | ElmLne
2026 | 2026_DzMX_GzMX_Dp00_Gp00 | A3 -Florencia 33 kV | All generators | 0.93 | ind | Dorada - Magdalena 115 kV | m:cosphi:bus2 | -0.99509 | ElmLne
2026 | 2026_DzMX_GzMX_Dp00_Gp00 | A3 -Florencia 33 kV | All generators | 0.94 | ind | Dorada - Magdalena 115 kV | m:cosphi:bus2 | -0.99514 | ElmLne
2026 | 2026_DzMX_GzMX_Dp00_Gp00 | A3 -Florencia 33 kV | All generators | 0.95 | ind | Dorada - Magdalena 115 kV | m:cosphi:bus2 | -0.99519 | ElmLne
2026 | 2026_DzMX_GzMX_Dp00_Gp00 | A3 -Florencia 33 kV | All generators | 0.96 | ind | Dorada - Magdalena 115 kV | m:cosphi:bus2 | -0.99525 | ElmLne
2026 | 2026_DzMX_GzMX_Dp00_Gp00 | A3 -Florencia 33 kV | All generators | 0.97 | ind | Dorada - Magdalena 115 kV | m:cosphi:bus2 | -0.99532 | ElmLne
2026 | 2026_DzMX_GzMX_Dp00_Gp00 | A3 -Florencia 33 kV | All generators | 0.98 | ind | Dorada - Magdalena 115 kV | m:cosphi:bus2 | -0.99539 | ElmLne
2026 | 2026_DzMX_GzMX_Dp00_Gp00 | A3 -Florencia 33 kV | All generators | 0.99 | ind | Dorada - Magdalena 115 kV | m:cosphi:bus2 | -0.99549 | ElmLne
2026 | 2026_DzMX_GzMX_Dp00_Gp00 | A3 -Florencia 33 kV | All generators | 1 | ind | Dorada - Magdalena 115 kV | m:cosphi:bus2 | -0.99574 | ElmLne
2026 | 2026_DzMX_GzMX_Dp00_Gp00 | A3 -Florencia 33 kV | All generators | 0.9 | ind | Mariquita - Victoria 2 115 | m:P:bus1 in MW | 9.5399 | ElmLne
2026 | 2026_DzMX_GzMX_Dp00_Gp00 | A3 -Florencia 33 kV | All generators | 0.91 | ind | Mariquita - Victoria 2 115 | m:P:bus1 in MW | 9.5421 | ElmLne
2026 | 2026_DzMX_GzMX_Dp00_Gp00 | A3 -Florencia 33 kV | All generators | 0.92 | ind | Mariquita - Victoria 2 115 | m:P:bus1 in MW | 9.5443 | ElmLne
2026 | 2026_DzMX_GzMX_Dp00_Gp00 | A3 -Florencia 33 kV | All generators | 0.93 | ind | Mariquita - Victoria 2 115 | m:P:bus1 in MW | 9.5466 | ElmLne
2026 | 2026_DzMX_GzMX_Dp00_Gp00 | A3 -Florencia 33 kV | All generators | 0.94 | ind | Mariquita - Victoria 2 115 | m:P:bus1 in MW | 9.549 | ElmLne
2026 | 2026_DzMX_GzMX_Dp00_Gp00 | A3 -Florencia 33 kV | All generators | 0.95 | ind | Mariquita - Victoria 2 115 | m:P:bus1 in MW | 9.5516 | ElmLne
2026 | 2026_DzMX_GzMX_Dp00_Gp00 | A3 -Florencia 33 kV | All generators | 0.96 | ind | Mariquita - Victoria 2 115 | m:P:bus1 in MW | 9.5543 | ElmLne
2026 | 2026_DzMX_GzMX_Dp00_Gp00 | A3 -Florencia 33 kV | All generators | 0.97 | ind | Mariquita - Victoria 2 115 | m:P:bus1 in MW | 9.5574 | ElmLne
2026 | 2026_DzMX_GzMX_Dp00_Gp00 | A3 -Florencia 33 kV | All generators | 0.98 | ind | Mariquita - Victoria 2 115 | m:P:bus1 in MW | 9.5609 | ElmLne
2026 | 2026_DzMX_GzMX_Dp00_Gp00 | A3 -Florencia 33 kV | All generators | 0.99 | ind | Mariquita - Victoria 2 115 | m:P:bus1 in MW | 9.5653 | ElmLne
2026 | 2026_DzMX_GzMX_Dp00_Gp00 | A3 -Florencia 33 kV | All generators | 1 | ind | Mariquita - Victoria 2 115 | m:P:bus1 in MW | 9.5755 | ElmLne
2026 | 2026_DzMX_GzMX_Dp00_Gp00 | A3 -Florencia 33 kV | All generators | 0.9 | ind | Mariquita - Victoria 2 115 | m:P:bus2 in MW | -9.5008 | ElmLne
2026 | 2026_DzMX_GzMX_Dp00_Gp00 | A3 -Florencia 33 kV | All generators | 0.91 | ind | Mariquita - Victoria 2 115 | m:P:bus2 in MW | -9.5029 | ElmLne
2026 | 2026_DzMX_GzMX_Dp00_Gp00 | A3 -Florencia 33 kV | All generators | 0.92 | ind | Mariquita - Victoria 2 115 | m:P:bus2 in MW | -9.5051 | ElmLne
2026 | 2026_DzMX_GzMX_Dp00_Gp00 | A3 -Florencia 33 kV | All generators | 0.93 | ind | Mariquita - Victoria 2 115 | m:P:bus2 in MW | -9.5074 | ElmLne
2026 | 2026_DzMX_GzMX_Dp00_Gp00 | A3 -Florencia 33 kV | All generators | 0.94 | ind | Mariquita - Victoria 2 115 | m:P:bus2 in MW | -9.5098 | ElmLne
2026 | 2026_DzMX_GzMX_Dp00_Gp00 | A3 -Florencia 33 kV | All generators | 0.95 | ind | Mariquita - Victoria 2 115 | m:P:bus2 in MW | -9.5123 | ElmLne
2026 | 2026_DzMX_GzMX_Dp00_Gp00 | A3 -Florencia 33 kV | All generators | 0.96 | ind | Mariquita - Victoria 2 115 | m:P:bus2 in MW | -9.515 | ElmLne
2026 | 2026_DzMX_GzMX_Dp00_Gp00 | A3 -Florencia 33 kV | All generators | 0.97 | ind | Mariquita - Victoria 2 115 | m:P:bus2 in MW | -9.5179 | ElmLne
2026 | 2026_DzMX_GzMX_Dp00_Gp00 | A3 -Florencia 33 kV | All generators | 0.98 | ind | Mariquita - Victoria 2 115 | m:P:bus2 in MW | -9.5214 | ElmLne
2026 | 2026_DzMX_GzMX_Dp00_Gp00 | A3 -Florencia 33 kV | All generators | 0.99 | ind | Mariquita - Victoria 2 115 | m:P:bus2 in MW | -9.5257 | ElmLne
2026 | 2026_DzMX_GzMX_Dp00_Gp00 | A3 -Florencia 33 kV | All generators | 1 | ind | Mariquita - Victoria 2 115 | m:P:bus2 in MW | -9.5358 | ElmLne
2026 | 2026_DzMX_GzMX_Dp00_Gp00 | A3 -Florencia 33 kV | All generators | 0.9 | ind | Mariquita - Victoria 2 115 | m:Q:bus1 in Mvar | -9.9735 | ElmLne
2026 | 2026_DzMX_GzMX_Dp00_Gp00 | A3 -Florencia 33 kV | All generators | 0.91 | ind | Mariquita - Victoria 2 115 | m:Q:bus1 in Mvar | -9.9759 | ElmLne
2026 | 2026_DzMX_GzMX_Dp00_Gp00 | A3 -Florencia 33 kV | All generators | 0.92 | ind | Mariquita - Victoria 2 115 | m:Q:bus1 in Mvar | -9.9784 | ElmLne
2026 | 2026_DzMX_GzMX_Dp00_Gp00 | A3 -Florencia 33 kV | All generators | 0.93 | ind | Mariquita - Victoria 2 115 | m:Q:bus1 in Mvar | -9.9811 | ElmLne
2026 | 2026_DzMX_GzMX_Dp00_Gp00 | A3 -Florencia 33 kV | All generators | 0.94 | ind | Mariquita - Victoria 2 115 | m:Q:bus1 in Mvar | -9.9839 | ElmLne
2026 | 2026_DzMX_GzMX_Dp00_Gp00 | A3 -Florencia 33 kV | All generators | 0.95 | ind | Mariquita - Victoria 2 115 | m:Q:bus1 in Mvar | -9.9869 | ElmLne
2026 | 2026_DzMX_GzMX_Dp00_Gp00 | A3 -Florencia 33 kV | All generators | 0.96 | ind | Mariquita - Victoria 2 115 | m:Q:bus1 in Mvar | -9.9903 | ElmLne
2026 | 2026_DzMX_GzMX_Dp00_Gp00 | A3 -Florencia 33 kV | All generators | 0.97 | ind | Mariquita - Victoria 2 115 | m:Q:bus1 in Mvar | -9.994 | ElmLne
2026 | 2026_DzMX_GzMX_Dp00_Gp00 | A3 -Florencia 33 kV | All generators | 0.98 | ind | Mariquita - Victoria 2 115 | m:Q:bus1 in Mvar | -9.9985 | ElmLne
2026 | 2026_DzMX_GzMX_Dp00_Gp00 | A3 -Florencia 33 kV | All generators | 0.99 | ind | Mariquita - Victoria 2 115 | m:Q:bus1 in Mvar | -10.0044 | ElmLne
2026 | 2026_DzMX_GzMX_Dp00_Gp00 | A3 -Florencia 33 kV | All generators | 1 | ind | Mariquita - Victoria 2 115 | m:Q:bus1 in Mvar | -10.019 | ElmLne
2026 | 2026_DzMX_GzMX_Dp00_Gp00 | A3 -Florencia 33 kV | All generators | 0.9 | ind | Mariquita - Victoria 2 115 | m:Q:bus2 in Mvar | 9.4153 | ElmLne
2026 | 2026_DzMX_GzMX_Dp00_Gp00 | A3 -Florencia 33 kV | All generators | 0.91 | ind | Mariquita - Victoria 2 115 | m:Q:bus2 in Mvar | 9.418 | ElmLne
2026 | 2026_DzMX_GzMX_Dp00_Gp00 | A3 -Florencia 33 kV | All generators | 0.92 | ind | Mariquita - Victoria 2 115 | m:Q:bus2 in Mvar | 9.4209 | ElmLne
2026 | 2026_DzMX_GzMX_Dp00_Gp00 | A3 -Florencia 33 kV | All generators | 0.93 | ind | Mariquita - Victoria 2 115 | m:Q:bus2 in Mvar | 9.4239 | ElmLne
2026 | 2026_DzMX_GzMX_Dp00_Gp00 | A3 -Florencia 33 kV | All generators | 0.94 | ind | Mariquita - Victoria 2 115 | m:Q:bus2 in Mvar | 9.4271 | ElmLne
2026 | 2026_DzMX_GzMX_Dp00_Gp00 | A3 -Florencia 33 kV | All generators | 0.95 | ind | Mariquita - Victoria 2 115 | m:Q:bus2 in Mvar | 9.4306 | ElmLne
2026 | 2026_DzMX_GzMX_Dp00_Gp00 | A3 -Florencia 33 kV | All generators | 0.96 | ind | Mariquita - Victoria 2 115 | m:Q:bus2 in Mvar | 9.4344 | ElmLne
2026 | 2026_DzMX_GzMX_Dp00_Gp00 | A3 -Florencia 33 kV | All generators | 0.97 | ind | Mariquita - Victoria 2 115 | m:Q:bus2 in Mvar | 9.4386 | ElmLne
2026 | 2026_DzMX_GzMX_Dp00_Gp00 | A3 -Florencia 33 kV | All generators | 0.98 | ind | Mariquita - Victoria 2 115 | m:Q:bus2 in Mvar | 9.4437 | ElmLne
2026 | 2026_DzMX_GzMX_Dp00_Gp00 | A3 -Florencia 33 kV | All generators | 0.99 | ind | Mariquita - Victoria 2 115 | m:Q:bus2 in Mvar | 9.4504 | ElmLne
2026 | 2026_DzMX_GzMX_Dp00_Gp00 | A3 -Florencia 33 kV | All generators | 1 | ind | Mariquita - Victoria 2 115 | m:Q:bus2 in Mvar | 9.467 | ElmLne
2026 | 2026_DzMX_GzMX_Dp00_Gp00 | A3 -Florencia 33 kV | All generators | 0.9 | ind | Mariquita - Victoria 2 115 | m:cosphi:bus1 | 0.69123 | ElmLne
2026 | 2026_DzMX_GzMX_Dp00_Gp00 | A3 -Florencia 33 kV | All generators | 0.91 | ind | Mariquita - Victoria 2 115 | m:cosphi:bus1 | 0.69122 | ElmLne
2026 | 2026_DzMX_GzMX_Dp00_Gp00 | A3 -Florencia 33 kV | All generators | 0.92 | ind | Mariquita - Victoria 2 115 | m:cosphi:bus1 | 0.69121 | ElmLne
2026 | 2026_DzMX_GzMX_Dp00_Gp00 | A3 -Florencia 33 kV | All generators | 0.93 | ind | Mariquita - Victoria 2 115 | m:cosphi:bus1 | 0.6912 | ElmLne
2026 | 2026_DzMX_GzMX_Dp00_Gp00 | A3 -Florencia 33 kV | All generators | 0.94 | ind | Mariquita - Victoria 2 115 | m:cosphi:bus1 | 0.69119 | ElmLne
2026 | 2026_DzMX_GzMX_Dp00_Gp00 | A3 -Florencia 33 kV | All generators | 0.95 | ind | Mariquita - Victoria 2 115 | m:cosphi:bus1 | 0.69118 | ElmLne
2026 | 2026_DzMX_GzMX_Dp00_Gp00 | A3 -Florencia 33 kV | All generators | 0.96 | ind | Mariquita - Victoria 2 115 | m:cosphi:bus1 | 0.69116 | ElmLne
2026 | 2026_DzMX_GzMX_Dp00_Gp00 | A3 -Florencia 33 kV | All generators | 0.97 | ind | Mariquita - Victoria 2 115 | m:cosphi:bus1 | 0.69114 | ElmLne
2026 | 2026_DzMX_GzMX_Dp00_Gp00 | A3 -Florencia 33 kV | All generators | 0.98 | ind | Mariquita - Victoria 2 115 | m:cosphi:bus1 | 0.69111 | ElmLne
2026 | 2026_DzMX_GzMX_Dp00_Gp00 | A3 -Florencia 33 kV | All generators | 0.99 | ind | Mariquita - Victoria 2 115 | m:cosphi:bus1 | 0.69107 | ElmLne
2026 | 2026_DzMX_GzMX_Dp00_Gp00 | A3 -Florencia 33 kV | All generators | 1 | ind | Mariquita - Victoria 2 115 | m:cosphi:bus1 | 0.69093 | ElmLne
2026 | 2026_DzMX_GzMX_Dp00_Gp00 | A3 -Florencia 33 kV | All generators | 0.9 | ind | Mariquita - Victoria 2 115 | m:cosphi:bus2 | -0.7103 | ElmLne
2026 | 2026_DzMX_GzMX_Dp00_Gp00 | A3 -Florencia 33 kV | All generators | 0.91 | ind | Mariquita - Victoria 2 115 | m:cosphi:bus2 | -0.71027 | ElmLne
2026 | 2026_DzMX_GzMX_Dp00_Gp00 | A3 -Florencia 33 kV | All generators | 0.92 | ind | Mariquita - Victoria 2 115 | m:cosphi:bus2 | -0.71025 | ElmLne
2026 | 2026_DzMX_GzMX_Dp00_Gp00 | A3 -Florencia 33 kV | All generators | 0.93 | ind | Mariquita - Victoria 2 115 | m:cosphi:bus2 | -0.71022 | ElmLne
2026 | 2026_DzMX_GzMX_Dp00_Gp00 | A3 -Florencia 33 kV | All generators | 0.94 | ind | Mariquita - Victoria 2 115 | m:cosphi:bus2 | -0.71019 | ElmLne
2026 | 2026_DzMX_GzMX_Dp00_Gp00 | A3 -Florencia 33 kV | All generators | 0.95 | ind | Mariquita - Victoria 2 115 | m:cosphi:bus2 | -0.71015 | ElmLne
2026 | 2026_DzMX_GzMX_Dp00_Gp00 | A3 -Florencia 33 kV | All generators | 0.96 | ind | Mariquita - Victoria 2 115 | m:cosphi:bus2 | -0.71011 | ElmLne
2026 | 2026_DzMX_GzMX_Dp00_Gp00 | A3 -Florencia 33 kV | All generators | 0.97 | ind | Mariquita - Victoria 2 115 | m:cosphi:bus2 | -0.71006 | ElmLne
2026 | 2026_DzMX_GzMX_Dp00_Gp00 | A3 -Florencia 33 kV | All generators | 0.98 | ind | Mariquita - Victoria 2 115 | m:cosphi:bus2 | -0.71 | ElmLne
2026 | 2026_DzMX_GzMX_Dp00_Gp00 | A3 -Florencia 33 kV | All generators | 0.99 | ind | Mariquita - Victoria 2 115 | m:cosphi:bus2 | -0.70991 | ElmLne
2026 | 2026_DzMX_GzMX_Dp00_Gp00 | A3 -Florencia 33 kV | All generators | 1 | ind | Mariquita - Victoria 2 115 | m:cosphi:bus2 | -0.70966 | ElmLne
2026 | 2026_DzMX_GzMX_Dp00_Gp00 | A3 -Florencia 33 kV | All generators | 0.9 | ind | Dorada 115/33/13.8 kV | m:P:bushv in MW | 1.7268 | ElmTr3
2026 | 2026_DzMX_GzMX_Dp00_Gp00 | A3 -Florencia 33 kV | All generators | 0.91 | ind | Dorada 115/33/13.8 kV | m:P:bushv in MW | 1.7209 | ElmTr3
2026 | 2026_DzMX_GzMX_Dp00_Gp00 | A3 -Florencia 33 kV | All generators | 0.92 | ind | Dorada 115/33/13.8 kV | m:P:bushv in MW | 1.7151 | ElmTr3
2026 | 2026_DzMX_GzMX_Dp00_Gp00 | A3 -Florencia 33 kV | All generators | 0.93 | ind | Dorada 115/33/13.8 kV | m:P:bushv in MW | 1.7092 | ElmTr3
2026 | 2026_DzMX_GzMX_Dp00_Gp00 | A3 -Florencia 33 kV | All generators | 0.94 | ind | Dorada 115/33/13.8 kV | m:P:bushv in MW | 1.7033 | ElmTr3
2026 | 2026_DzMX_GzMX_Dp00_Gp00 | A3 -Florencia 33 kV | All generators | 0.95 | ind | Dorada 115/33/13.8 kV | m:P:bushv in MW | 1.6973 | ElmTr3
2026 | 2026_DzMX_GzMX_Dp00_Gp00 | A3 -Florencia 33 kV | All generators | 0.96 | ind | Dorada 115/33/13.8 kV | m:P:bushv in MW | 1.6913 | ElmTr3
2026 | 2026_DzMX_GzMX_Dp00_Gp00 | A3 -Florencia 33 kV | All generators | 0.97 | ind | Dorada 115/33/13.8 kV | m:P:bushv in MW | 1.685 | ElmTr3
2026 | 2026_DzMX_GzMX_Dp00_Gp00 | A3 -Florencia 33 kV | All generators | 0.98 | ind | Dorada 115/33/13.8 kV | m:P:bushv in MW | 1.6783 | ElmTr3
2026 | 2026_DzMX_GzMX_Dp00_Gp00 | A3 -Florencia 33 kV | All generators | 0.99 | ind | Dorada 115/33/13.8 kV | m:P:bushv in MW | 1.6709 | ElmTr3
2026 | 2026_DzMX_GzMX_Dp00_Gp00 | A3 -Florencia 33 kV | All generators | 1 | ind | Dorada 115/33/13.8 kV | m:P:bushv in MW | 1.6592 | ElmTr3
2026 | 2026_DzMX_GzMX_Dp00_Gp00 | A3 -Florencia 33 kV | All generators | 0.9 | ind | Dorada 115/33/13.8 kV | m:Q:bushv in Mvar | 7.8128 | ElmTr3
2026 | 2026_DzMX_GzMX_Dp00_Gp00 | A3 -Florencia 33 kV | All generators | 0.91 | ind | Dorada 115/33/13.8 kV | m:Q:bushv in Mvar | 7.8866 | ElmTr3
2026 | 2026_DzMX_GzMX_Dp00_Gp00 | A3 -Florencia 33 kV | All generators | 0.92 | ind | Dorada 115/33/13.8 kV | m:Q:bushv in Mvar | 7.9638 | ElmTr3
2026 | 2026_DzMX_GzMX_Dp00_Gp00 | A3 -Florencia 33 kV | All generators | 0.93 | ind | Dorada 115/33/13.8 kV | m:Q:bushv in Mvar | 8.0451 | ElmTr3
2026 | 2026_DzMX_GzMX_Dp00_Gp00 | A3 -Florencia 33 kV | All generators | 0.94 | ind | Dorada 115/33/13.8 kV | m:Q:bushv in Mvar | 8.1317 | ElmTr3
2026 | 2026_DzMX_GzMX_Dp00_Gp00 | A3 -Florencia 33 kV | All generators | 0.95 | ind | Dorada 115/33/13.8 kV | m:Q:bushv in Mvar | 8.2253 | ElmTr3
2026 | 2026_DzMX_GzMX_Dp00_Gp00 | A3 -Florencia 33 kV | All generators | 0.96 | ind | Dorada 115/33/13.8 kV | m:Q:bushv in Mvar | 8.3282 | ElmTr3
2026 | 2026_DzMX_GzMX_Dp00_Gp00 | A3 -Florencia 33 kV | All generators | 0.97 | ind | Dorada 115/33/13.8 kV | m:Q:bushv in Mvar | 8.4448 | ElmTr3
2026 | 2026_DzMX_GzMX_Dp00_Gp00 | A3 -Florencia 33 kV | All generators | 0.98 | ind | Dorada 115/33/13.8 kV | m:Q:bushv in Mvar | 8.5833 | ElmTr3
2026 | 2026_DzMX_GzMX_Dp00_Gp00 | A3 -Florencia 33 kV | All generators | 0.99 | ind | Dorada 115/33/13.8 kV | m:Q:bushv in Mvar | 8.7655 | ElmTr3
2026 | 2026_DzMX_GzMX_Dp00_Gp00 | A3 -Florencia 33 kV | All generators | 1 | ind | Dorada 115/33/13.8 kV | m:Q:bushv in Mvar | 9.224 | ElmTr3
2026 | 2026_DzMX_GzMX_Dp00_Gp00 | A3 -Florencia 33 kV | All generators | 0.9 | ind | Dorada 115/33/13.8 kV | m:cosphi:bushv | 0.21581 | ElmTr3
2026 | 2026_DzMX_GzMX_Dp00_Gp00 | A3 -Florencia 33 kV | All generators | 0.91 | ind | Dorada 115/33/13.8 kV | m:cosphi:bushv | 0.21319 | ElmTr3
2026 | 2026_DzMX_GzMX_Dp00_Gp00 | A3 -Florencia 33 kV | All generators | 0.92 | ind | Dorada 115/33/13.8 kV | m:cosphi:bushv | 0.21053 | ElmTr3
2026 | 2026_DzMX_GzMX_Dp00_Gp00 | A3 -Florencia 33 kV | All generators | 0.93 | ind | Dorada 115/33/13.8 kV | m:cosphi:bushv | 0.20781 | ElmTr3
2026 | 2026_DzMX_GzMX_Dp00_Gp00 | A3 -Florencia 33 kV | All generators | 0.94 | ind | Dorada 115/33/13.8 kV | m:cosphi:bushv | 0.20502 | ElmTr3
2026 | 2026_DzMX_GzMX_Dp00_Gp00 | A3 -Florencia 33 kV | All generators | 0.95 | ind | Dorada 115/33/13.8 kV | m:cosphi:bushv | 0.2021 | ElmTr3
2026 | 2026_DzMX_GzMX_Dp00_Gp00 | A3 -Florencia 33 kV | All generators | 0.96 | ind | Dorada 115/33/13.8 kV | m:cosphi:bushv | 0.19901 | ElmTr3
2026 | 2026_DzMX_GzMX_Dp00_Gp00 | A3 -Florencia 33 kV | All generators | 0.97 | ind | Dorada 115/33/13.8 kV | m:cosphi:bushv | 0.19567 | ElmTr3
2026 | 2026_DzMX_GzMX_Dp00_Gp00 | A3 -Florencia 33 kV | All generators | 0.98 | ind | Dorada 115/33/13.8 kV | m:cosphi:bushv | 0.1919 | ElmTr3
2026 | 2026_DzMX_GzMX_Dp00_Gp00 | A3 -Florencia 33 kV | All generators | 0.99 | ind | Dorada 115/33/13.8 kV | m:cosphi:bushv | 0.18726 | ElmTr3
2026 | 2026_DzMX_GzMX_Dp00_Gp00 | A3 -Florencia 33 kV | All generators | 1 | ind | Dorada 115/33/13.8 kV | m:cosphi:bushv | 0.17704 | ElmTr3
2026 | 2026_DzMX_GzMX_Dp00_Gp00 | A3 -Florencia 33 kV | All generators | 0.9 | ind | Manzanares 115/33/13.8 kV | m:P:bushv in MW | -22.6194 | ElmTr3
2026 | 2026_DzMX_GzMX_Dp00_Gp00 | A3 -Florencia 33 kV | All generators | 0.91 | ind | Manzanares 115/33/13.8 kV | m:P:bushv in MW | -22.606 | ElmTr3
2026 | 2026_DzMX_GzMX_Dp00_Gp00 | A3 -Florencia 33 kV | All generators | 0.92 | ind | Manzanares 115/33/13.8 kV | m:P:bushv in MW | -22.5911 | ElmTr3
2026 | 2026_DzMX_GzMX_Dp00_Gp00 | A3 -Florencia 33 kV | All generators | 0.93 | ind | Manzanares 115/33/13.8 kV | m:P:bushv in MW | -22.5745 | ElmTr3
2026 | 2026_DzMX_GzMX_Dp00_Gp00 | A3 -Florencia 33 kV | All generators | 0.94 | ind | Manzanares 115/33/13.8 kV | m:P:bushv in MW | -22.5558 | ElmTr3
2026 | 2026_DzMX_GzMX_Dp00_Gp00 | A3 -Florencia 33 kV | All generators | 0.95 | ind | Manzanares 115/33/13.8 kV | m:P:bushv in MW | -22.5344 | ElmTr3
2026 | 2026_DzMX_GzMX_Dp00_Gp00 | A3 -Florencia 33 kV | All generators | 0.96 | ind | Manzanares 115/33/13.8 kV | m:P:bushv in MW | -22.5095 | ElmTr3
2026 | 2026_DzMX_GzMX_Dp00_Gp00 | A3 -Florencia 33 kV | All generators | 0.97 | ind | Manzanares 115/33/13.8 kV | m:P:bushv in MW | -22.4794 | ElmTr3
2026 | 2026_DzMX_GzMX_Dp00_Gp00 | A3 -Florencia 33 kV | All generators | 0.98 | ind | Manzanares 115/33/13.8 kV | m:P:bushv in MW | -22.4412 | ElmTr3
2026 | 2026_DzMX_GzMX_Dp00_Gp00 | A3 -Florencia 33 kV | All generators | 0.99 | ind | Manzanares 115/33/13.8 kV | m:P:bushv in MW | -22.387 | ElmTr3
2026 | 2026_DzMX_GzMX_Dp00_Gp00 | A3 -Florencia 33 kV | All generators | 1 | ind | Manzanares 115/33/13.8 kV | m:P:bushv in MW | -22.23 | ElmTr3
2026 | 2026_DzMX_GzMX_Dp00_Gp00 | A3 -Florencia 33 kV | All generators | 0.9 | ind | Manzanares 115/33/13.8 kV | m:Q:bushv in Mvar | 4.7611 | ElmTr3
2026 | 2026_DzMX_GzMX_Dp00_Gp00 | A3 -Florencia 33 kV | All generators | 0.91 | ind | Manzanares 115/33/13.8 kV | m:Q:bushv in Mvar | 4.9681 | ElmTr3
2026 | 2026_DzMX_GzMX_Dp00_Gp00 | A3 -Florencia 33 kV | All generators | 0.92 | ind | Manzanares 115/33/13.8 kV | m:Q:bushv in Mvar | 5.1843 | ElmTr3
2026 | 2026_DzMX_GzMX_Dp00_Gp00 | A3 -Florencia 33 kV | All generators | 0.93 | ind | Manzanares 115/33/13.8 kV | m:Q:bushv in Mvar | 5.4119 | ElmTr3
2026 | 2026_DzMX_GzMX_Dp00_Gp00 | A3 -Florencia 33 kV | All generators | 0.94 | ind | Manzanares 115/33/13.8 kV | m:Q:bushv in Mvar | 5.6539 | ElmTr3
2026 | 2026_DzMX_GzMX_Dp00_Gp00 | A3 -Florencia 33 kV | All generators | 0.95 | ind | Manzanares 115/33/13.8 kV | m:Q:bushv in Mvar | 5.9148 | ElmTr3
2026 | 2026_DzMX_GzMX_Dp00_Gp00 | A3 -Florencia 33 kV | All generators | 0.96 | ind | Manzanares 115/33/13.8 kV | m:Q:bushv in Mvar | 6.2014 | ElmTr3
2026 | 2026_DzMX_GzMX_Dp00_Gp00 | A3 -Florencia 33 kV | All generators | 0.97 | ind | Manzanares 115/33/13.8 kV | m:Q:bushv in Mvar | 6.5254 | ElmTr3
2026 | 2026_DzMX_GzMX_Dp00_Gp00 | A3 -Florencia 33 kV | All generators | 0.98 | ind | Manzanares 115/33/13.8 kV | m:Q:bushv in Mvar | 6.9095 | ElmTr3
2026 | 2026_DzMX_GzMX_Dp00_Gp00 | A3 -Florencia 33 kV | All generators | 0.99 | ind | Manzanares 115/33/13.8 kV | m:Q:bushv in Mvar | 7.4132 | ElmTr3
2026 | 2026_DzMX_GzMX_Dp00_Gp00 | A3 -Florencia 33 kV | All generators | 1 | ind | Manzanares 115/33/13.8 kV | m:Q:bushv in Mvar | 8.6739 | ElmTr3
2026 | 2026_DzMX_GzMX_Dp00_Gp00 | A3 -Florencia 33 kV | All generators | 0.9 | ind | Manzanares 115/33/13.8 kV | m:cosphi:bushv | -0.97856 | ElmTr3
2026 | 2026_DzMX_GzMX_Dp00_Gp00 | A3 -Florencia 33 kV | All generators | 0.91 | ind | Manzanares 115/33/13.8 kV | m:cosphi:bushv | -0.97669 | ElmTr3
2026 | 2026_DzMX_GzMX_Dp00_Gp00 | A3 -Florencia 33 kV | All generators | 0.92 | ind | Manzanares 115/33/13.8 kV | m:cosphi:bushv | -0.97467 | ElmTr3
2026 | 2026_DzMX_GzMX_Dp00_Gp00 | A3 -Florencia 33 kV | All generators | 0.93 | ind | Manzanares 115/33/13.8 kV | m:cosphi:bushv | -0.97245 | ElmTr3
2026 | 2026_DzMX_GzMX_Dp00_Gp00 | A3 -Florencia 33 kV | All generators | 0.94 | ind | Manzanares 115/33/13.8 kV | m:cosphi:bushv | -0.96999 | ElmTr3
2026 | 2026_DzMX_GzMX_Dp00_Gp00 | A3 -Florencia 33 kV | All generators | 0.95 | ind | Manzanares 115/33/13.8 kV | m:cosphi:bushv | -0.96724 | ElmTr3
2026 | 2026_DzMX_GzMX_Dp00_Gp00 | A3 -Florencia 33 kV | All generators | 0.96 | ind | Manzanares 115/33/13.8 kV | m:cosphi:bushv | -0.96408 | ElmTr3
2026 | 2026_DzMX_GzMX_Dp00_Gp00 | A3 -Florencia 33 kV | All generators | 0.97 | ind | Manzanares 115/33/13.8 kV | m:cosphi:bushv | -0.96036 | ElmTr3
2026 | 2026_DzMX_GzMX_Dp00_Gp00 | A3 -Florencia 33 kV | All generators | 0.98 | ind | Manzanares 115/33/13.8 kV | m:cosphi:bushv | -0.95573 | ElmTr3
2026 | 2026_DzMX_GzMX_Dp00_Gp00 | A3 -Florencia 33 kV | All generators | 0.99 | ind | Manzanares 115/33/13.8 kV | m:cosphi:bushv | -0.94931 | ElmTr3
2026 | 2026_DzMX_GzMX_Dp00_Gp00 | A3 -Florencia 33 kV | All generators | 1 | ind | Manzanares 115/33/13.8 kV | m:cosphi:bushv | -0.93159 | ElmTr3
2026 | 2026_DzMX_GzMX_Dp00_Gp00 | A3 -Florencia 33 kV | All generators | 0.9 | ind | Purnio 230/115 | m:P:bushv in MW | 20.4747 | ElmTr3
2026 | 2026_DzMX_GzMX_Dp00_Gp00 | A3 -Florencia 33 kV | All generators | 0.91 | ind | Purnio 230/115 | m:P:bushv in MW | 20.4679 | ElmTr3
2026 | 2026_DzMX_GzMX_Dp00_Gp00 | A3 -Florencia 33 kV | All generators | 0.92 | ind | Purnio 230/115 | m:P:bushv in MW | 20.4611 | ElmTr3
2026 | 2026_DzMX_GzMX_Dp00_Gp00 | A3 -Florencia 33 kV | All generators | 0.93 | ind | Purnio 230/115 | m:P:bushv in MW | 20.4544 | ElmTr3
2026 | 2026_DzMX_GzMX_Dp00_Gp00 | A3 -Florencia 33 kV | All generators | 0.94 | ind | Purnio 230/115 | m:P:bushv in MW | 20.4478 | ElmTr3
2026 | 2026_DzMX_GzMX_Dp00_Gp00 | A3 -Florencia 33 kV | All generators | 0.95 | ind | Purnio 230/115 | m:P:bushv in MW | 20.4411 | ElmTr3
2026 | 2026_DzMX_GzMX_Dp00_Gp00 | A3 -Florencia 33 kV | All generators | 0.96 | ind | Purnio 230/115 | m:P:bushv in MW | 20.4345 | ElmTr3
2026 | 2026_DzMX_GzMX_Dp00_Gp00 | A3 -Florencia 33 kV | All generators | 0.97 | ind | Purnio 230/115 | m:P:bushv in MW | 20.4278 | ElmTr3
2026 | 2026_DzMX_GzMX_Dp00_Gp00 | A3 -Florencia 33 kV | All generators | 0.98 | ind | Purnio 230/115 | m:P:bushv in MW | 20.421 | ElmTr3
2026 | 2026_DzMX_GzMX_Dp00_Gp00 | A3 -Florencia 33 kV | All generators | 0.99 | ind | Purnio 230/115 | m:P:bushv in MW | 20.4139 | ElmTr3
2026 | 2026_DzMX_GzMX_Dp00_Gp00 | A3 -Florencia 33 kV | All generators | 1 | ind | Purnio 230/115 | m:P:bushv in MW | 20.4055 | ElmTr3
2026 | 2026_DzMX_GzMX_Dp00_Gp00 | A3 -Florencia 33 kV | All generators | 0.9 | ind | Purnio 230/115 | m:Q:bushv in Mvar | 4.6272 | ElmTr3
2026 | 2026_DzMX_GzMX_Dp00_Gp00 | A3 -Florencia 33 kV | All generators | 0.91 | ind | Purnio 230/115 | m:Q:bushv in Mvar | 4.7245 | ElmTr3
2026 | 2026_DzMX_GzMX_Dp00_Gp00 | A3 -Florencia 33 kV | All generators | 0.92 | ind | Purnio 230/115 | m:Q:bushv in Mvar | 4.8263 | ElmTr3
2026 | 2026_DzMX_GzMX_Dp00_Gp00 | A3 -Florencia 33 kV | All generators | 0.93 | ind | Purnio 230/115 | m:Q:bushv in Mvar | 4.9336 | ElmTr3
2026 | 2026_DzMX_GzMX_Dp00_Gp00 | A3 -Florencia 33 kV | All generators | 0.94 | ind | Purnio 230/115 | m:Q:bushv in Mvar | 5.0478 | ElmTr3
2026 | 2026_DzMX_GzMX_Dp00_Gp00 | A3 -Florencia 33 kV | All generators | 0.95 | ind | Purnio 230/115 | m:Q:bushv in Mvar | 5.1711 | ElmTr3
2026 | 2026_DzMX_GzMX_Dp00_Gp00 | A3 -Florencia 33 kV | All generators | 0.96 | ind | Purnio 230/115 | m:Q:bushv in Mvar | 5.3067 | ElmTr3
2026 | 2026_DzMX_GzMX_Dp00_Gp00 | A3 -Florencia 33 kV | All generators | 0.97 | ind | Purnio 230/115 | m:Q:bushv in Mvar | 5.4603 | ElmTr3
2026 | 2026_DzMX_GzMX_Dp00_Gp00 | A3 -Florencia 33 kV | All generators | 0.98 | ind | Purnio 230/115 | m:Q:bushv in Mvar | 5.6426 | ElmTr3
2026 | 2026_DzMX_GzMX_Dp00_Gp00 | A3 -Florencia 33 kV | All generators | 0.99 | ind | Purnio 230/115 | m:Q:bushv in Mvar | 5.8823 | ElmTr3
2026 | 2026_DzMX_GzMX_Dp00_Gp00 | A3 -Florencia 33 kV | All generators | 1 | ind | Purnio 230/115 | m:Q:bushv in Mvar | 6.4849 | ElmTr3
2026 | 2026_DzMX_GzMX_Dp00_Gp00 | A3 -Florencia 33 kV | All generators | 0.9 | ind | Purnio 230/115 | m:cosphi:bushv | 0.9754 | ElmTr3
2026 | 2026_DzMX_GzMX_Dp00_Gp00 | A3 -Florencia 33 kV | All generators | 0.91 | ind | Purnio 230/115 | m:cosphi:bushv | 0.97438 | ElmTr3
2026 | 2026_DzMX_GzMX_Dp00_Gp00 | A3 -Florencia 33 kV | All generators | 0.92 | ind | Purnio 230/115 | m:cosphi:bushv | 0.97329 | ElmTr3
2026 | 2026_DzMX_GzMX_Dp00_Gp00 | A3 -Florencia 33 kV | All generators | 0.93 | ind | Purnio 230/115 | m:cosphi:bushv | 0.97212 | ElmTr3
2026 | 2026_DzMX_GzMX_Dp00_Gp00 | A3 -Florencia 33 kV | All generators | 0.94 | ind | Purnio 230/115 | m:cosphi:bushv | 0.97085 | ElmTr3
2026 | 2026_DzMX_GzMX_Dp00_Gp00 | A3 -Florencia 33 kV | All generators | 0.95 | ind | Purnio 230/115 | m:cosphi:bushv | 0.96946 | ElmTr3
2026 | 2026_DzMX_GzMX_Dp00_Gp00 | A3 -Florencia 33 kV | All generators | 0.96 | ind | Purnio 230/115 | m:cosphi:bushv | 0.96789 | ElmTr3
2026 | 2026_DzMX_GzMX_Dp00_Gp00 | A3 -Florencia 33 kV | All generators | 0.97 | ind | Purnio 230/115 | m:cosphi:bushv | 0.96608 | ElmTr3
2026 | 2026_DzMX_GzMX_Dp00_Gp00 | A3 -Florencia 33 kV | All generators | 0.98 | ind | Purnio 230/115 | m:cosphi:bushv | 0.96388 | ElmTr3
2026 | 2026_DzMX_GzMX_Dp00_Gp00 | A3 -Florencia 33 kV | All generators | 0.99 | ind | Purnio 230/115 | m:cosphi:bushv | 0.9609 | ElmTr3
2026 | 2026_DzMX_GzMX_Dp00_Gp00 | A3 -Florencia 33 kV | All generators | 1 | ind | Purnio 230/115 | m:cosphi:bushv | 0.95303 | ElmTr3
2026 | 2026_DzMX_GzMX_Dp00_Gp00 | A3 -Florencia 33 kV | All generators | 0.9 | ind | Victoria 115/33/13.8 kV | m:P:bushv in MW | -14.2758 | ElmTr3
2026 | 2026_DzMX_GzMX_Dp00_Gp00 | A3 -Florencia 33 kV | All generators | 0.91 | ind | Victoria 115/33/13.8 kV | m:P:bushv in MW | -14.2832 | ElmTr3
2026 | 2026_DzMX_GzMX_Dp00_Gp00 | A3 -Florencia 33 kV | All generators | 0.92 | ind | Victoria 115/33/13.8 kV | m:P:bushv in MW | -14.2905 | ElmTr3
2026 | 2026_DzMX_GzMX_Dp00_Gp00 | A3 -Florencia 33 kV | All generators | 0.93 | ind | Victoria 115/33/13.8 kV | m:P:bushv in MW | -14.2976 | ElmTr3
2026 | 2026_DzMX_GzMX_Dp00_Gp00 | A3 -Florencia 33 kV | All generators | 0.94 | ind | Victoria 115/33/13.8 kV | m:P:bushv in MW | -14.3046 | ElmTr3
2026 | 2026_DzMX_GzMX_Dp00_Gp00 | A3 -Florencia 33 kV | All generators | 0.95 | ind | Victoria 115/33/13.8 kV | m:P:bushv in MW | -14.3115 | ElmTr3
2026 | 2026_DzMX_GzMX_Dp00_Gp00 | A3 -Florencia 33 kV | All generators | 0.96 | ind | Victoria 115/33/13.8 kV | m:P:bushv in MW | -14.3182 | ElmTr3
2026 | 2026_DzMX_GzMX_Dp00_Gp00 | A3 -Florencia 33 kV | All generators | 0.97 | ind | Victoria 115/33/13.8 kV | m:P:bushv in MW | -14.3248 | ElmTr3
2026 | 2026_DzMX_GzMX_Dp00_Gp00 | A3 -Florencia 33 kV | All generators | 0.98 | ind | Victoria 115/33/13.8 kV | m:P:bushv in MW | -14.3312 | ElmTr3
2026 | 2026_DzMX_GzMX_Dp00_Gp00 | A3 -Florencia 33 kV | All generators | 0.99 | ind | Victoria 115/33/13.8 kV | m:P:bushv in MW | -14.3373 | ElmTr3
2026 | 2026_DzMX_GzMX_Dp00_Gp00 | A3 -Florencia 33 kV | All generators | 1 | ind | Victoria 115/33/13.8 kV | m:P:bushv in MW | -14.3408 | ElmTr3
2026 | 2026_DzMX_GzMX_Dp00_Gp00 | A3 -Florencia 33 kV | All generators | 0.9 | ind | Victoria 115/33/13.8 kV | m:Q:bushv in Mvar | 6.3115 | ElmTr3
2026 | 2026_DzMX_GzMX_Dp00_Gp00 | A3 -Florencia 33 kV | All generators | 0.91 | ind | Victoria 115/33/13.8 kV | m:Q:bushv in Mvar | 6.4372 | ElmTr3
2026 | 2026_DzMX_GzMX_Dp00_Gp00 | A3 -Florencia 33 kV | All generators | 0.92 | ind | Victoria 115/33/13.8 kV | m:Q:bushv in Mvar | 6.5686 | ElmTr3
2026 | 2026_DzMX_GzMX_Dp00_Gp00 | A3 -Florencia 33 kV | All generators | 0.93 | ind | Victoria 115/33/13.8 kV | m:Q:bushv in Mvar | 6.707 | ElmTr3
2026 | 2026_DzMX_GzMX_Dp00_Gp00 | A3 -Florencia 33 kV | All generators | 0.94 | ind | Victoria 115/33/13.8 kV | m:Q:bushv in Mvar | 6.8543 | ElmTr3
2026 | 2026_DzMX_GzMX_Dp00_Gp00 | A3 -Florencia 33 kV | All generators | 0.95 | ind | Victoria 115/33/13.8 kV | m:Q:bushv in Mvar | 7.0132 | ElmTr3
2026 | 2026_DzMX_GzMX_Dp00_Gp00 | A3 -Florencia 33 kV | All generators | 0.96 | ind | Victoria 115/33/13.8 kV | m:Q:bushv in Mvar | 7.1879 | ElmTr3
2026 | 2026_DzMX_GzMX_Dp00_Gp00 | A3 -Florencia 33 kV | All generators | 0.97 | ind | Victoria 115/33/13.8 kV | m:Q:bushv in Mvar | 7.3856 | ElmTr3
2026 | 2026_DzMX_GzMX_Dp00_Gp00 | A3 -Florencia 33 kV | All generators | 0.98 | ind | Victoria 115/33/13.8 kV | m:Q:bushv in Mvar | 7.6202 | ElmTr3
2026 | 2026_DzMX_GzMX_Dp00_Gp00 | A3 -Florencia 33 kV | All generators | 0.99 | ind | Victoria 115/33/13.8 kV | m:Q:bushv in Mvar | 7.9282 | ElmTr3
2026 | 2026_DzMX_GzMX_Dp00_Gp00 | A3 -Florencia 33 kV | All generators | 1 | ind | Victoria 115/33/13.8 kV | m:Q:bushv in Mvar | 8.7013 | ElmTr3
2026 | 2026_DzMX_GzMX_Dp00_Gp00 | A3 -Florencia 33 kV | All generators | 0.9 | ind | Victoria 115/33/13.8 kV | m:cosphi:bushv | -0.9146 | ElmTr3
2026 | 2026_DzMX_GzMX_Dp00_Gp00 | A3 -Florencia 33 kV | All generators | 0.91 | ind | Victoria 115/33/13.8 kV | m:cosphi:bushv | -0.91169 | ElmTr3
2026 | 2026_DzMX_GzMX_Dp00_Gp00 | A3 -Florencia 33 kV | All generators | 0.92 | ind | Victoria 115/33/13.8 kV | m:cosphi:bushv | -0.90861 | ElmTr3
2026 | 2026_DzMX_GzMX_Dp00_Gp00 | A3 -Florencia 33 kV | All generators | 0.93 | ind | Victoria 115/33/13.8 kV | m:cosphi:bushv | -0.90534 | ElmTr3
2026 | 2026_DzMX_GzMX_Dp00_Gp00 | A3 -Florencia 33 kV | All generators | 0.94 | ind | Victoria 115/33/13.8 kV | m:cosphi:bushv | -0.90181 | ElmTr3
2026 | 2026_DzMX_GzMX_Dp00_Gp00 | A3 -Florencia 33 kV | All generators | 0.95 | ind | Victoria 115/33/13.8 kV | m:cosphi:bushv | -0.89797 | ElmTr3
2026 | 2026_DzMX_GzMX_Dp00_Gp00 | A3 -Florencia 33 kV | All generators | 0.96 | ind | Victoria 115/33/13.8 kV | m:cosphi:bushv | -0.89371 | ElmTr3
2026 | 2026_DzMX_GzMX_Dp00_Gp00 | A3 -Florencia 33 kV | All generators | 0.97 | ind | Victoria 115/33/13.8 kV | m:cosphi:bushv | -0.88882 | ElmTr3
2026 | 2026_DzMX_GzMX_Dp00_Gp00 | A3 -Florencia 33 kV | All generators | 0.98 | ind | Victoria 115/33/13.8 kV | m:cosphi:bushv | -0.88295 | ElmTr3
2026 | 2026_DzMX_GzMX_Dp00_Gp00 | A3 -Florencia 33 kV | All generators | 0.99 | ind | Victoria 115/33/13.8 kV | m:cosphi:bushv | -0.87511 | ElmTr3
2026 | 2026_DzMX_GzMX_Dp00_Gp00 | A3 -Florencia 33 kV | All generators | 1 | ind | Victoria 115/33/13.8 kV | m:cosphi:bushv | -0.85494 | ElmTr3
2026 | 2026_DzMX_GzMX_Dp00_Gp00 | Caso Base | All generators | 0.9 | cap | Dorada - Magdalena 115 kV | m:P:bus1 in MW | 62.027 | ElmLne
2026 | 2026_DzMX_GzMX_Dp00_Gp00 | Caso Base | All generators | 0.91 | cap | Dorada - Magdalena 115 kV | m:P:bus1 in MW | 62.027 | ElmLne
2026 | 2026_DzMX_GzMX_Dp00_Gp00 | Caso Base | All generators | 0.92 | cap | Dorada - Magdalena 115 kV | m:P:bus1 in MW | 62.027 | ElmLne
2026 | 2026_DzMX_GzMX_Dp00_Gp00 | Caso Base | All generators | 0.93 | cap | Dorada - Magdalena 115 kV | m:P:bus1 in MW | 62.027 | ElmLne
2026 | 2026_DzMX_GzMX_Dp00_Gp00 | Caso Base | All generators | 0.94 | cap | Dorada - Magdalena 115 kV | m:P:bus1 in MW | 62.027 | ElmLne
2026 | 2026_DzMX_GzMX_Dp00_Gp00 | Caso Base | All generators | 0.95 | cap | Dorada - Magdalena 115 kV | m:P:bus1 in MW | 62.027 | ElmLne
2026 | 2026_DzMX_GzMX_Dp00_Gp00 | Caso Base | All generators | 0.96 | cap | Dorada - Magdalena 115 kV | m:P:bus1 in MW | 62.027 | ElmLne
2026 | 2026_DzMX_GzMX_Dp00_Gp00 | Caso Base | All generators | 0.97 | cap | Dorada - Magdalena 115 kV | m:P:bus1 in MW | 62.027 | ElmLne
2026 | 2026_DzMX_GzMX_Dp00_Gp00 | Caso Base | All generators | 0.98 | cap | Dorada - Magdalena 115 kV | m:P:bus1 in MW | 62.027 | ElmLne
2026 | 2026_DzMX_GzMX_Dp00_Gp00 | Caso Base | All generators | 0.99 | cap | Dorada - Magdalena 115 kV | m:P:bus1 in MW | 62.027 | ElmLne
2026 | 2026_DzMX_GzMX_Dp00_Gp00 | Caso Base | All generators | 1 | cap | Dorada - Magdalena 115 kV | m:P:bus1 in MW | 62.027 | ElmLne
2026 | 2026_DzMX_GzMX_Dp00_Gp00 | Caso Base | All generators | 0.9 | cap | Dorada - Magdalena 115 kV | m:P:bus2 in MW | -61.8232 | ElmLne
2026 | 2026_DzMX_GzMX_Dp00_Gp00 | Caso Base | All generators | 0.91 | cap | Dorada - Magdalena 115 kV | m:P:bus2 in MW | -61.8232 | ElmLne
2026 | 2026_DzMX_GzMX_Dp00_Gp00 | Caso Base | All generators | 0.92 | cap | Dorada - Magdalena 115 kV | m:P:bus2 in MW | -61.8232 | ElmLne
2026 | 2026_DzMX_GzMX_Dp00_Gp00 | Caso Base | All generators | 0.93 | cap | Dorada - Magdalena 115 kV | m:P:bus2 in MW | -61.8232 | ElmLne
2026 | 2026_DzMX_GzMX_Dp00_Gp00 | Caso Base | All generators | 0.94 | cap | Dorada - Magdalena 115 kV | m:P:bus2 in MW | -61.8232 | ElmLne
2026 | 2026_DzMX_GzMX_Dp00_Gp00 | Caso Base | All generators | 0.95 | cap | Dorada - Magdalena 115 kV | m:P:bus2 in MW | -61.8232 | ElmLne
2026 | 2026_DzMX_GzMX_Dp00_Gp00 | Caso Base | All generators | 0.96 | cap | Dorada - Magdalena 115 kV | m:P:bus2 in MW | -61.8232 | ElmLne
2026 | 2026_DzMX_GzMX_Dp00_Gp00 | Caso Base | All generators | 0.97 | cap | Dorada - Magdalena 115 kV | m:P:bus2 in MW | -61.8232 | ElmLne
2026 | 2026_DzMX_GzMX_Dp00_Gp00 | Caso Base | All generators | 0.98 | cap | Dorada - Magdalena 115 kV | m:P:bus2 in MW | -61.8232 | ElmLne
2026 | 2026_DzMX_GzMX_Dp00_Gp00 | Caso Base | All generators | 0.99 | cap | Dorada - Magdalena 115 kV | m:P:bus2 in MW | -61.8232 | ElmLne
2026 | 2026_DzMX_GzMX_Dp00_Gp00 | Caso Base | All generators | 1 | cap | Dorada - Magdalena 115 kV | m:P:bus2 in MW | -61.8232 | ElmLne
2026 | 2026_DzMX_GzMX_Dp00_Gp00 | Caso Base | All generators | 0.9 | cap | Dorada - Magdalena 115 kV | m:Q:bus1 in Mvar | 6.6533 | ElmLne
2026 | 2026_DzMX_GzMX_Dp00_Gp00 | Caso Base | All generators | 0.91 | cap | Dorada - Magdalena 115 kV | m:Q:bus1 in Mvar | 6.6533 | ElmLne
2026 | 2026_DzMX_GzMX_Dp00_Gp00 | Caso Base | All generators | 0.92 | cap | Dorada - Magdalena 115 kV | m:Q:bus1 in Mvar | 6.6533 | ElmLne
2026 | 2026_DzMX_GzMX_Dp00_Gp00 | Caso Base | All generators | 0.93 | cap | Dorada - Magdalena 115 kV | m:Q:bus1 in Mvar | 6.6533 | ElmLne
2026 | 2026_DzMX_GzMX_Dp00_Gp00 | Caso Base | All generators | 0.94 | cap | Dorada - Magdalena 115 kV | m:Q:bus1 in Mvar | 6.6533 | ElmLne
2026 | 2026_DzMX_GzMX_Dp00_Gp00 | Caso Base | All generators | 0.95 | cap | Dorada - Magdalena 115 kV | m:Q:bus1 in Mvar | 6.6533 | ElmLne
2026 | 2026_DzMX_GzMX_Dp00_Gp00 | Caso Base | All generators | 0.96 | cap | Dorada - Magdalena 115 kV | m:Q:bus1 in Mvar | 6.6533 | ElmLne
2026 | 2026_DzMX_GzMX_Dp00_Gp00 | Caso Base | All generators | 0.97 | cap | Dorada - Magdalena 115 kV | m:Q:bus1 in Mvar | 6.6533 | ElmLne
2026 | 2026_DzMX_GzMX_Dp00_Gp00 | Caso Base | All generators | 0.98 | cap | Dorada - Magdalena 115 kV | m:Q:bus1 in Mvar | 6.6533 | ElmLne
2026 | 2026_DzMX_GzMX_Dp00_Gp00 | Caso Base | All generators | 0.99 | cap | Dorada - Magdalena 115 kV | m:Q:bus1 in Mvar | 6.6533 | ElmLne
2026 | 2026_DzMX_GzMX_Dp00_Gp00 | Caso Base | All generators | 1 | cap | Dorada - Magdalena 115 kV | m:Q:bus1 in Mvar | 6.6533 | ElmLne
2026 | 2026_DzMX_GzMX_Dp00_Gp00 | Caso Base | All generators | 0.9 | cap | Dorada - Magdalena 115 kV | m:Q:bus2 in Mvar | -6.0062 | ElmLne
2026 | 2026_DzMX_GzMX_Dp00_Gp00 | Caso Base | All generators | 0.91 | cap | Dorada - Magdalena 115 kV | m:Q:bus2 in Mvar | -6.0062 | ElmLne
2026 | 2026_DzMX_GzMX_Dp00_Gp00 | Caso Base | All generators | 0.92 | cap | Dorada - Magdalena 115 kV | m:Q:bus2 in Mvar | -6.0062 | ElmLne
2026 | 2026_DzMX_GzMX_Dp00_Gp00 | Caso Base | All generators | 0.93 | cap | Dorada - Magdalena 115 kV | m:Q:bus2 in Mvar | -6.0062 | ElmLne
2026 | 2026_DzMX_GzMX_Dp00_Gp00 | Caso Base | All generators | 0.94 | cap | Dorada - Magdalena 115 kV | m:Q:bus2 in Mvar | -6.0062 | ElmLne
2026 | 2026_DzMX_GzMX_Dp00_Gp00 | Caso Base | All generators | 0.95 | cap | Dorada - Magdalena 115 kV | m:Q:bus2 in Mvar | -6.0062 | ElmLne
2026 | 2026_DzMX_GzMX_Dp00_Gp00 | Caso Base | All generators | 0.96 | cap | Dorada - Magdalena 115 kV | m:Q:bus2 in Mvar | -6.0062 | ElmLne
2026 | 2026_DzMX_GzMX_Dp00_Gp00 | Caso Base | All generators | 0.97 | cap | Dorada - Magdalena 115 kV | m:Q:bus2 in Mvar | -6.0062 | ElmLne
2026 | 2026_DzMX_GzMX_Dp00_Gp00 | Caso Base | All generators | 0.98 | cap | Dorada - Magdalena 115 kV | m:Q:bus2 in Mvar | -6.0062 | ElmLne
2026 | 2026_DzMX_GzMX_Dp00_Gp00 | Caso Base | All generators | 0.99 | cap | Dorada - Magdalena 115 kV | m:Q:bus2 in Mvar | -6.0062 | ElmLne
2026 | 2026_DzMX_GzMX_Dp00_Gp00 | Caso Base | All generators | 1 | cap | Dorada - Magdalena 115 kV | m:Q:bus2 in Mvar | -6.0062 | ElmLne
2026 | 2026_DzMX_GzMX_Dp00_Gp00 | Caso Base | All generators | 0.9 | cap | Dorada - Magdalena 115 kV | m:cosphi:bus1 | 0.9943 | ElmLne
2026 | 2026_DzMX_GzMX_Dp00_Gp00 | Caso Base | All generators | 0.91 | cap | Dorada - Magdalena 115 kV | m:cosphi:bus1 | 0.9943 | ElmLne
2026 | 2026_DzMX_GzMX_Dp00_Gp00 | Caso Base | All generators | 0.92 | cap | Dorada - Magdalena 115 kV | m:cosphi:bus1 | 0.9943 | ElmLne
2026 | 2026_DzMX_GzMX_Dp00_Gp00 | Caso Base | All generators | 0.93 | cap | Dorada - Magdalena 115 kV | m:cosphi:bus1 | 0.9943 | ElmLne
2026 | 2026_DzMX_GzMX_Dp00_Gp00 | Caso Base | All generators | 0.94 | cap | Dorada - Magdalena 115 kV | m:cosphi:bus1 | 0.9943 | ElmLne
2026 | 2026_DzMX_GzMX_Dp00_Gp00 | Caso Base | All generators | 0.95 | cap | Dorada - Magdalena 115 kV | m:cosphi:bus1 | 0.9943 | ElmLne
2026 | 2026_DzMX_GzMX_Dp00_Gp00 | Caso Base | All generators | 0.96 | cap | Dorada - Magdalena 115 kV | m:cosphi:bus1 | 0.9943 | ElmLne
2026 | 2026_DzMX_GzMX_Dp00_Gp00 | Caso Base | All generators | 0.97 | cap | Dorada - Magdalena 115 kV | m:cosphi:bus1 | 0.9943 | ElmLne
2026 | 2026_DzMX_GzMX_Dp00_Gp00 | Caso Base | All generators | 0.98 | cap | Dorada - Magdalena 115 kV | m:cosphi:bus1 | 0.9943 | ElmLne
2026 | 2026_DzMX_GzMX_Dp00_Gp00 | Caso Base | All generators | 0.99 | cap | Dorada - Magdalena 115 kV | m:cosphi:bus1 | 0.9943 | ElmLne
2026 | 2026_DzMX_GzMX_Dp00_Gp00 | Caso Base | All generators | 1 | cap | Dorada - Magdalena 115 kV | m:cosphi:bus1 | 0.9943 | ElmLne
2026 | 2026_DzMX_GzMX_Dp00_Gp00 | Caso Base | All generators | 0.9 | cap | Dorada - Magdalena 115 kV | m:cosphi:bus2 | -0.99531 | ElmLne
2026 | 2026_DzMX_GzMX_Dp00_Gp00 | Caso Base | All generators | 0.91 | cap | Dorada - Magdalena 115 kV | m:cosphi:bus2 | -0.99531 | ElmLne
2026 | 2026_DzMX_GzMX_Dp00_Gp00 | Caso Base | All generators | 0.92 | cap | Dorada - Magdalena 115 kV | m:cosphi:bus2 | -0.99531 | ElmLne
2026 | 2026_DzMX_GzMX_Dp00_Gp00 | Caso Base | All generators | 0.93 | cap | Dorada - Magdalena 115 kV | m:cosphi:bus2 | -0.99531 | ElmLne
2026 | 2026_DzMX_GzMX_Dp00_Gp00 | Caso Base | All generators | 0.94 | cap | Dorada - Magdalena 115 kV | m:cosphi:bus2 | -0.99531 | ElmLne
2026 | 2026_DzMX_GzMX_Dp00_Gp00 | Caso Base | All generators | 0.95 | cap | Dorada - Magdalena 115 kV | m:cosphi:bus2 | -0.99531 | ElmLne
2026 | 2026_DzMX_GzMX_Dp00_Gp00 | Caso Base | All generators | 0.96 | cap | Dorada - Magdalena 115 kV | m:cosphi:bus2 | -0.99531 | ElmLne
2026 | 2026_DzMX_GzMX_Dp00_Gp00 | Caso Base | All generators | 0.97 | cap | Dorada - Magdalena 115 kV | m:cosphi:bus2 | -0.99531 | ElmLne
2026 | 2026_DzMX_GzMX_Dp00_Gp00 | Caso Base | All generators | 0.98 | cap | Dorada - Magdalena 115 kV | m:cosphi:bus2 | -0.99531 | ElmLne
2026 | 2026_DzMX_GzMX_Dp00_Gp00 | Caso Base | All generators | 0.99 | cap | Dorada - Magdalena 115 kV | m:cosphi:bus2 | -0.99531 | ElmLne
2026 | 2026_DzMX_GzMX_Dp00_Gp00 | Caso Base | All generators | 1 | cap | Dorada - Magdalena 115 kV | m:cosphi:bus2 | -0.99531 | ElmLne
2026 | 2026_DzMX_GzMX_Dp00_Gp00 | Caso Base | All generators | 0.9 | cap | Mariquita - Victoria 2 115 | m:P:bus1 in MW | 8.6705 | ElmLne
2026 | 2026_DzMX_GzMX_Dp00_Gp00 | Caso Base | All generators | 0.91 | cap | Mariquita - Victoria 2 115 | m:P:bus1 in MW | 8.6705 | ElmLne
2026 | 2026_DzMX_GzMX_Dp00_Gp00 | Caso Base | All generators | 0.92 | cap | Mariquita - Victoria 2 115 | m:P:bus1 in MW | 8.6705 | ElmLne
2026 | 2026_DzMX_GzMX_Dp00_Gp00 | Caso Base | All generators | 0.93 | cap | Mariquita - Victoria 2 115 | m:P:bus1 in MW | 8.6705 | ElmLne
2026 | 2026_DzMX_GzMX_Dp00_Gp00 | Caso Base | All generators | 0.94 | cap | Mariquita - Victoria 2 115 | m:P:bus1 in MW | 8.6705 | ElmLne
2026 | 2026_DzMX_GzMX_Dp00_Gp00 | Caso Base | All generators | 0.95 | cap | Mariquita - Victoria 2 115 | m:P:bus1 in MW | 8.6705 | ElmLne
2026 | 2026_DzMX_GzMX_Dp00_Gp00 | Caso Base | All generators | 0.96 | cap | Mariquita - Victoria 2 115 | m:P:bus1 in MW | 8.6705 | ElmLne
2026 | 2026_DzMX_GzMX_Dp00_Gp00 | Caso Base | All generators | 0.97 | cap | Mariquita - Victoria 2 115 | m:P:bus1 in MW | 8.6705 | ElmLne
2026 | 2026_DzMX_GzMX_Dp00_Gp00 | Caso Base | All generators | 0.98 | cap | Mariquita - Victoria 2 115 | m:P:bus1 in MW | 8.6705 | ElmLne
2026 | 2026_DzMX_GzMX_Dp00_Gp00 | Caso Base | All generators | 0.99 | cap | Mariquita - Victoria 2 115 | m:P:bus1 in MW | 8.6705 | ElmLne
2026 | 2026_DzMX_GzMX_Dp00_Gp00 | Caso Base | All generators | 1 | cap | Mariquita - Victoria 2 115 | m:P:bus1 in MW | 8.6705 | ElmLne
2026 | 2026_DzMX_GzMX_Dp00_Gp00 | Caso Base | All generators | 0.9 | cap | Mariquita - Victoria 2 115 | m:P:bus2 in MW | -8.6354 | ElmLne
2026 | 2026_DzMX_GzMX_Dp00_Gp00 | Caso Base | All generators | 0.91 | cap | Mariquita - Victoria 2 115 | m:P:bus2 in MW | -8.6354 | ElmLne
2026 | 2026_DzMX_GzMX_Dp00_Gp00 | Caso Base | All generators | 0.92 | cap | Mariquita - Victoria 2 115 | m:P:bus2 in MW | -8.6354 | ElmLne
2026 | 2026_DzMX_GzMX_Dp00_Gp00 | Caso Base | All generators | 0.93 | cap | Mariquita - Victoria 2 115 | m:P:bus2 in MW | -8.6354 | ElmLne
2026 | 2026_DzMX_GzMX_Dp00_Gp00 | Caso Base | All generators | 0.94 | cap | Mariquita - Victoria 2 115 | m:P:bus2 in MW | -8.6354 | ElmLne
2026 | 2026_DzMX_GzMX_Dp00_Gp00 | Caso Base | All generators | 0.95 | cap | Mariquita - Victoria 2 115 | m:P:bus2 in MW | -8.6354 | ElmLne
2026 | 2026_DzMX_GzMX_Dp00_Gp00 | Caso Base | All generators | 0.96 | cap | Mariquita - Victoria 2 115 | m:P:bus2 in MW | -8.6354 | ElmLne
2026 | 2026_DzMX_GzMX_Dp00_Gp00 | Caso Base | All generators | 0.97 | cap | Mariquita - Victoria 2 115 | m:P:bus2 in MW | -8.6354 | ElmLne
2026 | 2026_DzMX_GzMX_Dp00_Gp00 | Caso Base | All generators | 0.98 | cap | Mariquita - Victoria 2 115 | m:P:bus2 in MW | -8.6354 | ElmLne
2026 | 2026_DzMX_GzMX_Dp00_Gp00 | Caso Base | All generators | 0.99 | cap | Mariquita - Victoria 2 115 | m:P:bus2 in MW | -8.6354 | ElmLne
2026 | 2026_DzMX_GzMX_Dp00_Gp00 | Caso Base | All generators | 1 | cap | Mariquita - Victoria 2 115 | m:P:bus2 in MW | -8.6354 | ElmLne
2026 | 2026_DzMX_GzMX_Dp00_Gp00 | Caso Base | All generators | 0.9 | cap | Mariquita - Victoria 2 115 | m:Q:bus1 in Mvar | -9.7646 | ElmLne
2026 | 2026_DzMX_GzMX_Dp00_Gp00 | Caso Base | All generators | 0.91 | cap | Mariquita - Victoria 2 115 | m:Q:bus1 in Mvar | -9.7646 | ElmLne
2026 | 2026_DzMX_GzMX_Dp00_Gp00 | Caso Base | All generators | 0.92 | cap | Mariquita - Victoria 2 115 | m:Q:bus1 in Mvar | -9.7646 | ElmLne
2026 | 2026_DzMX_GzMX_Dp00_Gp00 | Caso Base | All generators | 0.93 | cap | Mariquita - Victoria 2 115 | m:Q:bus1 in Mvar | -9.7646 | ElmLne
2026 | 2026_DzMX_GzMX_Dp00_Gp00 | Caso Base | All generators | 0.94 | cap | Mariquita - Victoria 2 115 | m:Q:bus1 in Mvar | -9.7646 | ElmLne
2026 | 2026_DzMX_GzMX_Dp00_Gp00 | Caso Base | All generators | 0.95 | cap | Mariquita - Victoria 2 115 | m:Q:bus1 in Mvar | -9.7646 | ElmLne
2026 | 2026_DzMX_GzMX_Dp00_Gp00 | Caso Base | All generators | 0.96 | cap | Mariquita - Victoria 2 115 | m:Q:bus1 in Mvar | -9.7646 | ElmLne
2026 | 2026_DzMX_GzMX_Dp00_Gp00 | Caso Base | All generators | 0.97 | cap | Mariquita - Victoria 2 115 | m:Q:bus1 in Mvar | -9.7646 | ElmLne
2026 | 2026_DzMX_GzMX_Dp00_Gp00 | Caso Base | All generators | 0.98 | cap | Mariquita - Victoria 2 115 | m:Q:bus1 in Mvar | -9.7646 | ElmLne
2026 | 2026_DzMX_GzMX_Dp00_Gp00 | Caso Base | All generators | 0.99 | cap | Mariquita - Victoria 2 115 | m:Q:bus1 in Mvar | -9.7646 | ElmLne
2026 | 2026_DzMX_GzMX_Dp00_Gp00 | Caso Base | All generators | 1 | cap | Mariquita - Victoria 2 115 | m:Q:bus1 in Mvar | -9.7646 | ElmLne
2026 | 2026_DzMX_GzMX_Dp00_Gp00 | Caso Base | All generators | 0.9 | cap | Mariquita - Victoria 2 115 | m:Q:bus2 in Mvar | 9.1989 | ElmLne
2026 | 2026_DzMX_GzMX_Dp00_Gp00 | Caso Base | All generators | 0.91 | cap | Mariquita - Victoria 2 115 | m:Q:bus2 in Mvar | 9.1989 | ElmLne
2026 | 2026_DzMX_GzMX_Dp00_Gp00 | Caso Base | All generators | 0.92 | cap | Mariquita - Victoria 2 115 | m:Q:bus2 in Mvar | 9.1989 | ElmLne
2026 | 2026_DzMX_GzMX_Dp00_Gp00 | Caso Base | All generators | 0.93 | cap | Mariquita - Victoria 2 115 | m:Q:bus2 in Mvar | 9.1989 | ElmLne
2026 | 2026_DzMX_GzMX_Dp00_Gp00 | Caso Base | All generators | 0.94 | cap | Mariquita - Victoria 2 115 | m:Q:bus2 in Mvar | 9.1989 | ElmLne
2026 | 2026_DzMX_GzMX_Dp00_Gp00 | Caso Base | All generators | 0.95 | cap | Mariquita - Victoria 2 115 | m:Q:bus2 in Mvar | 9.1989 | ElmLne
2026 | 2026_DzMX_GzMX_Dp00_Gp00 | Caso Base | All generators | 0.96 | cap | Mariquita - Victoria 2 115 | m:Q:bus2 in Mvar | 9.1989 | ElmLne
2026 | 2026_DzMX_GzMX_Dp00_Gp00 | Caso Base | All generators | 0.97 | cap | Mariquita - Victoria 2 115 | m:Q:bus2 in Mvar | 9.1989 | ElmLne
2026 | 2026_DzMX_GzMX_Dp00_Gp00 | Caso Base | All generators | 0.98 | cap | Mariquita - Victoria 2 115 | m:Q:bus2 in Mvar | 9.1989 | ElmLne
2026 | 2026_DzMX_GzMX_Dp00_Gp00 | Caso Base | All generators | 0.99 | cap | Mariquita - Victoria 2 115 | m:Q:bus2 in Mvar | 9.1989 | ElmLne
2026 | 2026_DzMX_GzMX_Dp00_Gp00 | Caso Base | All generators | 1 | cap | Mariquita - Victoria 2 115 | m:Q:bus2 in Mvar | 9.1989 | ElmLne
2026 | 2026_DzMX_GzMX_Dp00_Gp00 | Caso Base | All generators | 0.9 | cap | Mariquita - Victoria 2 115 | m:cosphi:bus1 | 0.66397 | ElmLne
2026 | 2026_DzMX_GzMX_Dp00_Gp00 | Caso Base | All generators | 0.91 | cap | Mariquita - Victoria 2 115 | m:cosphi:bus1 | 0.66397 | ElmLne
2026 | 2026_DzMX_GzMX_Dp00_Gp00 | Caso Base | All generators | 0.92 | cap | Mariquita - Victoria 2 115 | m:cosphi:bus1 | 0.66397 | ElmLne
2026 | 2026_DzMX_GzMX_Dp00_Gp00 | Caso Base | All generators | 0.93 | cap | Mariquita - Victoria 2 115 | m:cosphi:bus1 | 0.66397 | ElmLne
2026 | 2026_DzMX_GzMX_Dp00_Gp00 | Caso Base | All generators | 0.94 | cap | Mariquita - Victoria 2 115 | m:cosphi:bus1 | 0.66397 | ElmLne
2026 | 2026_DzMX_GzMX_Dp00_Gp00 | Caso Base | All generators | 0.95 | cap | Mariquita - Victoria 2 115 | m:cosphi:bus1 | 0.66397 | ElmLne
2026 | 2026_DzMX_GzMX_Dp00_Gp00 | Caso Base | All generators | 0.96 | cap | Mariquita - Victoria 2 115 | m:cosphi:bus1 | 0.66397 | ElmLne
2026 | 2026_DzMX_GzMX_Dp00_Gp00 | Caso Base | All generators | 0.97 | cap | Mariquita - Victoria 2 115 | m:cosphi:bus1 | 0.66397 | ElmLne
2026 | 2026_DzMX_GzMX_Dp00_Gp00 | Caso Base | All generators | 0.98 | cap | Mariquita - Victoria 2 115 | m:cosphi:bus1 | 0.66397 | ElmLne
2026 | 2026_DzMX_GzMX_Dp00_Gp00 | Caso Base | All generators | 0.99 | cap | Mariquita - Victoria 2 115 | m:cosphi:bus1 | 0.66397 | ElmLne
2026 | 2026_DzMX_GzMX_Dp00_Gp00 | Caso Base | All generators | 1 | cap | Mariquita - Victoria 2 115 | m:cosphi:bus1 | 0.66397 | ElmLne
2026 | 2026_DzMX_GzMX_Dp00_Gp00 | Caso Base | All generators | 0.9 | cap | Mariquita - Victoria 2 115 | m:cosphi:bus2 | -0.68442 | ElmLne
2026 | 2026_DzMX_GzMX_Dp00_Gp00 | Caso Base | All generators | 0.91 | cap | Mariquita - Victoria 2 115 | m:cosphi:bus2 | -0.68442 | ElmLne
2026 | 2026_DzMX_GzMX_Dp00_Gp00 | Caso Base | All generators | 0.92 | cap | Mariquita - Victoria 2 115 | m:cosphi:bus2 | -0.68442 | ElmLne
2026 | 2026_DzMX_GzMX_Dp00_Gp00 | Caso Base | All generators | 0.93 | cap | Mariquita - Victoria 2 115 | m:cosphi:bus2 | -0.68442 | ElmLne
2026 | 2026_DzMX_GzMX_Dp00_Gp00 | Caso Base | All generators | 0.94 | cap | Mariquita - Victoria 2 115 | m:cosphi:bus2 | -0.68442 | ElmLne
2026 | 2026_DzMX_GzMX_Dp00_Gp00 | Caso Base | All generators | 0.95 | cap | Mariquita - Victoria 2 115 | m:cosphi:bus2 | -0.68442 | ElmLne
2026 | 2026_DzMX_GzMX_Dp00_Gp00 | Caso Base | All generators | 0.96 | cap | Mariquita - Victoria 2 115 | m:cosphi:bus2 | -0.68442 | ElmLne
2026 | 2026_DzMX_GzMX_Dp00_Gp00 | Caso Base | All generators | 0.97 | cap | Mariquita - Victoria 2 115 | m:cosphi:bus2 | -0.68442 | ElmLne
2026 | 2026_DzMX_GzMX_Dp00_Gp00 | Caso Base | All generators | 0.98 | cap | Mariquita - Victoria 2 115 | m:cosphi:bus2 | -0.68442 | ElmLne
2026 | 2026_DzMX_GzMX_Dp00_Gp00 | Caso Base | All generators | 0.99 | cap | Mariquita - Victoria 2 115 | m:cosphi:bus2 | -0.68442 | ElmLne
2026 | 2026_DzMX_GzMX_Dp00_Gp00 | Caso Base | All generators | 1 | cap | Mariquita - Victoria 2 115 | m:cosphi:bus2 | -0.68442 | ElmLne
2026 | 2026_DzMX_GzMX_Dp00_Gp00 | Caso Base | All generators | 0.9 | cap | Dorada 115/33/13.8 kV | m:P:bushv in MW | 2.226 | ElmTr3
2026 | 2026_DzMX_GzMX_Dp00_Gp00 | Caso Base | All generators | 0.91 | cap | Dorada 115/33/13.8 kV | m:P:bushv in MW | 2.226 | ElmTr3
2026 | 2026_DzMX_GzMX_Dp00_Gp00 | Caso Base | All generators | 0.92 | cap | Dorada 115/33/13.8 kV | m:P:bushv in MW | 2.226 | ElmTr3
2026 | 2026_DzMX_GzMX_Dp00_Gp00 | Caso Base | All generators | 0.93 | cap | Dorada 115/33/13.8 kV | m:P:bushv in MW | 2.226 | ElmTr3
2026 | 2026_DzMX_GzMX_Dp00_Gp00 | Caso Base | All generators | 0.94 | cap | Dorada 115/33/13.8 kV | m:P:bushv in MW | 2.226 | ElmTr3
2026 | 2026_DzMX_GzMX_Dp00_Gp00 | Caso Base | All generators | 0.95 | cap | Dorada 115/33/13.8 kV | m:P:bushv in MW | 2.226 | ElmTr3
2026 | 2026_DzMX_GzMX_Dp00_Gp00 | Caso Base | All generators | 0.96 | cap | Dorada 115/33/13.8 kV | m:P:bushv in MW | 2.226 | ElmTr3
2026 | 2026_DzMX_GzMX_Dp00_Gp00 | Caso Base | All generators | 0.97 | cap | Dorada 115/33/13.8 kV | m:P:bushv in MW | 2.226 | ElmTr3
2026 | 2026_DzMX_GzMX_Dp00_Gp00 | Caso Base | All generators | 0.98 | cap | Dorada 115/33/13.8 kV | m:P:bushv in MW | 2.226 | ElmTr3
2026 | 2026_DzMX_GzMX_Dp00_Gp00 | Caso Base | All generators | 0.99 | cap | Dorada 115/33/13.8 kV | m:P:bushv in MW | 2.226 | ElmTr3
2026 | 2026_DzMX_GzMX_Dp00_Gp00 | Caso Base | All generators | 1 | cap | Dorada 115/33/13.8 kV | m:P:bushv in MW | 2.226 | ElmTr3
2026 | 2026_DzMX_GzMX_Dp00_Gp00 | Caso Base | All generators | 0.9 | cap | Dorada 115/33/13.8 kV | m:Q:bushv in Mvar | 9.1608 | ElmTr3
2026 | 2026_DzMX_GzMX_Dp00_Gp00 | Caso Base | All generators | 0.91 | cap | Dorada 115/33/13.8 kV | m:Q:bushv in Mvar | 9.1608 | ElmTr3
2026 | 2026_DzMX_GzMX_Dp00_Gp00 | Caso Base | All generators | 0.92 | cap | Dorada 115/33/13.8 kV | m:Q:bushv in Mvar | 9.1608 | ElmTr3
2026 | 2026_DzMX_GzMX_Dp00_Gp00 | Caso Base | All generators | 0.93 | cap | Dorada 115/33/13.8 kV | m:Q:bushv in Mvar | 9.1608 | ElmTr3
2026 | 2026_DzMX_GzMX_Dp00_Gp00 | Caso Base | All generators | 0.94 | cap | Dorada 115/33/13.8 kV | m:Q:bushv in Mvar | 9.1608 | ElmTr3
2026 | 2026_DzMX_GzMX_Dp00_Gp00 | Caso Base | All generators | 0.95 | cap | Dorada 115/33/13.8 kV | m:Q:bushv in Mvar | 9.1608 | ElmTr3
2026 | 2026_DzMX_GzMX_Dp00_Gp00 | Caso Base | All generators | 0.96 | cap | Dorada 115/33/13.8 kV | m:Q:bushv in Mvar | 9.1608 | ElmTr3
2026 | 2026_DzMX_GzMX_Dp00_Gp00 | Caso Base | All generators | 0.97 | cap | Dorada 115/33/13.8 kV | m:Q:bushv in Mvar | 9.1608 | ElmTr3
2026 | 2026_DzMX_GzMX_Dp00_Gp00 | Caso Base | All generators | 0.98 | cap | Dorada 115/33/13.8 kV | m:Q:bushv in Mvar | 9.1608 | ElmTr3
2026 | 2026_DzMX_GzMX_Dp00_Gp00 | Caso Base | All generators | 0.99 | cap | Dorada 115/33/13.8 kV | m:Q:bushv in Mvar | 9.1608 | ElmTr3
2026 | 2026_DzMX_GzMX_Dp00_Gp00 | Caso Base | All generators | 1 | cap | Dorada 115/33/13.8 kV | m:Q:bushv in Mvar | 9.1608 | ElmTr3
2026 | 2026_DzMX_GzMX_Dp00_Gp00 | Caso Base | All generators | 0.9 | cap | Dorada 115/33/13.8 kV | m:cosphi:bushv | 0.23612 | ElmTr3
2026 | 2026_DzMX_GzMX_Dp00_Gp00 | Caso Base | All generators | 0.91 | cap | Dorada 115/33/13.8 kV | m:cosphi:bushv | 0.23612 | ElmTr3
2026 | 2026_DzMX_GzMX_Dp00_Gp00 | Caso Base | All generators | 0.92 | cap | Dorada 115/33/13.8 kV | m:cosphi:bushv | 0.23612 | ElmTr3
2026 | 2026_DzMX_GzMX_Dp00_Gp00 | Caso Base | All generators | 0.93 | cap | Dorada 115/33/13.8 kV | m:cosphi:bushv | 0.23612 | ElmTr3
2026 | 2026_DzMX_GzMX_Dp00_Gp00 | Caso Base | All generators | 0.94 | cap | Dorada 115/33/13.8 kV | m:cosphi:bushv | 0.23612 | ElmTr3
2026 | 2026_DzMX_GzMX_Dp00_Gp00 | Caso Base | All generators | 0.95 | cap | Dorada 115/33/13.8 kV | m:cosphi:bushv | 0.23612 | ElmTr3
2026 | 2026_DzMX_GzMX_Dp00_Gp00 | Caso Base | All generators | 0.96 | cap | Dorada 115/33/13.8 kV | m:cosphi:bushv | 0.23612 | ElmTr3
2026 | 2026_DzMX_GzMX_Dp00_Gp00 | Caso Base | All generators | 0.97 | cap | Dorada 115/33/13.8 kV | m:cosphi:bushv | 0.23612 | ElmTr3
2026 | 2026_DzMX_GzMX_Dp00_Gp00 | Caso Base | All generators | 0.98 | cap | Dorada 115/33/13.8 kV | m:cosphi:bushv | 0.23612 | ElmTr3
2026 | 2026_DzMX_GzMX_Dp00_Gp00 | Caso Base | All generators | 0.99 | cap | Dorada 115/33/13.8 kV | m:cosphi:bushv | 0.23612 | ElmTr3
2026 | 2026_DzMX_GzMX_Dp00_Gp00 | Caso Base | All generators | 1 | cap | Dorada 115/33/13.8 kV | m:cosphi:bushv | 0.23612 | ElmTr3
2026 | 2026_DzMX_GzMX_Dp00_Gp00 | Caso Base | All generators | 0.9 | cap | Manzanares 115/33/13.8 kV | m:P:bushv in MW | -12.1586 | ElmTr3
2026 | 2026_DzMX_GzMX_Dp00_Gp00 | Caso Base | All generators | 0.91 | cap | Manzanares 115/33/13.8 kV | m:P:bushv in MW | -12.1586 | ElmTr3
2026 | 2026_DzMX_GzMX_Dp00_Gp00 | Caso Base | All generators | 0.92 | cap | Manzanares 115/33/13.8 kV | m:P:bushv in MW | -12.1586 | ElmTr3
2026 | 2026_DzMX_GzMX_Dp00_Gp00 | Caso Base | All generators | 0.93 | cap | Manzanares 115/33/13.8 kV | m:P:bushv in MW | -12.1586 | ElmTr3
2026 | 2026_DzMX_GzMX_Dp00_Gp00 | Caso Base | All generators | 0.94 | cap | Manzanares 115/33/13.8 kV | m:P:bushv in MW | -12.1586 | ElmTr3
2026 | 2026_DzMX_GzMX_Dp00_Gp00 | Caso Base | All generators | 0.95 | cap | Manzanares 115/33/13.8 kV | m:P:bushv in MW | -12.1586 | ElmTr3
2026 | 2026_DzMX_GzMX_Dp00_Gp00 | Caso Base | All generators | 0.96 | cap | Manzanares 115/33/13.8 kV | m:P:bushv in MW | -12.1586 | ElmTr3
2026 | 2026_DzMX_GzMX_Dp00_Gp00 | Caso Base | All generators | 0.97 | cap | Manzanares 115/33/13.8 kV | m:P:bushv in MW | -12.1586 | ElmTr3
2026 | 2026_DzMX_GzMX_Dp00_Gp00 | Caso Base | All generators | 0.98 | cap | Manzanares 115/33/13.8 kV | m:P:bushv in MW | -12.1586 | ElmTr3
2026 | 2026_DzMX_GzMX_Dp00_Gp00 | Caso Base | All generators | 0.99 | cap | Manzanares 115/33/13.8 kV | m:P:bushv in MW | -12.1586 | ElmTr3
2026 | 2026_DzMX_GzMX_Dp00_Gp00 | Caso Base | All generators | 1 | cap | Manzanares 115/33/13.8 kV | m:P:bushv in MW | -12.1586 | ElmTr3
2026 | 2026_DzMX_GzMX_Dp00_Gp00 | Caso Base | All generators | 0.9 | cap | Manzanares 115/33/13.8 kV | m:Q:bushv in Mvar | 4.2609 | ElmTr3
2026 | 2026_DzMX_GzMX_Dp00_Gp00 | Caso Base | All generators | 0.91 | cap | Manzanares 115/33/13.8 kV | m:Q:bushv in Mvar | 4.2609 | ElmTr3
2026 | 2026_DzMX_GzMX_Dp00_Gp00 | Caso Base | All generators | 0.92 | cap | Manzanares 115/33/13.8 kV | m:Q:bushv in Mvar | 4.2609 | ElmTr3
2026 | 2026_DzMX_GzMX_Dp00_Gp00 | Caso Base | All generators | 0.93 | cap | Manzanares 115/33/13.8 kV | m:Q:bushv in Mvar | 4.2609 | ElmTr3
2026 | 2026_DzMX_GzMX_Dp00_Gp00 | Caso Base | All generators | 0.94 | cap | Manzanares 115/33/13.8 kV | m:Q:bushv in Mvar | 4.2609 | ElmTr3
2026 | 2026_DzMX_GzMX_Dp00_Gp00 | Caso Base | All generators | 0.95 | cap | Manzanares 115/33/13.8 kV | m:Q:bushv in Mvar | 4.2609 | ElmTr3
2026 | 2026_DzMX_GzMX_Dp00_Gp00 | Caso Base | All generators | 0.96 | cap | Manzanares 115/33/13.8 kV | m:Q:bushv in Mvar | 4.2609 | ElmTr3
2026 | 2026_DzMX_GzMX_Dp00_Gp00 | Caso Base | All generators | 0.97 | cap | Manzanares 115/33/13.8 kV | m:Q:bushv in Mvar | 4.2609 | ElmTr3
2026 | 2026_DzMX_GzMX_Dp00_Gp00 | Caso Base | All generators | 0.98 | cap | Manzanares 115/33/13.8 kV | m:Q:bushv in Mvar | 4.2609 | ElmTr3
2026 | 2026_DzMX_GzMX_Dp00_Gp00 | Caso Base | All generators | 0.99 | cap | Manzanares 115/33/13.8 kV | m:Q:bushv in Mvar | 4.2609 | ElmTr3
2026 | 2026_DzMX_GzMX_Dp00_Gp00 | Caso Base | All generators | 1 | cap | Manzanares 115/33/13.8 kV | m:Q:bushv in Mvar | 4.2609 | ElmTr3
2026 | 2026_DzMX_GzMX_Dp00_Gp00 | Caso Base | All generators | 0.9 | cap | Manzanares 115/33/13.8 kV | m:cosphi:bushv | -0.94373 | ElmTr3
2026 | 2026_DzMX_GzMX_Dp00_Gp00 | Caso Base | All generators | 0.91 | cap | Manzanares 115/33/13.8 kV | m:cosphi:bushv | -0.94373 | ElmTr3
2026 | 2026_DzMX_GzMX_Dp00_Gp00 | Caso Base | All generators | 0.92 | cap | Manzanares 115/33/13.8 kV | m:cosphi:bushv | -0.94373 | ElmTr3
2026 | 2026_DzMX_GzMX_Dp00_Gp00 | Caso Base | All generators | 0.93 | cap | Manzanares 115/33/13.8 kV | m:cosphi:bushv | -0.94373 | ElmTr3
2026 | 2026_DzMX_GzMX_Dp00_Gp00 | Caso Base | All generators | 0.94 | cap | Manzanares 115/33/13.8 kV | m:cosphi:bushv | -0.94373 | ElmTr3
2026 | 2026_DzMX_GzMX_Dp00_Gp00 | Caso Base | All generators | 0.95 | cap | Manzanares 115/33/13.8 kV | m:cosphi:bushv | -0.94373 | ElmTr3
2026 | 2026_DzMX_GzMX_Dp00_Gp00 | Caso Base | All generators | 0.96 | cap | Manzanares 115/33/13.8 kV | m:cosphi:bushv | -0.94373 | ElmTr3
2026 | 2026_DzMX_GzMX_Dp00_Gp00 | Caso Base | All generators | 0.97 | cap | Manzanares 115/33/13.8 kV | m:cosphi:bushv | -0.94373 | ElmTr3
2026 | 2026_DzMX_GzMX_Dp00_Gp00 | Caso Base | All generators | 0.98 | cap | Manzanares 115/33/13.8 kV | m:cosphi:bushv | -0.94373 | ElmTr3
2026 | 2026_DzMX_GzMX_Dp00_Gp00 | Caso Base | All generators | 0.99 | cap | Manzanares 115/33/13.8 kV | m:cosphi:bushv | -0.94373 | ElmTr3
2026 | 2026_DzMX_GzMX_Dp00_Gp00 | Caso Base | All generators | 1 | cap | Manzanares 115/33/13.8 kV | m:cosphi:bushv | -0.94373 | ElmTr3
2026 | 2026_DzMX_GzMX_Dp00_Gp00 | Caso Base | All generators | 0.9 | cap | Purnio 230/115 | m:P:bushv in MW | 22.896 | ElmTr3
2026 | 2026_DzMX_GzMX_Dp00_Gp00 | Caso Base | All generators | 0.91 | cap | Purnio 230/115 | m:P:bushv in MW | 22.896 | ElmTr3
2026 | 2026_DzMX_GzMX_Dp00_Gp00 | Caso Base | All generators | 0.92 | cap | Purnio 230/115 | m:P:bushv in MW | 22.896 | ElmTr3
2026 | 2026_DzMX_GzMX_Dp00_Gp00 | Caso Base | All generators | 0.93 | cap | Purnio 230/115 | m:P:bushv in MW | 22.896 | ElmTr3
2026 | 2026_DzMX_GzMX_Dp00_Gp00 | Caso Base | All generators | 0.94 | cap | Purnio 230/115 | m:P:bushv in MW | 22.896 | ElmTr3
2026 | 2026_DzMX_GzMX_Dp00_Gp00 | Caso Base | All generators | 0.95 | cap | Purnio 230/115 | m:P:bushv in MW | 22.896 | ElmTr3
2026 | 2026_DzMX_GzMX_Dp00_Gp00 | Caso Base | All generators | 0.96 | cap | Purnio 230/115 | m:P:bushv in MW | 22.896 | ElmTr3
2026 | 2026_DzMX_GzMX_Dp00_Gp00 | Caso Base | All generators | 0.97 | cap | Purnio 230/115 | m:P:bushv in MW | 22.896 | ElmTr3
2026 | 2026_DzMX_GzMX_Dp00_Gp00 | Caso Base | All generators | 0.98 | cap | Purnio 230/115 | m:P:bushv in MW | 22.896 | ElmTr3
2026 | 2026_DzMX_GzMX_Dp00_Gp00 | Caso Base | All generators | 0.99 | cap | Purnio 230/115 | m:P:bushv in MW | 22.896 | ElmTr3
2026 | 2026_DzMX_GzMX_Dp00_Gp00 | Caso Base | All generators | 1 | cap | Purnio 230/115 | m:P:bushv in MW | 22.896 | ElmTr3
2026 | 2026_DzMX_GzMX_Dp00_Gp00 | Caso Base | All generators | 0.9 | cap | Purnio 230/115 | m:Q:bushv in Mvar | 5.4717 | ElmTr3
2026 | 2026_DzMX_GzMX_Dp00_Gp00 | Caso Base | All generators | 0.91 | cap | Purnio 230/115 | m:Q:bushv in Mvar | 5.4717 | ElmTr3
2026 | 2026_DzMX_GzMX_Dp00_Gp00 | Caso Base | All generators | 0.92 | cap | Purnio 230/115 | m:Q:bushv in Mvar | 5.4717 | ElmTr3
2026 | 2026_DzMX_GzMX_Dp00_Gp00 | Caso Base | All generators | 0.93 | cap | Purnio 230/115 | m:Q:bushv in Mvar | 5.4717 | ElmTr3
2026 | 2026_DzMX_GzMX_Dp00_Gp00 | Caso Base | All generators | 0.94 | cap | Purnio 230/115 | m:Q:bushv in Mvar | 5.4717 | ElmTr3
2026 | 2026_DzMX_GzMX_Dp00_Gp00 | Caso Base | All generators | 0.95 | cap | Purnio 230/115 | m:Q:bushv in Mvar | 5.4717 | ElmTr3
2026 | 2026_DzMX_GzMX_Dp00_Gp00 | Caso Base | All generators | 0.96 | cap | Purnio 230/115 | m:Q:bushv in Mvar | 5.4717 | ElmTr3
2026 | 2026_DzMX_GzMX_Dp00_Gp00 | Caso Base | All generators | 0.97 | cap | Purnio 230/115 | m:Q:bushv in Mvar | 5.4717 | ElmTr3
2026 | 2026_DzMX_GzMX_Dp00_Gp00 | Caso Base | All generators | 0.98 | cap | Purnio 230/115 | m:Q:bushv in Mvar | 5.4717 | ElmTr3
2026 | 2026_DzMX_GzMX_Dp00_Gp00 | Caso Base | All generators | 0.99 | cap | Purnio 230/115 | m:Q:bushv in Mvar | 5.4717 | ElmTr3
2026 | 2026_DzMX_GzMX_Dp00_Gp00 | Caso Base | All generators | 1 | cap | Purnio 230/115 | m:Q:bushv in Mvar | 5.4717 | ElmTr3
2026 | 2026_DzMX_GzMX_Dp00_Gp00 | Caso Base | All generators | 0.9 | cap | Purnio 230/115 | m:cosphi:bushv | 0.97261 | ElmTr3
2026 | 2026_DzMX_GzMX_Dp00_Gp00 | Caso Base | All generators | 0.91 | cap | Purnio 230/115 | m:cosphi:bushv | 0.97261 | ElmTr3
2026 | 2026_DzMX_GzMX_Dp00_Gp00 | Caso Base | All generators | 0.92 | cap | Purnio 230/115 | m:cosphi:bushv | 0.97261 | ElmTr3
2026 | 2026_DzMX_GzMX_Dp00_Gp00 | Caso Base | All generators | 0.93 | cap | Purnio 230/115 | m:cosphi:bushv | 0.97261 | ElmTr3
2026 | 2026_DzMX_GzMX_Dp00_Gp00 | Caso Base | All generators | 0.94 | cap | Purnio 230/115 | m:cosphi:bushv | 0.97261 | ElmTr3
2026 | 2026_DzMX_GzMX_Dp00_Gp00 | Caso Base | All generators | 0.95 | cap | Purnio 230/115 | m:cosphi:bushv | 0.97261 | ElmTr3
2026 | 2026_DzMX_GzMX_Dp00_Gp00 | Caso Base | All generators | 0.96 | cap | Purnio 230/115 | m:cosphi:bushv | 0.97261 | ElmTr3
2026 | 2026_DzMX_GzMX_Dp00_Gp00 | Caso Base | All generators | 0.97 | cap | Purnio 230/115 | m:cosphi:bushv | 0.97261 | ElmTr3
2026 | 2026_DzMX_GzMX_Dp00_Gp00 | Caso Base | All generators | 0.98 | cap | Purnio 230/115 | m:cosphi:bushv | 0.97261 | ElmTr3
2026 | 2026_DzMX_GzMX_Dp00_Gp00 | Caso Base | All generators | 0.99 | cap | Purnio 230/115 | m:cosphi:bushv | 0.97261 | ElmTr3
2026 | 2026_DzMX_GzMX_Dp00_Gp00 | Caso Base | All generators | 1 | cap | Purnio 230/115 | m:cosphi:bushv | 0.97261 | ElmTr3
2026 | 2026_DzMX_GzMX_Dp00_Gp00 | Caso Base | All generators | 0.9 | cap | Victoria 115/33/13.8 kV | m:P:bushv in MW | -12.3148 | ElmTr3
2026 | 2026_DzMX_GzMX_Dp00_Gp00 | Caso Base | All generators | 0.91 | cap | Victoria 115/33/13.8 kV | m:P:bushv in MW | -12.3148 | ElmTr3
2026 | 2026_DzMX_GzMX_Dp00_Gp00 | Caso Base | All generators | 0.92 | cap | Victoria 115/33/13.8 kV | m:P:bushv in MW | -12.3148 | ElmTr3
2026 | 2026_DzMX_GzMX_Dp00_Gp00 | Caso Base | All generators | 0.93 | cap | Victoria 115/33/13.8 kV | m:P:bushv in MW | -12.3148 | ElmTr3
2026 | 2026_DzMX_GzMX_Dp00_Gp00 | Caso Base | All generators | 0.94 | cap | Victoria 115/33/13.8 kV | m:P:bushv in MW | -12.3148 | ElmTr3
2026 | 2026_DzMX_GzMX_Dp00_Gp00 | Caso Base | All generators | 0.95 | cap | Victoria 115/33/13.8 kV | m:P:bushv in MW | -12.3148 | ElmTr3
2026 | 2026_DzMX_GzMX_Dp00_Gp00 | Caso Base | All generators | 0.96 | cap | Victoria 115/33/13.8 kV | m:P:bushv in MW | -12.3148 | ElmTr3
2026 | 2026_DzMX_GzMX_Dp00_Gp00 | Caso Base | All generators | 0.97 | cap | Victoria 115/33/13.8 kV | m:P:bushv in MW | -12.3148 | ElmTr3
2026 | 2026_DzMX_GzMX_Dp00_Gp00 | Caso Base | All generators | 0.98 | cap | Victoria 115/33/13.8 kV | m:P:bushv in MW | -12.3148 | ElmTr3
2026 | 2026_DzMX_GzMX_Dp00_Gp00 | Caso Base | All generators | 0.99 | cap | Victoria 115/33/13.8 kV | m:P:bushv in MW | -12.3148 | ElmTr3
2026 | 2026_DzMX_GzMX_Dp00_Gp00 | Caso Base | All generators | 1 | cap | Victoria 115/33/13.8 kV | m:P:bushv in MW | -12.3148 | ElmTr3
2026 | 2026_DzMX_GzMX_Dp00_Gp00 | Caso Base | All generators | 0.9 | cap | Victoria 115/33/13.8 kV | m:Q:bushv in Mvar | 7.696 | ElmTr3
2026 | 2026_DzMX_GzMX_Dp00_Gp00 | Caso Base | All generators | 0.91 | cap | Victoria 115/33/13.8 kV | m:Q:bushv in Mvar | 7.696 | ElmTr3
2026 | 2026_DzMX_GzMX_Dp00_Gp00 | Caso Base | All generators | 0.92 | cap | Victoria 115/33/13.8 kV | m:Q:bushv in Mvar | 7.696 | ElmTr3
2026 | 2026_DzMX_GzMX_Dp00_Gp00 | Caso Base | All generators | 0.93 | cap | Victoria 115/33/13.8 kV | m:Q:bushv in Mvar | 7.696 | ElmTr3
2026 | 2026_DzMX_GzMX_Dp00_Gp00 | Caso Base | All generators | 0.94 | cap | Victoria 115/33/13.8 kV | m:Q:bushv in Mvar | 7.696 | ElmTr3
2026 | 2026_DzMX_GzMX_Dp00_Gp00 | Caso Base | All generators | 0.95 | cap | Victoria 115/33/13.8 kV | m:Q:bushv in Mvar | 7.696 | ElmTr3
2026 | 2026_DzMX_GzMX_Dp00_Gp00 | Caso Base | All generators | 0.96 | cap | Victoria 115/33/13.8 kV | m:Q:bushv in Mvar | 7.696 | ElmTr3
2026 | 2026_DzMX_GzMX_Dp00_Gp00 | Caso Base | All generators | 0.97 | cap | Victoria 115/33/13.8 kV | m:Q:bushv in Mvar | 7.696 | ElmTr3
2026 | 2026_DzMX_GzMX_Dp00_Gp00 | Caso Base | All generators | 0.98 | cap | Victoria 115/33/13.8 kV | m:Q:bushv in Mvar | 7.696 | ElmTr3
2026 | 2026_DzMX_GzMX_Dp00_Gp00 | Caso Base | All generators | 0.99 | cap | Victoria 115/33/13.8 kV | m:Q:bushv in Mvar | 7.696 | ElmTr3
2026 | 2026_DzMX_GzMX_Dp00_Gp00 | Caso Base | All generators | 1 | cap | Victoria 115/33/13.8 kV | m:Q:bushv in Mvar | 7.696 | ElmTr3
2026 | 2026_DzMX_GzMX_Dp00_Gp00 | Caso Base | All generators | 0.9 | cap | Victoria 115/33/13.8 kV | m:cosphi:bushv | -0.84802 | ElmTr3
2026 | 2026_DzMX_GzMX_Dp00_Gp00 | Caso Base | All generators | 0.91 | cap | Victoria 115/33/13.8 kV | m:cosphi:bushv | -0.84802 | ElmTr3
2026 | 2026_DzMX_GzMX_Dp00_Gp00 | Caso Base | All generators | 0.92 | cap | Victoria 115/33/13.8 kV | m:cosphi:bushv | -0.84802 | ElmTr3
2026 | 2026_DzMX_GzMX_Dp00_Gp00 | Caso Base | All generators | 0.93 | cap | Victoria 115/33/13.8 kV | m:cosphi:bushv | -0.84802 | ElmTr3
2026 | 2026_DzMX_GzMX_Dp00_Gp00 | Caso Base | All generators | 0.94 | cap | Victoria 115/33/13.8 kV | m:cosphi:bushv | -0.84802 | ElmTr3
2026 | 2026_DzMX_GzMX_Dp00_Gp00 | Caso Base | All generators | 0.95 | cap | Victoria 115/33/13.8 kV | m:cosphi:bushv | -0.84802 | ElmTr3
2026 | 2026_DzMX_GzMX_Dp00_Gp00 | Caso Base | All generators | 0.96 | cap | Victoria 115/33/13.8 kV | m:cosphi:bushv | -0.84802 | ElmTr3
2026 | 2026_DzMX_GzMX_Dp00_Gp00 | Caso Base | All generators | 0.97 | cap | Victoria 115/33/13.8 kV | m:cosphi:bushv | -0.84802 | ElmTr3
2026 | 2026_DzMX_GzMX_Dp00_Gp00 | Caso Base | All generators | 0.98 | cap | Victoria 115/33/13.8 kV | m:cosphi:bushv | -0.84802 | ElmTr3
2026 | 2026_DzMX_GzMX_Dp00_Gp00 | Caso Base | All generators | 0.99 | cap | Victoria 115/33/13.8 kV | m:cosphi:bushv | -0.84802 | ElmTr3
2026 | 2026_DzMX_GzMX_Dp00_Gp00 | Caso Base | All generators | 1 | cap | Victoria 115/33/13.8 kV | m:cosphi:bushv | -0.84802 | ElmTr3
2026 | 2026_DzMX_GzMX_Dp00_Gp00 | Caso Base | All generators | 0.9 | ind | Dorada - Magdalena 115 kV | m:P:bus1 in MW | 62.027 | ElmLne
2026 | 2026_DzMX_GzMX_Dp00_Gp00 | Caso Base | All generators | 0.91 | ind | Dorada - Magdalena 115 kV | m:P:bus1 in MW | 62.027 | ElmLne
2026 | 2026_DzMX_GzMX_Dp00_Gp00 | Caso Base | All generators | 0.92 | ind | Dorada - Magdalena 115 kV | m:P:bus1 in MW | 62.027 | ElmLne
2026 | 2026_DzMX_GzMX_Dp00_Gp00 | Caso Base | All generators | 0.93 | ind | Dorada - Magdalena 115 kV | m:P:bus1 in MW | 62.027 | ElmLne
2026 | 2026_DzMX_GzMX_Dp00_Gp00 | Caso Base | All generators | 0.94 | ind | Dorada - Magdalena 115 kV | m:P:bus1 in MW | 62.027 | ElmLne
2026 | 2026_DzMX_GzMX_Dp00_Gp00 | Caso Base | All generators | 0.95 | ind | Dorada - Magdalena 115 kV | m:P:bus1 in MW | 62.027 | ElmLne
2026 | 2026_DzMX_GzMX_Dp00_Gp00 | Caso Base | All generators | 0.96 | ind | Dorada - Magdalena 115 kV | m:P:bus1 in MW | 62.027 | ElmLne
2026 | 2026_DzMX_GzMX_Dp00_Gp00 | Caso Base | All generators | 0.97 | ind | Dorada - Magdalena 115 kV | m:P:bus1 in MW | 62.027 | ElmLne
2026 | 2026_DzMX_GzMX_Dp00_Gp00 | Caso Base | All generators | 0.98 | ind | Dorada - Magdalena 115 kV | m:P:bus1 in MW | 62.027 | ElmLne
2026 | 2026_DzMX_GzMX_Dp00_Gp00 | Caso Base | All generators | 0.99 | ind | Dorada - Magdalena 115 kV | m:P:bus1 in MW | 62.027 | ElmLne
2026 | 2026_DzMX_GzMX_Dp00_Gp00 | Caso Base | All generators | 1 | ind | Dorada - Magdalena 115 kV | m:P:bus1 in MW | 62.027 | ElmLne
2026 | 2026_DzMX_GzMX_Dp00_Gp00 | Caso Base | All generators | 0.9 | ind | Dorada - Magdalena 115 kV | m:P:bus2 in MW | -61.8232 | ElmLne
2026 | 2026_DzMX_GzMX_Dp00_Gp00 | Caso Base | All generators | 0.91 | ind | Dorada - Magdalena 115 kV | m:P:bus2 in MW | -61.8232 | ElmLne
2026 | 2026_DzMX_GzMX_Dp00_Gp00 | Caso Base | All generators | 0.92 | ind | Dorada - Magdalena 115 kV | m:P:bus2 in MW | -61.8232 | ElmLne
2026 | 2026_DzMX_GzMX_Dp00_Gp00 | Caso Base | All generators | 0.93 | ind | Dorada - Magdalena 115 kV | m:P:bus2 in MW | -61.8232 | ElmLne
2026 | 2026_DzMX_GzMX_Dp00_Gp00 | Caso Base | All generators | 0.94 | ind | Dorada - Magdalena 115 kV | m:P:bus2 in MW | -61.8232 | ElmLne
2026 | 2026_DzMX_GzMX_Dp00_Gp00 | Caso Base | All generators | 0.95 | ind | Dorada - Magdalena 115 kV | m:P:bus2 in MW | -61.8232 | ElmLne
2026 | 2026_DzMX_GzMX_Dp00_Gp00 | Caso Base | All generators | 0.96 | ind | Dorada - Magdalena 115 kV | m:P:bus2 in MW | -61.8232 | ElmLne
2026 | 2026_DzMX_GzMX_Dp00_Gp00 | Caso Base | All generators | 0.97 | ind | Dorada - Magdalena 115 kV | m:P:bus2 in MW | -61.8232 | ElmLne
2026 | 2026_DzMX_GzMX_Dp00_Gp00 | Caso Base | All generators | 0.98 | ind | Dorada - Magdalena 115 kV | m:P:bus2 in MW | -61.8232 | ElmLne
2026 | 2026_DzMX_GzMX_Dp00_Gp00 | Caso Base | All generators | 0.99 | ind | Dorada - Magdalena 115 kV | m:P:bus2 in MW | -61.8232 | ElmLne
2026 | 2026_DzMX_GzMX_Dp00_Gp00 | Caso Base | All generators | 1 | ind | Dorada - Magdalena 115 kV | m:P:bus2 in MW | -61.8232 | ElmLne
2026 | 2026_DzMX_GzMX_Dp00_Gp00 | Caso Base | All generators | 0.9 | ind | Dorada - Magdalena 115 kV | m:Q:bus1 in Mvar | 6.6533 | ElmLne
2026 | 2026_DzMX_GzMX_Dp00_Gp00 | Caso Base | All generators | 0.91 | ind | Dorada - Magdalena 115 kV | m:Q:bus1 in Mvar | 6.6533 | ElmLne
2026 | 2026_DzMX_GzMX_Dp00_Gp00 | Caso Base | All generators | 0.92 | ind | Dorada - Magdalena 115 kV | m:Q:bus1 in Mvar | 6.6533 | ElmLne
2026 | 2026_DzMX_GzMX_Dp00_Gp00 | Caso Base | All generators | 0.93 | ind | Dorada - Magdalena 115 kV | m:Q:bus1 in Mvar | 6.6533 | ElmLne
2026 | 2026_DzMX_GzMX_Dp00_Gp00 | Caso Base | All generators | 0.94 | ind | Dorada - Magdalena 115 kV | m:Q:bus1 in Mvar | 6.6533 | ElmLne
2026 | 2026_DzMX_GzMX_Dp00_Gp00 | Caso Base | All generators | 0.95 | ind | Dorada - Magdalena 115 kV | m:Q:bus1 in Mvar | 6.6533 | ElmLne
2026 | 2026_DzMX_GzMX_Dp00_Gp00 | Caso Base | All generators | 0.96 | ind | Dorada - Magdalena 115 kV | m:Q:bus1 in Mvar | 6.6533 | ElmLne
2026 | 2026_DzMX_GzMX_Dp00_Gp00 | Caso Base | All generators | 0.97 | ind | Dorada - Magdalena 115 kV | m:Q:bus1 in Mvar | 6.6533 | ElmLne
2026 | 2026_DzMX_GzMX_Dp00_Gp00 | Caso Base | All generators | 0.98 | ind | Dorada - Magdalena 115 kV | m:Q:bus1 in Mvar | 6.6533 | ElmLne
2026 | 2026_DzMX_GzMX_Dp00_Gp00 | Caso Base | All generators | 0.99 | ind | Dorada - Magdalena 115 kV | m:Q:bus1 in Mvar | 6.6533 | ElmLne
2026 | 2026_DzMX_GzMX_Dp00_Gp00 | Caso Base | All generators | 1 | ind | Dorada - Magdalena 115 kV | m:Q:bus1 in Mvar | 6.6533 | ElmLne
2026 | 2026_DzMX_GzMX_Dp00_Gp00 | Caso Base | All generators | 0.9 | ind | Dorada - Magdalena 115 kV | m:Q:bus2 in Mvar | -6.0062 | ElmLne
2026 | 2026_DzMX_GzMX_Dp00_Gp00 | Caso Base | All generators | 0.91 | ind | Dorada - Magdalena 115 kV | m:Q:bus2 in Mvar | -6.0062 | ElmLne
2026 | 2026_DzMX_GzMX_Dp00_Gp00 | Caso Base | All generators | 0.92 | ind | Dorada - Magdalena 115 kV | m:Q:bus2 in Mvar | -6.0062 | ElmLne
2026 | 2026_DzMX_GzMX_Dp00_Gp00 | Caso Base | All generators | 0.93 | ind | Dorada - Magdalena 115 kV | m:Q:bus2 in Mvar | -6.0062 | ElmLne
2026 | 2026_DzMX_GzMX_Dp00_Gp00 | Caso Base | All generators | 0.94 | ind | Dorada - Magdalena 115 kV | m:Q:bus2 in Mvar | -6.0062 | ElmLne
2026 | 2026_DzMX_GzMX_Dp00_Gp00 | Caso Base | All generators | 0.95 | ind | Dorada - Magdalena 115 kV | m:Q:bus2 in Mvar | -6.0062 | ElmLne
2026 | 2026_DzMX_GzMX_Dp00_Gp00 | Caso Base | All generators | 0.96 | ind | Dorada - Magdalena 115 kV | m:Q:bus2 in Mvar | -6.0062 | ElmLne
2026 | 2026_DzMX_GzMX_Dp00_Gp00 | Caso Base | All generators | 0.97 | ind | Dorada - Magdalena 115 kV | m:Q:bus2 in Mvar | -6.0062 | ElmLne
2026 | 2026_DzMX_GzMX_Dp00_Gp00 | Caso Base | All generators | 0.98 | ind | Dorada - Magdalena 115 kV | m:Q:bus2 in Mvar | -6.0062 | ElmLne
2026 | 2026_DzMX_GzMX_Dp00_Gp00 | Caso Base | All generators | 0.99 | ind | Dorada - Magdalena 115 kV | m:Q:bus2 in Mvar | -6.0062 | ElmLne
2026 | 2026_DzMX_GzMX_Dp00_Gp00 | Caso Base | All generators | 1 | ind | Dorada - Magdalena 115 kV | m:Q:bus2 in Mvar | -6.0062 | ElmLne
2026 | 2026_DzMX_GzMX_Dp00_Gp00 | Caso Base | All generators | 0.9 | ind | Dorada - Magdalena 115 kV | m:cosphi:bus1 | 0.9943 | ElmLne
2026 | 2026_DzMX_GzMX_Dp00_Gp00 | Caso Base | All generators | 0.91 | ind | Dorada - Magdalena 115 kV | m:cosphi:bus1 | 0.9943 | ElmLne
2026 | 2026_DzMX_GzMX_Dp00_Gp00 | Caso Base | All generators | 0.92 | ind | Dorada - Magdalena 115 kV | m:cosphi:bus1 | 0.9943 | ElmLne
2026 | 2026_DzMX_GzMX_Dp00_Gp00 | Caso Base | All generators | 0.93 | ind | Dorada - Magdalena 115 kV | m:cosphi:bus1 | 0.9943 | ElmLne
2026 | 2026_DzMX_GzMX_Dp00_Gp00 | Caso Base | All generators | 0.94 | ind | Dorada - Magdalena 115 kV | m:cosphi:bus1 | 0.9943 | ElmLne
2026 | 2026_DzMX_GzMX_Dp00_Gp00 | Caso Base | All generators | 0.95 | ind | Dorada - Magdalena 115 kV | m:cosphi:bus1 | 0.9943 | ElmLne
2026 | 2026_DzMX_GzMX_Dp00_Gp00 | Caso Base | All generators | 0.96 | ind | Dorada - Magdalena 115 kV | m:cosphi:bus1 | 0.9943 | ElmLne
2026 | 2026_DzMX_GzMX_Dp00_Gp00 | Caso Base | All generators | 0.97 | ind | Dorada - Magdalena 115 kV | m:cosphi:bus1 | 0.9943 | ElmLne
2026 | 2026_DzMX_GzMX_Dp00_Gp00 | Caso Base | All generators | 0.98 | ind | Dorada - Magdalena 115 kV | m:cosphi:bus1 | 0.9943 | ElmLne
2026 | 2026_DzMX_GzMX_Dp00_Gp00 | Caso Base | All generators | 0.99 | ind | Dorada - Magdalena 115 kV | m:cosphi:bus1 | 0.9943 | ElmLne
2026 | 2026_DzMX_GzMX_Dp00_Gp00 | Caso Base | All generators | 1 | ind | Dorada - Magdalena 115 kV | m:cosphi:bus1 | 0.9943 | ElmLne
2026 | 2026_DzMX_GzMX_Dp00_Gp00 | Caso Base | All generators | 0.9 | ind | Dorada - Magdalena 115 kV | m:cosphi:bus2 | -0.99531 | ElmLne
2026 | 2026_DzMX_GzMX_Dp00_Gp00 | Caso Base | All generators | 0.91 | ind | Dorada - Magdalena 115 kV | m:cosphi:bus2 | -0.99531 | ElmLne
2026 | 2026_DzMX_GzMX_Dp00_Gp00 | Caso Base | All generators | 0.92 | ind | Dorada - Magdalena 115 kV | m:cosphi:bus2 | -0.99531 | ElmLne
2026 | 2026_DzMX_GzMX_Dp00_Gp00 | Caso Base | All generators | 0.93 | ind | Dorada - Magdalena 115 kV | m:cosphi:bus2 | -0.99531 | ElmLne
2026 | 2026_DzMX_GzMX_Dp00_Gp00 | Caso Base | All generators | 0.94 | ind | Dorada - Magdalena 115 kV | m:cosphi:bus2 | -0.99531 | ElmLne
2026 | 2026_DzMX_GzMX_Dp00_Gp00 | Caso Base | All generators | 0.95 | ind | Dorada - Magdalena 115 kV | m:cosphi:bus2 | -0.99531 | ElmLne
2026 | 2026_DzMX_GzMX_Dp00_Gp00 | Caso Base | All generators | 0.96 | ind | Dorada - Magdalena 115 kV | m:cosphi:bus2 | -0.99531 | ElmLne
2026 | 2026_DzMX_GzMX_Dp00_Gp00 | Caso Base | All generators | 0.97 | ind | Dorada - Magdalena 115 kV | m:cosphi:bus2 | -0.99531 | ElmLne
2026 | 2026_DzMX_GzMX_Dp00_Gp00 | Caso Base | All generators | 0.98 | ind | Dorada - Magdalena 115 kV | m:cosphi:bus2 | -0.99531 | ElmLne
2026 | 2026_DzMX_GzMX_Dp00_Gp00 | Caso Base | All generators | 0.99 | ind | Dorada - Magdalena 115 kV | m:cosphi:bus2 | -0.99531 | ElmLne
2026 | 2026_DzMX_GzMX_Dp00_Gp00 | Caso Base | All generators | 1 | ind | Dorada - Magdalena 115 kV | m:cosphi:bus2 | -0.99531 | ElmLne
2026 | 2026_DzMX_GzMX_Dp00_Gp00 | Caso Base | All generators | 0.9 | ind | Mariquita - Victoria 2 115 | m:P:bus1 in MW | 8.6705 | ElmLne
2026 | 2026_DzMX_GzMX_Dp00_Gp00 | Caso Base | All generators | 0.91 | ind | Mariquita - Victoria 2 115 | m:P:bus1 in MW | 8.6705 | ElmLne
2026 | 2026_DzMX_GzMX_Dp00_Gp00 | Caso Base | All generators | 0.92 | ind | Mariquita - Victoria 2 115 | m:P:bus1 in MW | 8.6705 | ElmLne
2026 | 2026_DzMX_GzMX_Dp00_Gp00 | Caso Base | All generators | 0.93 | ind | Mariquita - Victoria 2 115 | m:P:bus1 in MW | 8.6705 | ElmLne
2026 | 2026_DzMX_GzMX_Dp00_Gp00 | Caso Base | All generators | 0.94 | ind | Mariquita - Victoria 2 115 | m:P:bus1 in MW | 8.6705 | ElmLne
2026 | 2026_DzMX_GzMX_Dp00_Gp00 | Caso Base | All generators | 0.95 | ind | Mariquita - Victoria 2 115 | m:P:bus1 in MW | 8.6705 | ElmLne
2026 | 2026_DzMX_GzMX_Dp00_Gp00 | Caso Base | All generators | 0.96 | ind | Mariquita - Victoria 2 115 | m:P:bus1 in MW | 8.6705 | ElmLne
2026 | 2026_DzMX_GzMX_Dp00_Gp00 | Caso Base | All generators | 0.97 | ind | Mariquita - Victoria 2 115 | m:P:bus1 in MW | 8.6705 | ElmLne
2026 | 2026_DzMX_GzMX_Dp00_Gp00 | Caso Base | All generators | 0.98 | ind | Mariquita - Victoria 2 115 | m:P:bus1 in MW | 8.6705 | ElmLne
2026 | 2026_DzMX_GzMX_Dp00_Gp00 | Caso Base | All generators | 0.99 | ind | Mariquita - Victoria 2 115 | m:P:bus1 in MW | 8.6705 | ElmLne
2026 | 2026_DzMX_GzMX_Dp00_Gp00 | Caso Base | All generators | 1 | ind | Mariquita - Victoria 2 115 | m:P:bus1 in MW | 8.6705 | ElmLne
2026 | 2026_DzMX_GzMX_Dp00_Gp00 | Caso Base | All generators | 0.9 | ind | Mariquita - Victoria 2 115 | m:P:bus2 in MW | -8.6354 | ElmLne
2026 | 2026_DzMX_GzMX_Dp00_Gp00 | Caso Base | All generators | 0.91 | ind | Mariquita - Victoria 2 115 | m:P:bus2 in MW | -8.6354 | ElmLne
2026 | 2026_DzMX_GzMX_Dp00_Gp00 | Caso Base | All generators | 0.92 | ind | Mariquita - Victoria 2 115 | m:P:bus2 in MW | -8.6354 | ElmLne
2026 | 2026_DzMX_GzMX_Dp00_Gp00 | Caso Base | All generators | 0.93 | ind | Mariquita - Victoria 2 115 | m:P:bus2 in MW | -8.6354 | ElmLne
2026 | 2026_DzMX_GzMX_Dp00_Gp00 | Caso Base | All generators | 0.94 | ind | Mariquita - Victoria 2 115 | m:P:bus2 in MW | -8.6354 | ElmLne
2026 | 2026_DzMX_GzMX_Dp00_Gp00 | Caso Base | All generators | 0.95 | ind | Mariquita - Victoria 2 115 | m:P:bus2 in MW | -8.6354 | ElmLne
2026 | 2026_DzMX_GzMX_Dp00_Gp00 | Caso Base | All generators | 0.96 | ind | Mariquita - Victoria 2 115 | m:P:bus2 in MW | -8.6354 | ElmLne
2026 | 2026_DzMX_GzMX_Dp00_Gp00 | Caso Base | All generators | 0.97 | ind | Mariquita - Victoria 2 115 | m:P:bus2 in MW | -8.6354 | ElmLne
2026 | 2026_DzMX_GzMX_Dp00_Gp00 | Caso Base | All generators | 0.98 | ind | Mariquita - Victoria 2 115 | m:P:bus2 in MW | -8.6354 | ElmLne
2026 | 2026_DzMX_GzMX_Dp00_Gp00 | Caso Base | All generators | 0.99 | ind | Mariquita - Victoria 2 115 | m:P:bus2 in MW | -8.6354 | ElmLne
2026 | 2026_DzMX_GzMX_Dp00_Gp00 | Caso Base | All generators | 1 | ind | Mariquita - Victoria 2 115 | m:P:bus2 in MW | -8.6354 | ElmLne
2026 | 2026_DzMX_GzMX_Dp00_Gp00 | Caso Base | All generators | 0.9 | ind | Mariquita - Victoria 2 115 | m:Q:bus1 in Mvar | -9.7646 | ElmLne
2026 | 2026_DzMX_GzMX_Dp00_Gp00 | Caso Base | All generators | 0.91 | ind | Mariquita - Victoria 2 115 | m:Q:bus1 in Mvar | -9.7646 | ElmLne
2026 | 2026_DzMX_GzMX_Dp00_Gp00 | Caso Base | All generators | 0.92 | ind | Mariquita - Victoria 2 115 | m:Q:bus1 in Mvar | -9.7646 | ElmLne
2026 | 2026_DzMX_GzMX_Dp00_Gp00 | Caso Base | All generators | 0.93 | ind | Mariquita - Victoria 2 115 | m:Q:bus1 in Mvar | -9.7646 | ElmLne
2026 | 2026_DzMX_GzMX_Dp00_Gp00 | Caso Base | All generators | 0.94 | ind | Mariquita - Victoria 2 115 | m:Q:bus1 in Mvar | -9.7646 | ElmLne
2026 | 2026_DzMX_GzMX_Dp00_Gp00 | Caso Base | All generators | 0.95 | ind | Mariquita - Victoria 2 115 | m:Q:bus1 in Mvar | -9.7646 | ElmLne
2026 | 2026_DzMX_GzMX_Dp00_Gp00 | Caso Base | All generators | 0.96 | ind | Mariquita - Victoria 2 115 | m:Q:bus1 in Mvar | -9.7646 | ElmLne
2026 | 2026_DzMX_GzMX_Dp00_Gp00 | Caso Base | All generators | 0.97 | ind | Mariquita - Victoria 2 115 | m:Q:bus1 in Mvar | -9.7646 | ElmLne
2026 | 2026_DzMX_GzMX_Dp00_Gp00 | Caso Base | All generators | 0.98 | ind | Mariquita - Victoria 2 115 | m:Q:bus1 in Mvar | -9.7646 | ElmLne
2026 | 2026_DzMX_GzMX_Dp00_Gp00 | Caso Base | All generators | 0.99 | ind | Mariquita - Victoria 2 115 | m:Q:bus1 in Mvar | -9.7646 | ElmLne
2026 | 2026_DzMX_GzMX_Dp00_Gp00 | Caso Base | All generators | 1 | ind | Mariquita - Victoria 2 115 | m:Q:bus1 in Mvar | -9.7646 | ElmLne
2026 | 2026_DzMX_GzMX_Dp00_Gp00 | Caso Base | All generators | 0.9 | ind | Mariquita - Victoria 2 115 | m:Q:bus2 in Mvar | 9.1989 | ElmLne
2026 | 2026_DzMX_GzMX_Dp00_Gp00 | Caso Base | All generators | 0.91 | ind | Mariquita - Victoria 2 115 | m:Q:bus2 in Mvar | 9.1989 | ElmLne
2026 | 2026_DzMX_GzMX_Dp00_Gp00 | Caso Base | All generators | 0.92 | ind | Mariquita - Victoria 2 115 | m:Q:bus2 in Mvar | 9.1989 | ElmLne
2026 | 2026_DzMX_GzMX_Dp00_Gp00 | Caso Base | All generators | 0.93 | ind | Mariquita - Victoria 2 115 | m:Q:bus2 in Mvar | 9.1989 | ElmLne
2026 | 2026_DzMX_GzMX_Dp00_Gp00 | Caso Base | All generators | 0.94 | ind | Mariquita - Victoria 2 115 | m:Q:bus2 in Mvar | 9.1989 | ElmLne
2026 | 2026_DzMX_GzMX_Dp00_Gp00 | Caso Base | All generators | 0.95 | ind | Mariquita - Victoria 2 115 | m:Q:bus2 in Mvar | 9.1989 | ElmLne
2026 | 2026_DzMX_GzMX_Dp00_Gp00 | Caso Base | All generators | 0.96 | ind | Mariquita - Victoria 2 115 | m:Q:bus2 in Mvar | 9.1989 | ElmLne
2026 | 2026_DzMX_GzMX_Dp00_Gp00 | Caso Base | All generators | 0.97 | ind | Mariquita - Victoria 2 115 | m:Q:bus2 in Mvar | 9.1989 | ElmLne
2026 | 2026_DzMX_GzMX_Dp00_Gp00 | Caso Base | All generators | 0.98 | ind | Mariquita - Victoria 2 115 | m:Q:bus2 in Mvar | 9.1989 | ElmLne
2026 | 2026_DzMX_GzMX_Dp00_Gp00 | Caso Base | All generators | 0.99 | ind | Mariquita - Victoria 2 115 | m:Q:bus2 in Mvar | 9.1989 | ElmLne
2026 | 2026_DzMX_GzMX_Dp00_Gp00 | Caso Base | All generators | 1 | ind | Mariquita - Victoria 2 115 | m:Q:bus2 in Mvar | 9.1989 | ElmLne
2026 | 2026_DzMX_GzMX_Dp00_Gp00 | Caso Base | All generators | 0.9 | ind | Mariquita - Victoria 2 115 | m:cosphi:bus1 | 0.66397 | ElmLne
2026 | 2026_DzMX_GzMX_Dp00_Gp00 | Caso Base | All generators | 0.91 | ind | Mariquita - Victoria 2 115 | m:cosphi:bus1 | 0.66397 | ElmLne
2026 | 2026_DzMX_GzMX_Dp00_Gp00 | Caso Base | All generators | 0.92 | ind | Mariquita - Victoria 2 115 | m:cosphi:bus1 | 0.66397 | ElmLne
2026 | 2026_DzMX_GzMX_Dp00_Gp00 | Caso Base | All generators | 0.93 | ind | Mariquita - Victoria 2 115 | m:cosphi:bus1 | 0.66397 | ElmLne
2026 | 2026_DzMX_GzMX_Dp00_Gp00 | Caso Base | All generators | 0.94 | ind | Mariquita - Victoria 2 115 | m:cosphi:bus1 | 0.66397 | ElmLne
2026 | 2026_DzMX_GzMX_Dp00_Gp00 | Caso Base | All generators | 0.95 | ind | Mariquita - Victoria 2 115 | m:cosphi:bus1 | 0.66397 | ElmLne
2026 | 2026_DzMX_GzMX_Dp00_Gp00 | Caso Base | All generators | 0.96 | ind | Mariquita - Victoria 2 115 | m:cosphi:bus1 | 0.66397 | ElmLne
2026 | 2026_DzMX_GzMX_Dp00_Gp00 | Caso Base | All generators | 0.97 | ind | Mariquita - Victoria 2 115 | m:cosphi:bus1 | 0.66397 | ElmLne
2026 | 2026_DzMX_GzMX_Dp00_Gp00 | Caso Base | All generators | 0.98 | ind | Mariquita - Victoria 2 115 | m:cosphi:bus1 | 0.66397 | ElmLne
2026 | 2026_DzMX_GzMX_Dp00_Gp00 | Caso Base | All generators | 0.99 | ind | Mariquita - Victoria 2 115 | m:cosphi:bus1 | 0.66397 | ElmLne
2026 | 2026_DzMX_GzMX_Dp00_Gp00 | Caso Base | All generators | 1 | ind | Mariquita - Victoria 2 115 | m:cosphi:bus1 | 0.66397 | ElmLne
2026 | 2026_DzMX_GzMX_Dp00_Gp00 | Caso Base | All generators | 0.9 | ind | Mariquita - Victoria 2 115 | m:cosphi:bus2 | -0.68442 | ElmLne
2026 | 2026_DzMX_GzMX_Dp00_Gp00 | Caso Base | All generators | 0.91 | ind | Mariquita - Victoria 2 115 | m:cosphi:bus2 | -0.68442 | ElmLne
2026 | 2026_DzMX_GzMX_Dp00_Gp00 | Caso Base | All generators | 0.92 | ind | Mariquita - Victoria 2 115 | m:cosphi:bus2 | -0.68442 | ElmLne
2026 | 2026_DzMX_GzMX_Dp00_Gp00 | Caso Base | All generators | 0.93 | ind | Mariquita - Victoria 2 115 | m:cosphi:bus2 | -0.68442 | ElmLne
2026 | 2026_DzMX_GzMX_Dp00_Gp00 | Caso Base | All generators | 0.94 | ind | Mariquita - Victoria 2 115 | m:cosphi:bus2 | -0.68442 | ElmLne
2026 | 2026_DzMX_GzMX_Dp00_Gp00 | Caso Base | All generators | 0.95 | ind | Mariquita - Victoria 2 115 | m:cosphi:bus2 | -0.68442 | ElmLne
2026 | 2026_DzMX_GzMX_Dp00_Gp00 | Caso Base | All generators | 0.96 | ind | Mariquita - Victoria 2 115 | m:cosphi:bus2 | -0.68442 | ElmLne
2026 | 2026_DzMX_GzMX_Dp00_Gp00 | Caso Base | All generators | 0.97 | ind | Mariquita - Victoria 2 115 | m:cosphi:bus2 | -0.68442 | ElmLne
2026 | 2026_DzMX_GzMX_Dp00_Gp00 | Caso Base | All generators | 0.98 | ind | Mariquita - Victoria 2 115 | m:cosphi:bus2 | -0.68442 | ElmLne
2026 | 2026_DzMX_GzMX_Dp00_Gp00 | Caso Base | All generators | 0.99 | ind | Mariquita - Victoria 2 115 | m:cosphi:bus2 | -0.68442 | ElmLne
2026 | 2026_DzMX_GzMX_Dp00_Gp00 | Caso Base | All generators | 1 | ind | Mariquita - Victoria 2 115 | m:cosphi:bus2 | -0.68442 | ElmLne
2026 | 2026_DzMX_GzMX_Dp00_Gp00 | Caso Base | All generators | 0.9 | ind | Dorada 115/33/13.8 kV | m:P:bushv in MW | 2.226 | ElmTr3
2026 | 2026_DzMX_GzMX_Dp00_Gp00 | Caso Base | All generators | 0.91 | ind | Dorada 115/33/13.8 kV | m:P:bushv in MW | 2.226 | ElmTr3
2026 | 2026_DzMX_GzMX_Dp00_Gp00 | Caso Base | All generators | 0.92 | ind | Dorada 115/33/13.8 kV | m:P:bushv in MW | 2.226 | ElmTr3
2026 | 2026_DzMX_GzMX_Dp00_Gp00 | Caso Base | All generators | 0.93 | ind | Dorada 115/33/13.8 kV | m:P:bushv in MW | 2.226 | ElmTr3
2026 | 2026_DzMX_GzMX_Dp00_Gp00 | Caso Base | All generators | 0.94 | ind | Dorada 115/33/13.8 kV | m:P:bushv in MW | 2.226 | ElmTr3
2026 | 2026_DzMX_GzMX_Dp00_Gp00 | Caso Base | All generators | 0.95 | ind | Dorada 115/33/13.8 kV | m:P:bushv in MW | 2.226 | ElmTr3
2026 | 2026_DzMX_GzMX_Dp00_Gp00 | Caso Base | All generators | 0.96 | ind | Dorada 115/33/13.8 kV | m:P:bushv in MW | 2.226 | ElmTr3
2026 | 2026_DzMX_GzMX_Dp00_Gp00 | Caso Base | All generators | 0.97 | ind | Dorada 115/33/13.8 kV | m:P:bushv in MW | 2.226 | ElmTr3
2026 | 2026_DzMX_GzMX_Dp00_Gp00 | Caso Base | All generators | 0.98 | ind | Dorada 115/33/13.8 kV | m:P:bushv in MW | 2.226 | ElmTr3
2026 | 2026_DzMX_GzMX_Dp00_Gp00 | Caso Base | All generators | 0.99 | ind | Dorada 115/33/13.8 kV | m:P:bushv in MW | 2.226 | ElmTr3
2026 | 2026_DzMX_GzMX_Dp00_Gp00 | Caso Base | All generators | 1 | ind | Dorada 115/33/13.8 kV | m:P:bushv in MW | 2.226 | ElmTr3
2026 | 2026_DzMX_GzMX_Dp00_Gp00 | Caso Base | All generators | 0.9 | ind | Dorada 115/33/13.8 kV | m:Q:bushv in Mvar | 9.1608 | ElmTr3
2026 | 2026_DzMX_GzMX_Dp00_Gp00 | Caso Base | All generators | 0.91 | ind | Dorada 115/33/13.8 kV | m:Q:bushv in Mvar | 9.1608 | ElmTr3
2026 | 2026_DzMX_GzMX_Dp00_Gp00 | Caso Base | All generators | 0.92 | ind | Dorada 115/33/13.8 kV | m:Q:bushv in Mvar | 9.1608 | ElmTr3
2026 | 2026_DzMX_GzMX_Dp00_Gp00 | Caso Base | All generators | 0.93 | ind | Dorada 115/33/13.8 kV | m:Q:bushv in Mvar | 9.1608 | ElmTr3
2026 | 2026_DzMX_GzMX_Dp00_Gp00 | Caso Base | All generators | 0.94 | ind | Dorada 115/33/13.8 kV | m:Q:bushv in Mvar | 9.1608 | ElmTr3
2026 | 2026_DzMX_GzMX_Dp00_Gp00 | Caso Base | All generators | 0.95 | ind | Dorada 115/33/13.8 kV | m:Q:bushv in Mvar | 9.1608 | ElmTr3
2026 | 2026_DzMX_GzMX_Dp00_Gp00 | Caso Base | All generators | 0.96 | ind | Dorada 115/33/13.8 kV | m:Q:bushv in Mvar | 9.1608 | ElmTr3
2026 | 2026_DzMX_GzMX_Dp00_Gp00 | Caso Base | All generators | 0.97 | ind | Dorada 115/33/13.8 kV | m:Q:bushv in Mvar | 9.1608 | ElmTr3
2026 | 2026_DzMX_GzMX_Dp00_Gp00 | Caso Base | All generators | 0.98 | ind | Dorada 115/33/13.8 kV | m:Q:bushv in Mvar | 9.1608 | ElmTr3
2026 | 2026_DzMX_GzMX_Dp00_Gp00 | Caso Base | All generators | 0.99 | ind | Dorada 115/33/13.8 kV | m:Q:bushv in Mvar | 9.1608 | ElmTr3
2026 | 2026_DzMX_GzMX_Dp00_Gp00 | Caso Base | All generators | 1 | ind | Dorada 115/33/13.8 kV | m:Q:bushv in Mvar | 9.1608 | ElmTr3
2026 | 2026_DzMX_GzMX_Dp00_Gp00 | Caso Base | All generators | 0.9 | ind | Dorada 115/33/13.8 kV | m:cosphi:bushv | 0.23612 | ElmTr3
2026 | 2026_DzMX_GzMX_Dp00_Gp00 | Caso Base | All generators | 0.91 | ind | Dorada 115/33/13.8 kV | m:cosphi:bushv | 0.23612 | ElmTr3
2026 | 2026_DzMX_GzMX_Dp00_Gp00 | Caso Base | All generators | 0.92 | ind | Dorada 115/33/13.8 kV | m:cosphi:bushv | 0.23612 | ElmTr3
2026 | 2026_DzMX_GzMX_Dp00_Gp00 | Caso Base | All generators | 0.93 | ind | Dorada 115/33/13.8 kV | m:cosphi:bushv | 0.23612 | ElmTr3
2026 | 2026_DzMX_GzMX_Dp00_Gp00 | Caso Base | All generators | 0.94 | ind | Dorada 115/33/13.8 kV | m:cosphi:bushv | 0.23612 | ElmTr3
2026 | 2026_DzMX_GzMX_Dp00_Gp00 | Caso Base | All generators | 0.95 | ind | Dorada 115/33/13.8 kV | m:cosphi:bushv | 0.23612 | ElmTr3
2026 | 2026_DzMX_GzMX_Dp00_Gp00 | Caso Base | All generators | 0.96 | ind | Dorada 115/33/13.8 kV | m:cosphi:bushv | 0.23612 | ElmTr3
2026 | 2026_DzMX_GzMX_Dp00_Gp00 | Caso Base | All generators | 0.97 | ind | Dorada 115/33/13.8 kV | m:cosphi:bushv | 0.23612 | ElmTr3
2026 | 2026_DzMX_GzMX_Dp00_Gp00 | Caso Base | All generators | 0.98 | ind | Dorada 115/33/13.8 kV | m:cosphi:bushv | 0.23612 | ElmTr3
2026 | 2026_DzMX_GzMX_Dp00_Gp00 | Caso Base | All generators | 0.99 | ind | Dorada 115/33/13.8 kV | m:cosphi:bushv | 0.23612 | ElmTr3
2026 | 2026_DzMX_GzMX_Dp00_Gp00 | Caso Base | All generators | 1 | ind | Dorada 115/33/13.8 kV | m:cosphi:bushv | 0.23612 | ElmTr3
2026 | 2026_DzMX_GzMX_Dp00_Gp00 | Caso Base | All generators | 0.9 | ind | Manzanares 115/33/13.8 kV | m:P:bushv in MW | -12.1586 | ElmTr3
2026 | 2026_DzMX_GzMX_Dp00_Gp00 | Caso Base | All generators | 0.91 | ind | Manzanares 115/33/13.8 kV | m:P:bushv in MW | -12.1586 | ElmTr3
2026 | 2026_DzMX_GzMX_Dp00_Gp00 | Caso Base | All generators | 0.92 | ind | Manzanares 115/33/13.8 kV | m:P:bushv in MW | -12.1586 | ElmTr3
2026 | 2026_DzMX_GzMX_Dp00_Gp00 | Caso Base | All generators | 0.93 | ind | Manzanares 115/33/13.8 kV | m:P:bushv in MW | -12.1586 | ElmTr3
2026 | 2026_DzMX_GzMX_Dp00_Gp00 | Caso Base | All generators | 0.94 | ind | Manzanares 115/33/13.8 kV | m:P:bushv in MW | -12.1586 | ElmTr3
2026 | 2026_DzMX_GzMX_Dp00_Gp00 | Caso Base | All generators | 0.95 | ind | Manzanares 115/33/13.8 kV | m:P:bushv in MW | -12.1586 | ElmTr3
2026 | 2026_DzMX_GzMX_Dp00_Gp00 | Caso Base | All generators | 0.96 | ind | Manzanares 115/33/13.8 kV | m:P:bushv in MW | -12.1586 | ElmTr3
2026 | 2026_DzMX_GzMX_Dp00_Gp00 | Caso Base | All generators | 0.97 | ind | Manzanares 115/33/13.8 kV | m:P:bushv in MW | -12.1586 | ElmTr3
2026 | 2026_DzMX_GzMX_Dp00_Gp00 | Caso Base | All generators | 0.98 | ind | Manzanares 115/33/13.8 kV | m:P:bushv in MW | -12.1586 | ElmTr3
2026 | 2026_DzMX_GzMX_Dp00_Gp00 | Caso Base | All generators | 0.99 | ind | Manzanares 115/33/13.8 kV | m:P:bushv in MW | -12.1586 | ElmTr3
2026 | 2026_DzMX_GzMX_Dp00_Gp00 | Caso Base | All generators | 1 | ind | Manzanares 115/33/13.8 kV | m:P:bushv in MW | -12.1586 | ElmTr3
2026 | 2026_DzMX_GzMX_Dp00_Gp00 | Caso Base | All generators | 0.9 | ind | Manzanares 115/33/13.8 kV | m:Q:bushv in Mvar | 4.2609 | ElmTr3
2026 | 2026_DzMX_GzMX_Dp00_Gp00 | Caso Base | All generators | 0.91 | ind | Manzanares 115/33/13.8 kV | m:Q:bushv in Mvar | 4.2609 | ElmTr3
2026 | 2026_DzMX_GzMX_Dp00_Gp00 | Caso Base | All generators | 0.92 | ind | Manzanares 115/33/13.8 kV | m:Q:bushv in Mvar | 4.2609 | ElmTr3
2026 | 2026_DzMX_GzMX_Dp00_Gp00 | Caso Base | All generators | 0.93 | ind | Manzanares 115/33/13.8 kV | m:Q:bushv in Mvar | 4.2609 | ElmTr3
2026 | 2026_DzMX_GzMX_Dp00_Gp00 | Caso Base | All generators | 0.94 | ind | Manzanares 115/33/13.8 kV | m:Q:bushv in Mvar | 4.2609 | ElmTr3
2026 | 2026_DzMX_GzMX_Dp00_Gp00 | Caso Base | All generators | 0.95 | ind | Manzanares 115/33/13.8 kV | m:Q:bushv in Mvar | 4.2609 | ElmTr3
2026 | 2026_DzMX_GzMX_Dp00_Gp00 | Caso Base | All generators | 0.96 | ind | Manzanares 115/33/13.8 kV | m:Q:bushv in Mvar | 4.2609 | ElmTr3
2026 | 2026_DzMX_GzMX_Dp00_Gp00 | Caso Base | All generators | 0.97 | ind | Manzanares 115/33/13.8 kV | m:Q:bushv in Mvar | 4.2609 | ElmTr3
2026 | 2026_DzMX_GzMX_Dp00_Gp00 | Caso Base | All generators | 0.98 | ind | Manzanares 115/33/13.8 kV | m:Q:bushv in Mvar | 4.2609 | ElmTr3
2026 | 2026_DzMX_GzMX_Dp00_Gp00 | Caso Base | All generators | 0.99 | ind | Manzanares 115/33/13.8 kV | m:Q:bushv in Mvar | 4.2609 | ElmTr3
2026 | 2026_DzMX_GzMX_Dp00_Gp00 | Caso Base | All generators | 1 | ind | Manzanares 115/33/13.8 kV | m:Q:bushv in Mvar | 4.2609 | ElmTr3
2026 | 2026_DzMX_GzMX_Dp00_Gp00 | Caso Base | All generators | 0.9 | ind | Manzanares 115/33/13.8 kV | m:cosphi:bushv | -0.94373 | ElmTr3
2026 | 2026_DzMX_GzMX_Dp00_Gp00 | Caso Base | All generators | 0.91 | ind | Manzanares 115/33/13.8 kV | m:cosphi:bushv | -0.94373 | ElmTr3
2026 | 2026_DzMX_GzMX_Dp00_Gp00 | Caso Base | All generators | 0.92 | ind | Manzanares 115/33/13.8 kV | m:cosphi:bushv | -0.94373 | ElmTr3
2026 | 2026_DzMX_GzMX_Dp00_Gp00 | Caso Base | All generators | 0.93 | ind | Manzanares 115/33/13.8 kV | m:cosphi:bushv | -0.94373 | ElmTr3
2026 | 2026_DzMX_GzMX_Dp00_Gp00 | Caso Base | All generators | 0.94 | ind | Manzanares 115/33/13.8 kV | m:cosphi:bushv | -0.94373 | ElmTr3
2026 | 2026_DzMX_GzMX_Dp00_Gp00 | Caso Base | All generators | 0.95 | ind | Manzanares 115/33/13.8 kV | m:cosphi:bushv | -0.94373 | ElmTr3
2026 | 2026_DzMX_GzMX_Dp00_Gp00 | Caso Base | All generators | 0.96 | ind | Manzanares 115/33/13.8 kV | m:cosphi:bushv | -0.94373 | ElmTr3
2026 | 2026_DzMX_GzMX_Dp00_Gp00 | Caso Base | All generators | 0.97 | ind | Manzanares 115/33/13.8 kV | m:cosphi:bushv | -0.94373 | ElmTr3
2026 | 2026_DzMX_GzMX_Dp00_Gp00 | Caso Base | All generators | 0.98 | ind | Manzanares 115/33/13.8 kV | m:cosphi:bushv | -0.94373 | ElmTr3
2026 | 2026_DzMX_GzMX_Dp00_Gp00 | Caso Base | All generators | 0.99 | ind | Manzanares 115/33/13.8 kV | m:cosphi:bushv | -0.94373 | ElmTr3
2026 | 2026_DzMX_GzMX_Dp00_Gp00 | Caso Base | All generators | 1 | ind | Manzanares 115/33/13.8 kV | m:cosphi:bushv | -0.94373 | ElmTr3
2026 | 2026_DzMX_GzMX_Dp00_Gp00 | Caso Base | All generators | 0.9 | ind | Purnio 230/115 | m:P:bushv in MW | 22.896 | ElmTr3
2026 | 2026_DzMX_GzMX_Dp00_Gp00 | Caso Base | All generators | 0.91 | ind | Purnio 230/115 | m:P:bushv in MW | 22.896 | ElmTr3
2026 | 2026_DzMX_GzMX_Dp00_Gp00 | Caso Base | All generators | 0.92 | ind | Purnio 230/115 | m:P:bushv in MW | 22.896 | ElmTr3
2026 | 2026_DzMX_GzMX_Dp00_Gp00 | Caso Base | All generators | 0.93 | ind | Purnio 230/115 | m:P:bushv in MW | 22.896 | ElmTr3
2026 | 2026_DzMX_GzMX_Dp00_Gp00 | Caso Base | All generators | 0.94 | ind | Purnio 230/115 | m:P:bushv in MW | 22.896 | ElmTr3
2026 | 2026_DzMX_GzMX_Dp00_Gp00 | Caso Base | All generators | 0.95 | ind | Purnio 230/115 | m:P:bushv in MW | 22.896 | ElmTr3
2026 | 2026_DzMX_GzMX_Dp00_Gp00 | Caso Base | All generators | 0.96 | ind | Purnio 230/115 | m:P:bushv in MW | 22.896 | ElmTr3
2026 | 2026_DzMX_GzMX_Dp00_Gp00 | Caso Base | All generators | 0.97 | ind | Purnio 230/115 | m:P:bushv in MW | 22.896 | ElmTr3
2026 | 2026_DzMX_GzMX_Dp00_Gp00 | Caso Base | All generators | 0.98 | ind | Purnio 230/115 | m:P:bushv in MW | 22.896 | ElmTr3
2026 | 2026_DzMX_GzMX_Dp00_Gp00 | Caso Base | All generators | 0.99 | ind | Purnio 230/115 | m:P:bushv in MW | 22.896 | ElmTr3
2026 | 2026_DzMX_GzMX_Dp00_Gp00 | Caso Base | All generators | 1 | ind | Purnio 230/115 | m:P:bushv in MW | 22.896 | ElmTr3
2026 | 2026_DzMX_GzMX_Dp00_Gp00 | Caso Base | All generators | 0.9 | ind | Purnio 230/115 | m:Q:bushv in Mvar | 5.4717 | ElmTr3
2026 | 2026_DzMX_GzMX_Dp00_Gp00 | Caso Base | All generators | 0.91 | ind | Purnio 230/115 | m:Q:bushv in Mvar | 5.4717 | ElmTr3
2026 | 2026_DzMX_GzMX_Dp00_Gp00 | Caso Base | All generators | 0.92 | ind | Purnio 230/115 | m:Q:bushv in Mvar | 5.4717 | ElmTr3
2026 | 2026_DzMX_GzMX_Dp00_Gp00 | Caso Base | All generators | 0.93 | ind | Purnio 230/115 | m:Q:bushv in Mvar | 5.4717 | ElmTr3
2026 | 2026_DzMX_GzMX_Dp00_Gp00 | Caso Base | All generators | 0.94 | ind | Purnio 230/115 | m:Q:bushv in Mvar | 5.4717 | ElmTr3
2026 | 2026_DzMX_GzMX_Dp00_Gp00 | Caso Base | All generators | 0.95 | ind | Purnio 230/115 | m:Q:bushv in Mvar | 5.4717 | ElmTr3
2026 | 2026_DzMX_GzMX_Dp00_Gp00 | Caso Base | All generators | 0.96 | ind | Purnio 230/115 | m:Q:bushv in Mvar | 5.4717 | ElmTr3
2026 | 2026_DzMX_GzMX_Dp00_Gp00 | Caso Base | All generators | 0.97 | ind | Purnio 230/115 | m:Q:bushv in Mvar | 5.4717 | ElmTr3
2026 | 2026_DzMX_GzMX_Dp00_Gp00 | Caso Base | All generators | 0.98 | ind | Purnio 230/115 | m:Q:bushv in Mvar | 5.4717 | ElmTr3
2026 | 2026_DzMX_GzMX_Dp00_Gp00 | Caso Base | All generators | 0.99 | ind | Purnio 230/115 | m:Q:bushv in Mvar | 5.4717 | ElmTr3
2026 | 2026_DzMX_GzMX_Dp00_Gp00 | Caso Base | All generators | 1 | ind | Purnio 230/115 | m:Q:bushv in Mvar | 5.4717 | ElmTr3
2026 | 2026_DzMX_GzMX_Dp00_Gp00 | Caso Base | All generators | 0.9 | ind | Purnio 230/115 | m:cosphi:bushv | 0.97261 | ElmTr3
2026 | 2026_DzMX_GzMX_Dp00_Gp00 | Caso Base | All generators | 0.91 | ind | Purnio 230/115 | m:cosphi:bushv | 0.97261 | ElmTr3
2026 | 2026_DzMX_GzMX_Dp00_Gp00 | Caso Base | All generators | 0.92 | ind | Purnio 230/115 | m:cosphi:bushv | 0.97261 | ElmTr3
2026 | 2026_DzMX_GzMX_Dp00_Gp00 | Caso Base | All generators | 0.93 | ind | Purnio 230/115 | m:cosphi:bushv | 0.97261 | ElmTr3
2026 | 2026_DzMX_GzMX_Dp00_Gp00 | Caso Base | All generators | 0.94 | ind | Purnio 230/115 | m:cosphi:bushv | 0.97261 | ElmTr3
2026 | 2026_DzMX_GzMX_Dp00_Gp00 | Caso Base | All generators | 0.95 | ind | Purnio 230/115 | m:cosphi:bushv | 0.97261 | ElmTr3
2026 | 2026_DzMX_GzMX_Dp00_Gp00 | Caso Base | All generators | 0.96 | ind | Purnio 230/115 | m:cosphi:bushv | 0.97261 | ElmTr3
2026 | 2026_DzMX_GzMX_Dp00_Gp00 | Caso Base | All generators | 0.97 | ind | Purnio 230/115 | m:cosphi:bushv | 0.97261 | ElmTr3
2026 | 2026_DzMX_GzMX_Dp00_Gp00 | Caso Base | All generators | 0.98 | ind | Purnio 230/115 | m:cosphi:bushv | 0.97261 | ElmTr3
2026 | 2026_DzMX_GzMX_Dp00_Gp00 | Caso Base | All generators | 0.99 | ind | Purnio 230/115 | m:cosphi:bushv | 0.97261 | ElmTr3
2026 | 2026_DzMX_GzMX_Dp00_Gp00 | Caso Base | All generators | 1 | ind | Purnio 230/115 | m:cosphi:bushv | 0.97261 | ElmTr3
2026 | 2026_DzMX_GzMX_Dp00_Gp00 | Caso Base | All generators | 0.9 | ind | Victoria 115/33/13.8 kV | m:P:bushv in MW | -12.3148 | ElmTr3
2026 | 2026_DzMX_GzMX_Dp00_Gp00 | Caso Base | All generators | 0.91 | ind | Victoria 115/33/13.8 kV | m:P:bushv in MW | -12.3148 | ElmTr3
2026 | 2026_DzMX_GzMX_Dp00_Gp00 | Caso Base | All generators | 0.92 | ind | Victoria 115/33/13.8 kV | m:P:bushv in MW | -12.3148 | ElmTr3
2026 | 2026_DzMX_GzMX_Dp00_Gp00 | Caso Base | All generators | 0.93 | ind | Victoria 115/33/13.8 kV | m:P:bushv in MW | -12.3148 | ElmTr3
2026 | 2026_DzMX_GzMX_Dp00_Gp00 | Caso Base | All generators | 0.94 | ind | Victoria 115/33/13.8 kV | m:P:bushv in MW | -12.3148 | ElmTr3
2026 | 2026_DzMX_GzMX_Dp00_Gp00 | Caso Base | All generators | 0.95 | ind | Victoria 115/33/13.8 kV | m:P:bushv in MW | -12.3148 | ElmTr3
2026 | 2026_DzMX_GzMX_Dp00_Gp00 | Caso Base | All generators | 0.96 | ind | Victoria 115/33/13.8 kV | m:P:bushv in MW | -12.3148 | ElmTr3
2026 | 2026_DzMX_GzMX_Dp00_Gp00 | Caso Base | All generators | 0.97 | ind | Victoria 115/33/13.8 kV | m:P:bushv in MW | -12.3148 | ElmTr3
2026 | 2026_DzMX_GzMX_Dp00_Gp00 | Caso Base | All generators | 0.98 | ind | Victoria 115/33/13.8 kV | m:P:bushv in MW | -12.3148 | ElmTr3
2026 | 2026_DzMX_GzMX_Dp00_Gp00 | Caso Base | All generators | 0.99 | ind | Victoria 115/33/13.8 kV | m:P:bushv in MW | -12.3148 | ElmTr3
2026 | 2026_DzMX_GzMX_Dp00_Gp00 | Caso Base | All generators | 1 | ind | Victoria 115/33/13.8 kV | m:P:bushv in MW | -12.3148 | ElmTr3
2026 | 2026_DzMX_GzMX_Dp00_Gp00 | Caso Base | All generators | 0.9 | ind | Victoria 115/33/13.8 kV | m:Q:bushv in Mvar | 7.696 | ElmTr3
2026 | 2026_DzMX_GzMX_Dp00_Gp00 | Caso Base | All generators | 0.91 | ind | Victoria 115/33/13.8 kV | m:Q:bushv in Mvar | 7.696 | ElmTr3
2026 | 2026_DzMX_GzMX_Dp00_Gp00 | Caso Base | All generators | 0.92 | ind | Victoria 115/33/13.8 kV | m:Q:bushv in Mvar | 7.696 | ElmTr3
2026 | 2026_DzMX_GzMX_Dp00_Gp00 | Caso Base | All generators | 0.93 | ind | Victoria 115/33/13.8 kV | m:Q:bushv in Mvar | 7.696 | ElmTr3
2026 | 2026_DzMX_GzMX_Dp00_Gp00 | Caso Base | All generators | 0.94 | ind | Victoria 115/33/13.8 kV | m:Q:bushv in Mvar | 7.696 | ElmTr3
2026 | 2026_DzMX_GzMX_Dp00_Gp00 | Caso Base | All generators | 0.95 | ind | Victoria 115/33/13.8 kV | m:Q:bushv in Mvar | 7.696 | ElmTr3
2026 | 2026_DzMX_GzMX_Dp00_Gp00 | Caso Base | All generators | 0.96 | ind | Victoria 115/33/13.8 kV | m:Q:bushv in Mvar | 7.696 | ElmTr3
2026 | 2026_DzMX_GzMX_Dp00_Gp00 | Caso Base | All generators | 0.97 | ind | Victoria 115/33/13.8 kV | m:Q:bushv in Mvar | 7.696 | ElmTr3
2026 | 2026_DzMX_GzMX_Dp00_Gp00 | Caso Base | All generators | 0.98 | ind | Victoria 115/33/13.8 kV | m:Q:bushv in Mvar | 7.696 | ElmTr3
2026 | 2026_DzMX_GzMX_Dp00_Gp00 | Caso Base | All generators | 0.99 | ind | Victoria 115/33/13.8 kV | m:Q:bushv in Mvar | 7.696 | ElmTr3
2026 | 2026_DzMX_GzMX_Dp00_Gp00 | Caso Base | All generators | 1 | ind | Victoria 115/33/13.8 kV | m:Q:bushv in Mvar | 7.696 | ElmTr3
2026 | 2026_DzMX_GzMX_Dp00_Gp00 | Caso Base | All generators | 0.9 | ind | Victoria 115/33/13.8 kV | m:cosphi:bushv | -0.84802 | ElmTr3
2026 | 2026_DzMX_GzMX_Dp00_Gp00 | Caso Base | All generators | 0.91 | ind | Victoria 115/33/13.8 kV | m:cosphi:bushv | -0.84802 | ElmTr3
2026 | 2026_DzMX_GzMX_Dp00_Gp00 | Caso Base | All generators | 0.92 | ind | Victoria 115/33/13.8 kV | m:cosphi:bushv | -0.84802 | ElmTr3
2026 | 2026_DzMX_GzMX_Dp00_Gp00 | Caso Base | All generators | 0.93 | ind | Victoria 115/33/13.8 kV | m:cosphi:bushv | -0.84802 | ElmTr3
2026 | 2026_DzMX_GzMX_Dp00_Gp00 | Caso Base | All generators | 0.94 | ind | Victoria 115/33/13.8 kV | m:cosphi:bushv | -0.84802 | ElmTr3
2026 | 2026_DzMX_GzMX_Dp00_Gp00 | Caso Base | All generators | 0.95 | ind | Victoria 115/33/13.8 kV | m:cosphi:bushv | -0.84802 | ElmTr3
2026 | 2026_DzMX_GzMX_Dp00_Gp00 | Caso Base | All generators | 0.96 | ind | Victoria 115/33/13.8 kV | m:cosphi:bushv | -0.84802 | ElmTr3
2026 | 2026_DzMX_GzMX_Dp00_Gp00 | Caso Base | All generators | 0.97 | ind | Victoria 115/33/13.8 kV | m:cosphi:bushv | -0.84802 | ElmTr3
2026 | 2026_DzMX_GzMX_Dp00_Gp00 | Caso Base | All generators | 0.98 | ind | Victoria 115/33/13.8 kV | m:cosphi:bushv | -0.84802 | ElmTr3
2026 | 2026_DzMX_GzMX_Dp00_Gp00 | Caso Base | All generators | 0.99 | ind | Victoria 115/33/13.8 kV | m:cosphi:bushv | -0.84802 | ElmTr3
2026 | 2026_DzMX_GzMX_Dp00_Gp00 | Caso Base | All generators | 1 | ind | Victoria 115/33/13.8 kV | m:cosphi:bushv | -0.84802 | ElmTr3
2026 | All | All | All generators | 0 | Any | Dorada - Magdalena 115 kV | bus1 | Dorada 1 115 kV | ElmLne
2026 | All | All | All generators | 0 | Any | Dorada - Magdalena 115 kV | bus2 | Magdalena 115 kV | ElmLne
2026 | All | All | All generators | 0 | Any | Dorada 115/33/13.8 kV | bushv | Dorada 1 115 kV | ElmTr3
2026 | All | All | All generators | 0 | Any | Manzanares 115/33/13.8 kV | bushv | Manzanares 1 115 kV | ElmTr3
2026 | All | All | All generators | 0 | Any | Mariquita - Victoria 2 115 | bus1 | Victoria 115 | ElmLne
2026 | All | All | All generators | 0 | Any | Mariquita - Victoria 2 115 | bus2 | Mariquita 115 | ElmLne
2026 | All | All | All generators | 0 | Any | Purnio 230/115 | bushv | PT Trf Purnio 230/115 | ElmTr3
2026 | All | All | All generators | 0 | Any | Victoria 115/33/13.8 kV | bushv | Barra 2 | ElmTr3
2031 | 2031_DzMD_GzMD_Dp00_Gp00 | A1-Pensilvania 33 kV | All generators | 0.9 | cap | Dorada - Magdalena 115 kV | m:P:bus1 in MW | 83.0082 | ElmLne
2031 | 2031_DzMD_GzMD_Dp00_Gp00 | A1-Pensilvania 33 kV | All generators | 0.91 | cap | Dorada - Magdalena 115 kV | m:P:bus1 in MW | 83.0396 | ElmLne
2031 | 2031_DzMD_GzMD_Dp00_Gp00 | A1-Pensilvania 33 kV | All generators | 0.92 | cap | Dorada - Magdalena 115 kV | m:P:bus1 in MW | 83.0682 | ElmLne
2031 | 2031_DzMD_GzMD_Dp00_Gp00 | A1-Pensilvania 33 kV | All generators | 0.93 | cap | Dorada - Magdalena 115 kV | m:P:bus1 in MW | 83.095 | ElmLne
2031 | 2031_DzMD_GzMD_Dp00_Gp00 | A1-Pensilvania 33 kV | All generators | 0.94 | cap | Dorada - Magdalena 115 kV | m:P:bus1 in MW | 83.1205 | ElmLne
2031 | 2031_DzMD_GzMD_Dp00_Gp00 | A1-Pensilvania 33 kV | All generators | 0.95 | cap | Dorada - Magdalena 115 kV | m:P:bus1 in MW | 83.1453 | ElmLne
2031 | 2031_DzMD_GzMD_Dp00_Gp00 | A1-Pensilvania 33 kV | All generators | 0.96 | cap | Dorada - Magdalena 115 kV | m:P:bus1 in MW | 83.17 | ElmLne
2031 | 2031_DzMD_GzMD_Dp00_Gp00 | A1-Pensilvania 33 kV | All generators | 0.97 | cap | Dorada - Magdalena 115 kV | m:P:bus1 in MW | 83.1952 | ElmLne
2031 | 2031_DzMD_GzMD_Dp00_Gp00 | A1-Pensilvania 33 kV | All generators | 0.98 | cap | Dorada - Magdalena 115 kV | m:P:bus1 in MW | 83.222 | ElmLne
2031 | 2031_DzMD_GzMD_Dp00_Gp00 | A1-Pensilvania 33 kV | All generators | 0.99 | cap | Dorada - Magdalena 115 kV | m:P:bus1 in MW | 83.2533 | ElmLne
2031 | 2031_DzMD_GzMD_Dp00_Gp00 | A1-Pensilvania 33 kV | All generators | 1 | cap | Dorada - Magdalena 115 kV | m:P:bus1 in MW | 83.3167 | ElmLne
2031 | 2031_DzMD_GzMD_Dp00_Gp00 | A1-Pensilvania 33 kV | All generators | 0.9 | cap | Dorada - Magdalena 115 kV | m:P:bus2 in MW | -82.6429 | ElmLne
2031 | 2031_DzMD_GzMD_Dp00_Gp00 | A1-Pensilvania 33 kV | All generators | 0.91 | cap | Dorada - Magdalena 115 kV | m:P:bus2 in MW | -82.6743 | ElmLne
2031 | 2031_DzMD_GzMD_Dp00_Gp00 | A1-Pensilvania 33 kV | All generators | 0.92 | cap | Dorada - Magdalena 115 kV | m:P:bus2 in MW | -82.7029 | ElmLne
2031 | 2031_DzMD_GzMD_Dp00_Gp00 | A1-Pensilvania 33 kV | All generators | 0.93 | cap | Dorada - Magdalena 115 kV | m:P:bus2 in MW | -82.7297 | ElmLne
2031 | 2031_DzMD_GzMD_Dp00_Gp00 | A1-Pensilvania 33 kV | All generators | 0.94 | cap | Dorada - Magdalena 115 kV | m:P:bus2 in MW | -82.7553 | ElmLne
2031 | 2031_DzMD_GzMD_Dp00_Gp00 | A1-Pensilvania 33 kV | All generators | 0.95 | cap | Dorada - Magdalena 115 kV | m:P:bus2 in MW | -82.7801 | ElmLne
2031 | 2031_DzMD_GzMD_Dp00_Gp00 | A1-Pensilvania 33 kV | All generators | 0.96 | cap | Dorada - Magdalena 115 kV | m:P:bus2 in MW | -82.8048 | ElmLne
2031 | 2031_DzMD_GzMD_Dp00_Gp00 | A1-Pensilvania 33 kV | All generators | 0.97 | cap | Dorada - Magdalena 115 kV | m:P:bus2 in MW | -82.83 | ElmLne
2031 | 2031_DzMD_GzMD_Dp00_Gp00 | A1-Pensilvania 33 kV | All generators | 0.98 | cap | Dorada - Magdalena 115 kV | m:P:bus2 in MW | -82.8569 | ElmLne
2031 | 2031_DzMD_GzMD_Dp00_Gp00 | A1-Pensilvania 33 kV | All generators | 0.99 | cap | Dorada - Magdalena 115 kV | m:P:bus2 in MW | -82.8882 | ElmLne
2031 | 2031_DzMD_GzMD_Dp00_Gp00 | A1-Pensilvania 33 kV | All generators | 1 | cap | Dorada - Magdalena 115 kV | m:P:bus2 in MW | -82.9519 | ElmLne
2031 | 2031_DzMD_GzMD_Dp00_Gp00 | A1-Pensilvania 33 kV | All generators | 0.9 | cap | Dorada - Magdalena 115 kV | m:Q:bus1 in Mvar | -7.2172 | ElmLne
2031 | 2031_DzMD_GzMD_Dp00_Gp00 | A1-Pensilvania 33 kV | All generators | 0.91 | cap | Dorada - Magdalena 115 kV | m:Q:bus1 in Mvar | -7.1613 | ElmLne
2031 | 2031_DzMD_GzMD_Dp00_Gp00 | A1-Pensilvania 33 kV | All generators | 0.92 | cap | Dorada - Magdalena 115 kV | m:Q:bus1 in Mvar | -7.1092 | ElmLne
2031 | 2031_DzMD_GzMD_Dp00_Gp00 | A1-Pensilvania 33 kV | All generators | 0.93 | cap | Dorada - Magdalena 115 kV | m:Q:bus1 in Mvar | -7.0596 | ElmLne
2031 | 2031_DzMD_GzMD_Dp00_Gp00 | A1-Pensilvania 33 kV | All generators | 0.94 | cap | Dorada - Magdalena 115 kV | m:Q:bus1 in Mvar | -7.0115 | ElmLne
2031 | 2031_DzMD_GzMD_Dp00_Gp00 | A1-Pensilvania 33 kV | All generators | 0.95 | cap | Dorada - Magdalena 115 kV | m:Q:bus1 in Mvar | -6.9639 | ElmLne
2031 | 2031_DzMD_GzMD_Dp00_Gp00 | A1-Pensilvania 33 kV | All generators | 0.96 | cap | Dorada - Magdalena 115 kV | m:Q:bus1 in Mvar | -6.9157 | ElmLne
2031 | 2031_DzMD_GzMD_Dp00_Gp00 | A1-Pensilvania 33 kV | All generators | 0.97 | cap | Dorada - Magdalena 115 kV | m:Q:bus1 in Mvar | -6.8655 | ElmLne
2031 | 2031_DzMD_GzMD_Dp00_Gp00 | A1-Pensilvania 33 kV | All generators | 0.98 | cap | Dorada - Magdalena 115 kV | m:Q:bus1 in Mvar | -6.8109 | ElmLne
2031 | 2031_DzMD_GzMD_Dp00_Gp00 | A1-Pensilvania 33 kV | All generators | 0.99 | cap | Dorada - Magdalena 115 kV | m:Q:bus1 in Mvar | -6.7459 | ElmLne
2031 | 2031_DzMD_GzMD_Dp00_Gp00 | A1-Pensilvania 33 kV | All generators | 1 | cap | Dorada - Magdalena 115 kV | m:Q:bus1 in Mvar | -6.608 | ElmLne
2031 | 2031_DzMD_GzMD_Dp00_Gp00 | A1-Pensilvania 33 kV | All generators | 0.9 | cap | Dorada - Magdalena 115 kV | m:Q:bus2 in Mvar | 8.6612 | ElmLne
2031 | 2031_DzMD_GzMD_Dp00_Gp00 | A1-Pensilvania 33 kV | All generators | 0.91 | cap | Dorada - Magdalena 115 kV | m:Q:bus2 in Mvar | 8.605 | ElmLne
2031 | 2031_DzMD_GzMD_Dp00_Gp00 | A1-Pensilvania 33 kV | All generators | 0.92 | cap | Dorada - Magdalena 115 kV | m:Q:bus2 in Mvar | 8.5526 | ElmLne
2031 | 2031_DzMD_GzMD_Dp00_Gp00 | A1-Pensilvania 33 kV | All generators | 0.93 | cap | Dorada - Magdalena 115 kV | m:Q:bus2 in Mvar | 8.5027 | ElmLne
2031 | 2031_DzMD_GzMD_Dp00_Gp00 | A1-Pensilvania 33 kV | All generators | 0.94 | cap | Dorada - Magdalena 115 kV | m:Q:bus2 in Mvar | 8.4543 | ElmLne
2031 | 2031_DzMD_GzMD_Dp00_Gp00 | A1-Pensilvania 33 kV | All generators | 0.95 | cap | Dorada - Magdalena 115 kV | m:Q:bus2 in Mvar | 8.4063 | ElmLne
2031 | 2031_DzMD_GzMD_Dp00_Gp00 | A1-Pensilvania 33 kV | All generators | 0.96 | cap | Dorada - Magdalena 115 kV | m:Q:bus2 in Mvar | 8.3577 | ElmLne
2031 | 2031_DzMD_GzMD_Dp00_Gp00 | A1-Pensilvania 33 kV | All generators | 0.97 | cap | Dorada - Magdalena 115 kV | m:Q:bus2 in Mvar | 8.3071 | ElmLne
2031 | 2031_DzMD_GzMD_Dp00_Gp00 | A1-Pensilvania 33 kV | All generators | 0.98 | cap | Dorada - Magdalena 115 kV | m:Q:bus2 in Mvar | 8.2521 | ElmLne
2031 | 2031_DzMD_GzMD_Dp00_Gp00 | A1-Pensilvania 33 kV | All generators | 0.99 | cap | Dorada - Magdalena 115 kV | m:Q:bus2 in Mvar | 8.1865 | ElmLne
2031 | 2031_DzMD_GzMD_Dp00_Gp00 | A1-Pensilvania 33 kV | All generators | 1 | cap | Dorada - Magdalena 115 kV | m:Q:bus2 in Mvar | 8.0473 | ElmLne
2031 | 2031_DzMD_GzMD_Dp00_Gp00 | A1-Pensilvania 33 kV | All generators | 0.9 | cap | Dorada - Magdalena 115 kV | m:cosphi:bus1 | 0.99624 | ElmLne
2031 | 2031_DzMD_GzMD_Dp00_Gp00 | A1-Pensilvania 33 kV | All generators | 0.91 | cap | Dorada - Magdalena 115 kV | m:cosphi:bus1 | 0.9963 | ElmLne
2031 | 2031_DzMD_GzMD_Dp00_Gp00 | A1-Pensilvania 33 kV | All generators | 0.92 | cap | Dorada - Magdalena 115 kV | m:cosphi:bus1 | 0.99636 | ElmLne
2031 | 2031_DzMD_GzMD_Dp00_Gp00 | A1-Pensilvania 33 kV | All generators | 0.93 | cap | Dorada - Magdalena 115 kV | m:cosphi:bus1 | 0.99641 | ElmLne
2031 | 2031_DzMD_GzMD_Dp00_Gp00 | A1-Pensilvania 33 kV | All generators | 0.94 | cap | Dorada - Magdalena 115 kV | m:cosphi:bus1 | 0.99646 | ElmLne
2031 | 2031_DzMD_GzMD_Dp00_Gp00 | A1-Pensilvania 33 kV | All generators | 0.95 | cap | Dorada - Magdalena 115 kV | m:cosphi:bus1 | 0.99651 | ElmLne
2031 | 2031_DzMD_GzMD_Dp00_Gp00 | A1-Pensilvania 33 kV | All generators | 0.96 | cap | Dorada - Magdalena 115 kV | m:cosphi:bus1 | 0.99656 | ElmLne
2031 | 2031_DzMD_GzMD_Dp00_Gp00 | A1-Pensilvania 33 kV | All generators | 0.97 | cap | Dorada - Magdalena 115 kV | m:cosphi:bus1 | 0.99661 | ElmLne
2031 | 2031_DzMD_GzMD_Dp00_Gp00 | A1-Pensilvania 33 kV | All generators | 0.98 | cap | Dorada - Magdalena 115 kV | m:cosphi:bus1 | 0.99667 | ElmLne
2031 | 2031_DzMD_GzMD_Dp00_Gp00 | A1-Pensilvania 33 kV | All generators | 0.99 | cap | Dorada - Magdalena 115 kV | m:cosphi:bus1 | 0.99673 | ElmLne
2031 | 2031_DzMD_GzMD_Dp00_Gp00 | A1-Pensilvania 33 kV | All generators | 1 | cap | Dorada - Magdalena 115 kV | m:cosphi:bus1 | 0.99687 | ElmLne
2031 | 2031_DzMD_GzMD_Dp00_Gp00 | A1-Pensilvania 33 kV | All generators | 0.9 | cap | Dorada - Magdalena 115 kV | m:cosphi:bus2 | -0.99455 | ElmLne
2031 | 2031_DzMD_GzMD_Dp00_Gp00 | A1-Pensilvania 33 kV | All generators | 0.91 | cap | Dorada - Magdalena 115 kV | m:cosphi:bus2 | -0.99463 | ElmLne
2031 | 2031_DzMD_GzMD_Dp00_Gp00 | A1-Pensilvania 33 kV | All generators | 0.92 | cap | Dorada - Magdalena 115 kV | m:cosphi:bus2 | -0.9947 | ElmLne
2031 | 2031_DzMD_GzMD_Dp00_Gp00 | A1-Pensilvania 33 kV | All generators | 0.93 | cap | Dorada - Magdalena 115 kV | m:cosphi:bus2 | -0.99476 | ElmLne
2031 | 2031_DzMD_GzMD_Dp00_Gp00 | A1-Pensilvania 33 kV | All generators | 0.94 | cap | Dorada - Magdalena 115 kV | m:cosphi:bus2 | -0.99482 | ElmLne
2031 | 2031_DzMD_GzMD_Dp00_Gp00 | A1-Pensilvania 33 kV | All generators | 0.95 | cap | Dorada - Magdalena 115 kV | m:cosphi:bus2 | -0.99488 | ElmLne
2031 | 2031_DzMD_GzMD_Dp00_Gp00 | A1-Pensilvania 33 kV | All generators | 0.96 | cap | Dorada - Magdalena 115 kV | m:cosphi:bus2 | -0.99495 | ElmLne
2031 | 2031_DzMD_GzMD_Dp00_Gp00 | A1-Pensilvania 33 kV | All generators | 0.97 | cap | Dorada - Magdalena 115 kV | m:cosphi:bus2 | -0.99501 | ElmLne
2031 | 2031_DzMD_GzMD_Dp00_Gp00 | A1-Pensilvania 33 kV | All generators | 0.98 | cap | Dorada - Magdalena 115 kV | m:cosphi:bus2 | -0.99508 | ElmLne
2031 | 2031_DzMD_GzMD_Dp00_Gp00 | A1-Pensilvania 33 kV | All generators | 0.99 | cap | Dorada - Magdalena 115 kV | m:cosphi:bus2 | -0.99516 | ElmLne
2031 | 2031_DzMD_GzMD_Dp00_Gp00 | A1-Pensilvania 33 kV | All generators | 1 | cap | Dorada - Magdalena 115 kV | m:cosphi:bus2 | -0.99533 | ElmLne
2031 | 2031_DzMD_GzMD_Dp00_Gp00 | A1-Pensilvania 33 kV | All generators | 0.9 | cap | Mariquita - Victoria 2 115 | m:P:bus1 in MW | -11.6457 | ElmLne
2031 | 2031_DzMD_GzMD_Dp00_Gp00 | A1-Pensilvania 33 kV | All generators | 0.91 | cap | Mariquita - Victoria 2 115 | m:P:bus1 in MW | -11.6479 | ElmLne
2031 | 2031_DzMD_GzMD_Dp00_Gp00 | A1-Pensilvania 33 kV | All generators | 0.92 | cap | Mariquita - Victoria 2 115 | m:P:bus1 in MW | -11.6499 | ElmLne
2031 | 2031_DzMD_GzMD_Dp00_Gp00 | A1-Pensilvania 33 kV | All generators | 0.93 | cap | Mariquita - Victoria 2 115 | m:P:bus1 in MW | -11.6519 | ElmLne
2031 | 2031_DzMD_GzMD_Dp00_Gp00 | A1-Pensilvania 33 kV | All generators | 0.94 | cap | Mariquita - Victoria 2 115 | m:P:bus1 in MW | -11.6538 | ElmLne
2031 | 2031_DzMD_GzMD_Dp00_Gp00 | A1-Pensilvania 33 kV | All generators | 0.95 | cap | Mariquita - Victoria 2 115 | m:P:bus1 in MW | -11.6557 | ElmLne
2031 | 2031_DzMD_GzMD_Dp00_Gp00 | A1-Pensilvania 33 kV | All generators | 0.96 | cap | Mariquita - Victoria 2 115 | m:P:bus1 in MW | -11.6577 | ElmLne
2031 | 2031_DzMD_GzMD_Dp00_Gp00 | A1-Pensilvania 33 kV | All generators | 0.97 | cap | Mariquita - Victoria 2 115 | m:P:bus1 in MW | -11.6597 | ElmLne
2031 | 2031_DzMD_GzMD_Dp00_Gp00 | A1-Pensilvania 33 kV | All generators | 0.98 | cap | Mariquita - Victoria 2 115 | m:P:bus1 in MW | -11.662 | ElmLne
2031 | 2031_DzMD_GzMD_Dp00_Gp00 | A1-Pensilvania 33 kV | All generators | 0.99 | cap | Mariquita - Victoria 2 115 | m:P:bus1 in MW | -11.6647 | ElmLne
2031 | 2031_DzMD_GzMD_Dp00_Gp00 | A1-Pensilvania 33 kV | All generators | 1 | cap | Mariquita - Victoria 2 115 | m:P:bus1 in MW | -11.6705 | ElmLne
2031 | 2031_DzMD_GzMD_Dp00_Gp00 | A1-Pensilvania 33 kV | All generators | 0.9 | cap | Mariquita - Victoria 2 115 | m:P:bus2 in MW | 11.6747 | ElmLne
2031 | 2031_DzMD_GzMD_Dp00_Gp00 | A1-Pensilvania 33 kV | All generators | 0.91 | cap | Mariquita - Victoria 2 115 | m:P:bus2 in MW | 11.6769 | ElmLne
2031 | 2031_DzMD_GzMD_Dp00_Gp00 | A1-Pensilvania 33 kV | All generators | 0.92 | cap | Mariquita - Victoria 2 115 | m:P:bus2 in MW | 11.6789 | ElmLne
2031 | 2031_DzMD_GzMD_Dp00_Gp00 | A1-Pensilvania 33 kV | All generators | 0.93 | cap | Mariquita - Victoria 2 115 | m:P:bus2 in MW | 11.6809 | ElmLne
2031 | 2031_DzMD_GzMD_Dp00_Gp00 | A1-Pensilvania 33 kV | All generators | 0.94 | cap | Mariquita - Victoria 2 115 | m:P:bus2 in MW | 11.6828 | ElmLne
2031 | 2031_DzMD_GzMD_Dp00_Gp00 | A1-Pensilvania 33 kV | All generators | 0.95 | cap | Mariquita - Victoria 2 115 | m:P:bus2 in MW | 11.6847 | ElmLne
2031 | 2031_DzMD_GzMD_Dp00_Gp00 | A1-Pensilvania 33 kV | All generators | 0.96 | cap | Mariquita - Victoria 2 115 | m:P:bus2 in MW | 11.6866 | ElmLne
2031 | 2031_DzMD_GzMD_Dp00_Gp00 | A1-Pensilvania 33 kV | All generators | 0.97 | cap | Mariquita - Victoria 2 115 | m:P:bus2 in MW | 11.6887 | ElmLne
2031 | 2031_DzMD_GzMD_Dp00_Gp00 | A1-Pensilvania 33 kV | All generators | 0.98 | cap | Mariquita - Victoria 2 115 | m:P:bus2 in MW | 11.6909 | ElmLne
2031 | 2031_DzMD_GzMD_Dp00_Gp00 | A1-Pensilvania 33 kV | All generators | 0.99 | cap | Mariquita - Victoria 2 115 | m:P:bus2 in MW | 11.6936 | ElmLne
2031 | 2031_DzMD_GzMD_Dp00_Gp00 | A1-Pensilvania 33 kV | All generators | 1 | cap | Mariquita - Victoria 2 115 | m:P:bus2 in MW | 11.6994 | ElmLne
2031 | 2031_DzMD_GzMD_Dp00_Gp00 | A1-Pensilvania 33 kV | All generators | 0.9 | cap | Mariquita - Victoria 2 115 | m:Q:bus1 in Mvar | -0.49523 | ElmLne
2031 | 2031_DzMD_GzMD_Dp00_Gp00 | A1-Pensilvania 33 kV | All generators | 0.91 | cap | Mariquita - Victoria 2 115 | m:Q:bus1 in Mvar | -0.4993 | ElmLne
2031 | 2031_DzMD_GzMD_Dp00_Gp00 | A1-Pensilvania 33 kV | All generators | 0.92 | cap | Mariquita - Victoria 2 115 | m:Q:bus1 in Mvar | -0.50316 | ElmLne
2031 | 2031_DzMD_GzMD_Dp00_Gp00 | A1-Pensilvania 33 kV | All generators | 0.93 | cap | Mariquita - Victoria 2 115 | m:Q:bus1 in Mvar | -0.50691 | ElmLne
2031 | 2031_DzMD_GzMD_Dp00_Gp00 | A1-Pensilvania 33 kV | All generators | 0.94 | cap | Mariquita - Victoria 2 115 | m:Q:bus1 in Mvar | -0.5106 | ElmLne
2031 | 2031_DzMD_GzMD_Dp00_Gp00 | A1-Pensilvania 33 kV | All generators | 0.95 | cap | Mariquita - Victoria 2 115 | m:Q:bus1 in Mvar | -0.51433 | ElmLne
2031 | 2031_DzMD_GzMD_Dp00_Gp00 | A1-Pensilvania 33 kV | All generators | 0.96 | cap | Mariquita - Victoria 2 115 | m:Q:bus1 in Mvar | -0.51816 | ElmLne
2031 | 2031_DzMD_GzMD_Dp00_Gp00 | A1-Pensilvania 33 kV | All generators | 0.97 | cap | Mariquita - Victoria 2 115 | m:Q:bus1 in Mvar | -0.52222 | ElmLne
2031 | 2031_DzMD_GzMD_Dp00_Gp00 | A1-Pensilvania 33 kV | All generators | 0.98 | cap | Mariquita - Victoria 2 115 | m:Q:bus1 in Mvar | -0.52671 | ElmLne
2031 | 2031_DzMD_GzMD_Dp00_Gp00 | A1-Pensilvania 33 kV | All generators | 0.99 | cap | Mariquita - Victoria 2 115 | m:Q:bus1 in Mvar | -0.53217 | ElmLne
2031 | 2031_DzMD_GzMD_Dp00_Gp00 | A1-Pensilvania 33 kV | All generators | 1 | cap | Mariquita - Victoria 2 115 | m:Q:bus1 in Mvar | -0.5441 | ElmLne
2031 | 2031_DzMD_GzMD_Dp00_Gp00 | A1-Pensilvania 33 kV | All generators | 0.9 | cap | Mariquita - Victoria 2 115 | m:Q:bus2 in Mvar | -0.08164 | ElmLne
2031 | 2031_DzMD_GzMD_Dp00_Gp00 | A1-Pensilvania 33 kV | All generators | 0.91 | cap | Mariquita - Victoria 2 115 | m:Q:bus2 in Mvar | -0.078273 | ElmLne
2031 | 2031_DzMD_GzMD_Dp00_Gp00 | A1-Pensilvania 33 kV | All generators | 0.92 | cap | Mariquita - Victoria 2 115 | m:Q:bus2 in Mvar | -0.075062 | ElmLne
2031 | 2031_DzMD_GzMD_Dp00_Gp00 | A1-Pensilvania 33 kV | All generators | 0.93 | cap | Mariquita - Victoria 2 115 | m:Q:bus2 in Mvar | -0.071935 | ElmLne
2031 | 2031_DzMD_GzMD_Dp00_Gp00 | A1-Pensilvania 33 kV | All generators | 0.94 | cap | Mariquita - Victoria 2 115 | m:Q:bus2 in Mvar | -0.068836 | ElmLne
2031 | 2031_DzMD_GzMD_Dp00_Gp00 | A1-Pensilvania 33 kV | All generators | 0.95 | cap | Mariquita - Victoria 2 115 | m:Q:bus2 in Mvar | -0.065705 | ElmLne
2031 | 2031_DzMD_GzMD_Dp00_Gp00 | A1-Pensilvania 33 kV | All generators | 0.96 | cap | Mariquita - Victoria 2 115 | m:Q:bus2 in Mvar | -0.062475 | ElmLne
2031 | 2031_DzMD_GzMD_Dp00_Gp00 | A1-Pensilvania 33 kV | All generators | 0.97 | cap | Mariquita - Victoria 2 115 | m:Q:bus2 in Mvar | -0.059045 | ElmLne
2031 | 2031_DzMD_GzMD_Dp00_Gp00 | A1-Pensilvania 33 kV | All generators | 0.98 | cap | Mariquita - Victoria 2 115 | m:Q:bus2 in Mvar | -0.055234 | ElmLne
2031 | 2031_DzMD_GzMD_Dp00_Gp00 | A1-Pensilvania 33 kV | All generators | 0.99 | cap | Mariquita - Victoria 2 115 | m:Q:bus2 in Mvar | -0.050591 | ElmLne
2031 | 2031_DzMD_GzMD_Dp00_Gp00 | A1-Pensilvania 33 kV | All generators | 1 | cap | Mariquita - Victoria 2 115 | m:Q:bus2 in Mvar | -0.040372 | ElmLne
2031 | 2031_DzMD_GzMD_Dp00_Gp00 | A1-Pensilvania 33 kV | All generators | 0.9 | cap | Mariquita - Victoria 2 115 | m:cosphi:bus1 | -0.9991 | ElmLne
2031 | 2031_DzMD_GzMD_Dp00_Gp00 | A1-Pensilvania 33 kV | All generators | 0.91 | cap | Mariquita - Victoria 2 115 | m:cosphi:bus1 | -0.99908 | ElmLne
2031 | 2031_DzMD_GzMD_Dp00_Gp00 | A1-Pensilvania 33 kV | All generators | 0.92 | cap | Mariquita - Victoria 2 115 | m:cosphi:bus1 | -0.99907 | ElmLne
2031 | 2031_DzMD_GzMD_Dp00_Gp00 | A1-Pensilvania 33 kV | All generators | 0.93 | cap | Mariquita - Victoria 2 115 | m:cosphi:bus1 | -0.99905 | ElmLne
2031 | 2031_DzMD_GzMD_Dp00_Gp00 | A1-Pensilvania 33 kV | All generators | 0.94 | cap | Mariquita - Victoria 2 115 | m:cosphi:bus1 | -0.99904 | ElmLne
2031 | 2031_DzMD_GzMD_Dp00_Gp00 | A1-Pensilvania 33 kV | All generators | 0.95 | cap | Mariquita - Victoria 2 115 | m:cosphi:bus1 | -0.99903 | ElmLne
2031 | 2031_DzMD_GzMD_Dp00_Gp00 | A1-Pensilvania 33 kV | All generators | 0.96 | cap | Mariquita - Victoria 2 115 | m:cosphi:bus1 | -0.99901 | ElmLne
2031 | 2031_DzMD_GzMD_Dp00_Gp00 | A1-Pensilvania 33 kV | All generators | 0.97 | cap | Mariquita - Victoria 2 115 | m:cosphi:bus1 | -0.999 | ElmLne
2031 | 2031_DzMD_GzMD_Dp00_Gp00 | A1-Pensilvania 33 kV | All generators | 0.98 | cap | Mariquita - Victoria 2 115 | m:cosphi:bus1 | -0.99898 | ElmLne
2031 | 2031_DzMD_GzMD_Dp00_Gp00 | A1-Pensilvania 33 kV | All generators | 0.99 | cap | Mariquita - Victoria 2 115 | m:cosphi:bus1 | -0.99896 | ElmLne
2031 | 2031_DzMD_GzMD_Dp00_Gp00 | A1-Pensilvania 33 kV | All generators | 1 | cap | Mariquita - Victoria 2 115 | m:cosphi:bus1 | -0.99891 | ElmLne
2031 | 2031_DzMD_GzMD_Dp00_Gp00 | A1-Pensilvania 33 kV | All generators | 0.9 | cap | Mariquita - Victoria 2 115 | m:cosphi:bus2 | 0.99998 | ElmLne
2031 | 2031_DzMD_GzMD_Dp00_Gp00 | A1-Pensilvania 33 kV | All generators | 0.91 | cap | Mariquita - Victoria 2 115 | m:cosphi:bus2 | 0.99998 | ElmLne
2031 | 2031_DzMD_GzMD_Dp00_Gp00 | A1-Pensilvania 33 kV | All generators | 0.92 | cap | Mariquita - Victoria 2 115 | m:cosphi:bus2 | 0.99998 | ElmLne
2031 | 2031_DzMD_GzMD_Dp00_Gp00 | A1-Pensilvania 33 kV | All generators | 0.93 | cap | Mariquita - Victoria 2 115 | m:cosphi:bus2 | 0.99998 | ElmLne
2031 | 2031_DzMD_GzMD_Dp00_Gp00 | A1-Pensilvania 33 kV | All generators | 0.94 | cap | Mariquita - Victoria 2 115 | m:cosphi:bus2 | 0.99998 | ElmLne
2031 | 2031_DzMD_GzMD_Dp00_Gp00 | A1-Pensilvania 33 kV | All generators | 0.95 | cap | Mariquita - Victoria 2 115 | m:cosphi:bus2 | 0.99998 | ElmLne
2031 | 2031_DzMD_GzMD_Dp00_Gp00 | A1-Pensilvania 33 kV | All generators | 0.96 | cap | Mariquita - Victoria 2 115 | m:cosphi:bus2 | 0.99999 | ElmLne
2031 | 2031_DzMD_GzMD_Dp00_Gp00 | A1-Pensilvania 33 kV | All generators | 0.97 | cap | Mariquita - Victoria 2 115 | m:cosphi:bus2 | 0.99999 | ElmLne
2031 | 2031_DzMD_GzMD_Dp00_Gp00 | A1-Pensilvania 33 kV | All generators | 0.98 | cap | Mariquita - Victoria 2 115 | m:cosphi:bus2 | 0.99999 | ElmLne
2031 | 2031_DzMD_GzMD_Dp00_Gp00 | A1-Pensilvania 33 kV | All generators | 0.99 | cap | Mariquita - Victoria 2 115 | m:cosphi:bus2 | 0.99999 | ElmLne
2031 | 2031_DzMD_GzMD_Dp00_Gp00 | A1-Pensilvania 33 kV | All generators | 1 | cap | Mariquita - Victoria 2 115 | m:cosphi:bus2 | 0.99999 | ElmLne
2031 | 2031_DzMD_GzMD_Dp00_Gp00 | A1-Pensilvania 33 kV | All generators | 0.9 | cap | Dorada 115/33/13.8 kV | m:P:bushv in MW | -2.4011 | ElmTr3
2031 | 2031_DzMD_GzMD_Dp00_Gp00 | A1-Pensilvania 33 kV | All generators | 0.91 | cap | Dorada 115/33/13.8 kV | m:P:bushv in MW | -2.4167 | ElmTr3
2031 | 2031_DzMD_GzMD_Dp00_Gp00 | A1-Pensilvania 33 kV | All generators | 0.92 | cap | Dorada 115/33/13.8 kV | m:P:bushv in MW | -2.4301 | ElmTr3
2031 | 2031_DzMD_GzMD_Dp00_Gp00 | A1-Pensilvania 33 kV | All generators | 0.93 | cap | Dorada 115/33/13.8 kV | m:P:bushv in MW | -2.4418 | ElmTr3
2031 | 2031_DzMD_GzMD_Dp00_Gp00 | A1-Pensilvania 33 kV | All generators | 0.94 | cap | Dorada 115/33/13.8 kV | m:P:bushv in MW | -2.4523 | ElmTr3
2031 | 2031_DzMD_GzMD_Dp00_Gp00 | A1-Pensilvania 33 kV | All generators | 0.95 | cap | Dorada 115/33/13.8 kV | m:P:bushv in MW | -2.4617 | ElmTr3
2031 | 2031_DzMD_GzMD_Dp00_Gp00 | A1-Pensilvania 33 kV | All generators | 0.96 | cap | Dorada 115/33/13.8 kV | m:P:bushv in MW | -2.4703 | ElmTr3
2031 | 2031_DzMD_GzMD_Dp00_Gp00 | A1-Pensilvania 33 kV | All generators | 0.97 | cap | Dorada 115/33/13.8 kV | m:P:bushv in MW | -2.4783 | ElmTr3
2031 | 2031_DzMD_GzMD_Dp00_Gp00 | A1-Pensilvania 33 kV | All generators | 0.98 | cap | Dorada 115/33/13.8 kV | m:P:bushv in MW | -2.4859 | ElmTr3
2031 | 2031_DzMD_GzMD_Dp00_Gp00 | A1-Pensilvania 33 kV | All generators | 0.99 | cap | Dorada 115/33/13.8 kV | m:P:bushv in MW | -2.4934 | ElmTr3
2031 | 2031_DzMD_GzMD_Dp00_Gp00 | A1-Pensilvania 33 kV | All generators | 1 | cap | Dorada 115/33/13.8 kV | m:P:bushv in MW | -2.5038 | ElmTr3
2031 | 2031_DzMD_GzMD_Dp00_Gp00 | A1-Pensilvania 33 kV | All generators | 0.9 | cap | Dorada 115/33/13.8 kV | m:Q:bushv in Mvar | 6.5951 | ElmTr3
2031 | 2031_DzMD_GzMD_Dp00_Gp00 | A1-Pensilvania 33 kV | All generators | 0.91 | cap | Dorada 115/33/13.8 kV | m:Q:bushv in Mvar | 6.4991 | ElmTr3
2031 | 2031_DzMD_GzMD_Dp00_Gp00 | A1-Pensilvania 33 kV | All generators | 0.92 | cap | Dorada 115/33/13.8 kV | m:Q:bushv in Mvar | 6.4097 | ElmTr3
2031 | 2031_DzMD_GzMD_Dp00_Gp00 | A1-Pensilvania 33 kV | All generators | 0.93 | cap | Dorada 115/33/13.8 kV | m:Q:bushv in Mvar | 6.3246 | ElmTr3
2031 | 2031_DzMD_GzMD_Dp00_Gp00 | A1-Pensilvania 33 kV | All generators | 0.94 | cap | Dorada 115/33/13.8 kV | m:Q:bushv in Mvar | 6.2418 | ElmTr3
2031 | 2031_DzMD_GzMD_Dp00_Gp00 | A1-Pensilvania 33 kV | All generators | 0.95 | cap | Dorada 115/33/13.8 kV | m:Q:bushv in Mvar | 6.1599 | ElmTr3
2031 | 2031_DzMD_GzMD_Dp00_Gp00 | A1-Pensilvania 33 kV | All generators | 0.96 | cap | Dorada 115/33/13.8 kV | m:Q:bushv in Mvar | 6.0769 | ElmTr3
2031 | 2031_DzMD_GzMD_Dp00_Gp00 | A1-Pensilvania 33 kV | All generators | 0.97 | cap | Dorada 115/33/13.8 kV | m:Q:bushv in Mvar | 5.9904 | ElmTr3
2031 | 2031_DzMD_GzMD_Dp00_Gp00 | A1-Pensilvania 33 kV | All generators | 0.98 | cap | Dorada 115/33/13.8 kV | m:Q:bushv in Mvar | 5.8963 | ElmTr3
2031 | 2031_DzMD_GzMD_Dp00_Gp00 | A1-Pensilvania 33 kV | All generators | 0.99 | cap | Dorada 115/33/13.8 kV | m:Q:bushv in Mvar | 5.7841 | ElmTr3
2031 | 2031_DzMD_GzMD_Dp00_Gp00 | A1-Pensilvania 33 kV | All generators | 1 | cap | Dorada 115/33/13.8 kV | m:Q:bushv in Mvar | 5.5459 | ElmTr3
2031 | 2031_DzMD_GzMD_Dp00_Gp00 | A1-Pensilvania 33 kV | All generators | 0.9 | cap | Dorada 115/33/13.8 kV | m:cosphi:bushv | -0.34211 | ElmTr3
2031 | 2031_DzMD_GzMD_Dp00_Gp00 | A1-Pensilvania 33 kV | All generators | 0.91 | cap | Dorada 115/33/13.8 kV | m:cosphi:bushv | -0.34854 | ElmTr3
2031 | 2031_DzMD_GzMD_Dp00_Gp00 | A1-Pensilvania 33 kV | All generators | 0.92 | cap | Dorada 115/33/13.8 kV | m:cosphi:bushv | -0.3545 | ElmTr3
2031 | 2031_DzMD_GzMD_Dp00_Gp00 | A1-Pensilvania 33 kV | All generators | 0.93 | cap | Dorada 115/33/13.8 kV | m:cosphi:bushv | -0.36017 | ElmTr3
2031 | 2031_DzMD_GzMD_Dp00_Gp00 | A1-Pensilvania 33 kV | All generators | 0.94 | cap | Dorada 115/33/13.8 kV | m:cosphi:bushv | -0.36567 | ElmTr3
2031 | 2031_DzMD_GzMD_Dp00_Gp00 | A1-Pensilvania 33 kV | All generators | 0.95 | cap | Dorada 115/33/13.8 kV | m:cosphi:bushv | -0.3711 | ElmTr3
2031 | 2031_DzMD_GzMD_Dp00_Gp00 | A1-Pensilvania 33 kV | All generators | 0.96 | cap | Dorada 115/33/13.8 kV | m:cosphi:bushv | -0.37658 | ElmTr3
2031 | 2031_DzMD_GzMD_Dp00_Gp00 | A1-Pensilvania 33 kV | All generators | 0.97 | cap | Dorada 115/33/13.8 kV | m:cosphi:bushv | -0.38229 | ElmTr3
2031 | 2031_DzMD_GzMD_Dp00_Gp00 | A1-Pensilvania 33 kV | All generators | 0.98 | cap | Dorada 115/33/13.8 kV | m:cosphi:bushv | -0.38849 | ElmTr3
2031 | 2031_DzMD_GzMD_Dp00_Gp00 | A1-Pensilvania 33 kV | All generators | 0.99 | cap | Dorada 115/33/13.8 kV | m:cosphi:bushv | -0.39586 | ElmTr3
2031 | 2031_DzMD_GzMD_Dp00_Gp00 | A1-Pensilvania 33 kV | All generators | 1 | cap | Dorada 115/33/13.8 kV | m:cosphi:bushv | -0.41148 | ElmTr3
2031 | 2031_DzMD_GzMD_Dp00_Gp00 | A1-Pensilvania 33 kV | All generators | 0.9 | cap | Manzanares 115/33/13.8 kV | m:P:bushv in MW | -7.8858 | ElmTr3
2031 | 2031_DzMD_GzMD_Dp00_Gp00 | A1-Pensilvania 33 kV | All generators | 0.91 | cap | Manzanares 115/33/13.8 kV | m:P:bushv in MW | -8.0406 | ElmTr3
2031 | 2031_DzMD_GzMD_Dp00_Gp00 | A1-Pensilvania 33 kV | All generators | 0.92 | cap | Manzanares 115/33/13.8 kV | m:P:bushv in MW | -8.1773 | ElmTr3
2031 | 2031_DzMD_GzMD_Dp00_Gp00 | A1-Pensilvania 33 kV | All generators | 0.93 | cap | Manzanares 115/33/13.8 kV | m:P:bushv in MW | -8.3011 | ElmTr3
2031 | 2031_DzMD_GzMD_Dp00_Gp00 | A1-Pensilvania 33 kV | All generators | 0.94 | cap | Manzanares 115/33/13.8 kV | m:P:bushv in MW | -8.4151 | ElmTr3
2031 | 2031_DzMD_GzMD_Dp00_Gp00 | A1-Pensilvania 33 kV | All generators | 0.95 | cap | Manzanares 115/33/13.8 kV | m:P:bushv in MW | -8.5222 | ElmTr3
2031 | 2031_DzMD_GzMD_Dp00_Gp00 | A1-Pensilvania 33 kV | All generators | 0.96 | cap | Manzanares 115/33/13.8 kV | m:P:bushv in MW | -8.6246 | ElmTr3
2031 | 2031_DzMD_GzMD_Dp00_Gp00 | A1-Pensilvania 33 kV | All generators | 0.97 | cap | Manzanares 115/33/13.8 kV | m:P:bushv in MW | -8.7249 | ElmTr3
2031 | 2031_DzMD_GzMD_Dp00_Gp00 | A1-Pensilvania 33 kV | All generators | 0.98 | cap | Manzanares 115/33/13.8 kV | m:P:bushv in MW | -8.8268 | ElmTr3
2031 | 2031_DzMD_GzMD_Dp00_Gp00 | A1-Pensilvania 33 kV | All generators | 0.99 | cap | Manzanares 115/33/13.8 kV | m:P:bushv in MW | -8.9382 | ElmTr3
2031 | 2031_DzMD_GzMD_Dp00_Gp00 | A1-Pensilvania 33 kV | All generators | 1 | cap | Manzanares 115/33/13.8 kV | m:P:bushv in MW | -9.1389 | ElmTr3
2031 | 2031_DzMD_GzMD_Dp00_Gp00 | A1-Pensilvania 33 kV | All generators | 0.9 | cap | Manzanares 115/33/13.8 kV | m:Q:bushv in Mvar | 11.3678 | ElmTr3
2031 | 2031_DzMD_GzMD_Dp00_Gp00 | A1-Pensilvania 33 kV | All generators | 0.91 | cap | Manzanares 115/33/13.8 kV | m:Q:bushv in Mvar | 10.7837 | ElmTr3
2031 | 2031_DzMD_GzMD_Dp00_Gp00 | A1-Pensilvania 33 kV | All generators | 0.92 | cap | Manzanares 115/33/13.8 kV | m:Q:bushv in Mvar | 10.2383 | ElmTr3
2031 | 2031_DzMD_GzMD_Dp00_Gp00 | A1-Pensilvania 33 kV | All generators | 0.93 | cap | Manzanares 115/33/13.8 kV | m:Q:bushv in Mvar | 9.7177 | ElmTr3
2031 | 2031_DzMD_GzMD_Dp00_Gp00 | A1-Pensilvania 33 kV | All generators | 0.94 | cap | Manzanares 115/33/13.8 kV | m:Q:bushv in Mvar | 9.2109 | ElmTr3
2031 | 2031_DzMD_GzMD_Dp00_Gp00 | A1-Pensilvania 33 kV | All generators | 0.95 | cap | Manzanares 115/33/13.8 kV | m:Q:bushv in Mvar | 8.7079 | ElmTr3
2031 | 2031_DzMD_GzMD_Dp00_Gp00 | A1-Pensilvania 33 kV | All generators | 0.96 | cap | Manzanares 115/33/13.8 kV | m:Q:bushv in Mvar | 8.1976 | ElmTr3
2031 | 2031_DzMD_GzMD_Dp00_Gp00 | A1-Pensilvania 33 kV | All generators | 0.97 | cap | Manzanares 115/33/13.8 kV | m:Q:bushv in Mvar | 7.6649 | ElmTr3
2031 | 2031_DzMD_GzMD_Dp00_Gp00 | A1-Pensilvania 33 kV | All generators | 0.98 | cap | Manzanares 115/33/13.8 kV | m:Q:bushv in Mvar | 7.0834 | ElmTr3
2031 | 2031_DzMD_GzMD_Dp00_Gp00 | A1-Pensilvania 33 kV | All generators | 0.99 | cap | Manzanares 115/33/13.8 kV | m:Q:bushv in Mvar | 6.3889 | ElmTr3
2031 | 2031_DzMD_GzMD_Dp00_Gp00 | A1-Pensilvania 33 kV | All generators | 1 | cap | Manzanares 115/33/13.8 kV | m:Q:bushv in Mvar | 4.9086 | ElmTr3
2031 | 2031_DzMD_GzMD_Dp00_Gp00 | A1-Pensilvania 33 kV | All generators | 0.9 | cap | Manzanares 115/33/13.8 kV | m:cosphi:bushv | -0.56998 | ElmTr3
2031 | 2031_DzMD_GzMD_Dp00_Gp00 | A1-Pensilvania 33 kV | All generators | 0.91 | cap | Manzanares 115/33/13.8 kV | m:cosphi:bushv | -0.59775 | ElmTr3
2031 | 2031_DzMD_GzMD_Dp00_Gp00 | A1-Pensilvania 33 kV | All generators | 0.92 | cap | Manzanares 115/33/13.8 kV | m:cosphi:bushv | -0.62408 | ElmTr3
2031 | 2031_DzMD_GzMD_Dp00_Gp00 | A1-Pensilvania 33 kV | All generators | 0.93 | cap | Manzanares 115/33/13.8 kV | m:cosphi:bushv | -0.64951 | ElmTr3
2031 | 2031_DzMD_GzMD_Dp00_Gp00 | A1-Pensilvania 33 kV | All generators | 0.94 | cap | Manzanares 115/33/13.8 kV | m:cosphi:bushv | -0.6745 | ElmTr3
2031 | 2031_DzMD_GzMD_Dp00_Gp00 | A1-Pensilvania 33 kV | All generators | 0.95 | cap | Manzanares 115/33/13.8 kV | m:cosphi:bushv | -0.69944 | ElmTr3
2031 | 2031_DzMD_GzMD_Dp00_Gp00 | A1-Pensilvania 33 kV | All generators | 0.96 | cap | Manzanares 115/33/13.8 kV | m:cosphi:bushv | -0.72482 | ElmTr3
2031 | 2031_DzMD_GzMD_Dp00_Gp00 | A1-Pensilvania 33 kV | All generators | 0.97 | cap | Manzanares 115/33/13.8 kV | m:cosphi:bushv | -0.75127 | ElmTr3
2031 | 2031_DzMD_GzMD_Dp00_Gp00 | A1-Pensilvania 33 kV | All generators | 0.98 | cap | Manzanares 115/33/13.8 kV | m:cosphi:bushv | -0.77992 | ElmTr3
2031 | 2031_DzMD_GzMD_Dp00_Gp00 | A1-Pensilvania 33 kV | All generators | 0.99 | cap | Manzanares 115/33/13.8 kV | m:cosphi:bushv | -0.81354 | ElmTr3
2031 | 2031_DzMD_GzMD_Dp00_Gp00 | A1-Pensilvania 33 kV | All generators | 1 | cap | Manzanares 115/33/13.8 kV | m:cosphi:bushv | -0.88097 | ElmTr3
2031 | 2031_DzMD_GzMD_Dp00_Gp00 | A1-Pensilvania 33 kV | All generators | 0.9 | cap | Purnio 230/115 | m:P:bushv in MW | -37.8427 | ElmTr3
2031 | 2031_DzMD_GzMD_Dp00_Gp00 | A1-Pensilvania 33 kV | All generators | 0.91 | cap | Purnio 230/115 | m:P:bushv in MW | -37.8652 | ElmTr3
2031 | 2031_DzMD_GzMD_Dp00_Gp00 | A1-Pensilvania 33 kV | All generators | 0.92 | cap | Purnio 230/115 | m:P:bushv in MW | -37.8835 | ElmTr3
2031 | 2031_DzMD_GzMD_Dp00_Gp00 | A1-Pensilvania 33 kV | All generators | 0.93 | cap | Purnio 230/115 | m:P:bushv in MW | -37.8984 | ElmTr3
2031 | 2031_DzMD_GzMD_Dp00_Gp00 | A1-Pensilvania 33 kV | All generators | 0.94 | cap | Purnio 230/115 | m:P:bushv in MW | -37.9107 | ElmTr3
2031 | 2031_DzMD_GzMD_Dp00_Gp00 | A1-Pensilvania 33 kV | All generators | 0.95 | cap | Purnio 230/115 | m:P:bushv in MW | -37.9207 | ElmTr3
2031 | 2031_DzMD_GzMD_Dp00_Gp00 | A1-Pensilvania 33 kV | All generators | 0.96 | cap | Purnio 230/115 | m:P:bushv in MW | -37.9286 | ElmTr3
2031 | 2031_DzMD_GzMD_Dp00_Gp00 | A1-Pensilvania 33 kV | All generators | 0.97 | cap | Purnio 230/115 | m:P:bushv in MW | -37.9345 | ElmTr3
2031 | 2031_DzMD_GzMD_Dp00_Gp00 | A1-Pensilvania 33 kV | All generators | 0.98 | cap | Purnio 230/115 | m:P:bushv in MW | -37.9382 | ElmTr3
2031 | 2031_DzMD_GzMD_Dp00_Gp00 | A1-Pensilvania 33 kV | All generators | 0.99 | cap | Purnio 230/115 | m:P:bushv in MW | -37.9389 | ElmTr3
2031 | 2031_DzMD_GzMD_Dp00_Gp00 | A1-Pensilvania 33 kV | All generators | 1 | cap | Purnio 230/115 | m:P:bushv in MW | -37.9272 | ElmTr3
2031 | 2031_DzMD_GzMD_Dp00_Gp00 | A1-Pensilvania 33 kV | All generators | 0.9 | cap | Purnio 230/115 | m:Q:bushv in Mvar | 5.463 | ElmTr3
2031 | 2031_DzMD_GzMD_Dp00_Gp00 | A1-Pensilvania 33 kV | All generators | 0.91 | cap | Purnio 230/115 | m:Q:bushv in Mvar | 5.2389 | ElmTr3
2031 | 2031_DzMD_GzMD_Dp00_Gp00 | A1-Pensilvania 33 kV | All generators | 0.92 | cap | Purnio 230/115 | m:Q:bushv in Mvar | 5.0297 | ElmTr3
2031 | 2031_DzMD_GzMD_Dp00_Gp00 | A1-Pensilvania 33 kV | All generators | 0.93 | cap | Purnio 230/115 | m:Q:bushv in Mvar | 4.8302 | ElmTr3
2031 | 2031_DzMD_GzMD_Dp00_Gp00 | A1-Pensilvania 33 kV | All generators | 0.94 | cap | Purnio 230/115 | m:Q:bushv in Mvar | 4.636 | ElmTr3
2031 | 2031_DzMD_GzMD_Dp00_Gp00 | A1-Pensilvania 33 kV | All generators | 0.95 | cap | Purnio 230/115 | m:Q:bushv in Mvar | 4.4434 | ElmTr3
2031 | 2031_DzMD_GzMD_Dp00_Gp00 | A1-Pensilvania 33 kV | All generators | 0.96 | cap | Purnio 230/115 | m:Q:bushv in Mvar | 4.2481 | ElmTr3
2031 | 2031_DzMD_GzMD_Dp00_Gp00 | A1-Pensilvania 33 kV | All generators | 0.97 | cap | Purnio 230/115 | m:Q:bushv in Mvar | 4.0443 | ElmTr3
2031 | 2031_DzMD_GzMD_Dp00_Gp00 | A1-Pensilvania 33 kV | All generators | 0.98 | cap | Purnio 230/115 | m:Q:bushv in Mvar | 3.822 | ElmTr3
2031 | 2031_DzMD_GzMD_Dp00_Gp00 | A1-Pensilvania 33 kV | All generators | 0.99 | cap | Purnio 230/115 | m:Q:bushv in Mvar | 3.5567 | ElmTr3
2031 | 2031_DzMD_GzMD_Dp00_Gp00 | A1-Pensilvania 33 kV | All generators | 1 | cap | Purnio 230/115 | m:Q:bushv in Mvar | 2.9918 | ElmTr3
2031 | 2031_DzMD_GzMD_Dp00_Gp00 | A1-Pensilvania 33 kV | All generators | 0.9 | cap | Purnio 230/115 | m:cosphi:bushv | -0.98974 | ElmTr3
2031 | 2031_DzMD_GzMD_Dp00_Gp00 | A1-Pensilvania 33 kV | All generators | 0.91 | cap | Purnio 230/115 | m:cosphi:bushv | -0.99056 | ElmTr3
2031 | 2031_DzMD_GzMD_Dp00_Gp00 | A1-Pensilvania 33 kV | All generators | 0.92 | cap | Purnio 230/115 | m:cosphi:bushv | -0.9913 | ElmTr3
2031 | 2031_DzMD_GzMD_Dp00_Gp00 | A1-Pensilvania 33 kV | All generators | 0.93 | cap | Purnio 230/115 | m:cosphi:bushv | -0.99198 | ElmTr3
2031 | 2031_DzMD_GzMD_Dp00_Gp00 | A1-Pensilvania 33 kV | All generators | 0.94 | cap | Purnio 230/115 | m:cosphi:bushv | -0.99261 | ElmTr3
2031 | 2031_DzMD_GzMD_Dp00_Gp00 | A1-Pensilvania 33 kV | All generators | 0.95 | cap | Purnio 230/115 | m:cosphi:bushv | -0.9932 | ElmTr3
2031 | 2031_DzMD_GzMD_Dp00_Gp00 | A1-Pensilvania 33 kV | All generators | 0.96 | cap | Purnio 230/115 | m:cosphi:bushv | -0.99379 | ElmTr3
2031 | 2031_DzMD_GzMD_Dp00_Gp00 | A1-Pensilvania 33 kV | All generators | 0.97 | cap | Purnio 230/115 | m:cosphi:bushv | -0.99436 | ElmTr3
2031 | 2031_DzMD_GzMD_Dp00_Gp00 | A1-Pensilvania 33 kV | All generators | 0.98 | cap | Purnio 230/115 | m:cosphi:bushv | -0.99496 | ElmTr3
2031 | 2031_DzMD_GzMD_Dp00_Gp00 | A1-Pensilvania 33 kV | All generators | 0.99 | cap | Purnio 230/115 | m:cosphi:bushv | -0.99563 | ElmTr3
2031 | 2031_DzMD_GzMD_Dp00_Gp00 | A1-Pensilvania 33 kV | All generators | 1 | cap | Purnio 230/115 | m:cosphi:bushv | -0.9969 | ElmTr3
2031 | 2031_DzMD_GzMD_Dp00_Gp00 | A1-Pensilvania 33 kV | All generators | 0.9 | cap | Victoria 115/33/13.8 kV | m:P:bushv in MW | 3.1442 | ElmTr3
2031 | 2031_DzMD_GzMD_Dp00_Gp00 | A1-Pensilvania 33 kV | All generators | 0.91 | cap | Victoria 115/33/13.8 kV | m:P:bushv in MW | 3.1155 | ElmTr3
2031 | 2031_DzMD_GzMD_Dp00_Gp00 | A1-Pensilvania 33 kV | All generators | 0.92 | cap | Victoria 115/33/13.8 kV | m:P:bushv in MW | 3.0934 | ElmTr3
2031 | 2031_DzMD_GzMD_Dp00_Gp00 | A1-Pensilvania 33 kV | All generators | 0.93 | cap | Victoria 115/33/13.8 kV | m:P:bushv in MW | 3.0763 | ElmTr3
2031 | 2031_DzMD_GzMD_Dp00_Gp00 | A1-Pensilvania 33 kV | All generators | 0.94 | cap | Victoria 115/33/13.8 kV | m:P:bushv in MW | 3.0634 | ElmTr3
2031 | 2031_DzMD_GzMD_Dp00_Gp00 | A1-Pensilvania 33 kV | All generators | 0.95 | cap | Victoria 115/33/13.8 kV | m:P:bushv in MW | 3.0542 | ElmTr3
2031 | 2031_DzMD_GzMD_Dp00_Gp00 | A1-Pensilvania 33 kV | All generators | 0.96 | cap | Victoria 115/33/13.8 kV | m:P:bushv in MW | 3.0486 | ElmTr3
2031 | 2031_DzMD_GzMD_Dp00_Gp00 | A1-Pensilvania 33 kV | All generators | 0.97 | cap | Victoria 115/33/13.8 kV | m:P:bushv in MW | 3.0467 | ElmTr3
2031 | 2031_DzMD_GzMD_Dp00_Gp00 | A1-Pensilvania 33 kV | All generators | 0.98 | cap | Victoria 115/33/13.8 kV | m:P:bushv in MW | 3.049 | ElmTr3
2031 | 2031_DzMD_GzMD_Dp00_Gp00 | A1-Pensilvania 33 kV | All generators | 0.99 | cap | Victoria 115/33/13.8 kV | m:P:bushv in MW | 3.0579 | ElmTr3
2031 | 2031_DzMD_GzMD_Dp00_Gp00 | A1-Pensilvania 33 kV | All generators | 1 | cap | Victoria 115/33/13.8 kV | m:P:bushv in MW | 3.0987 | ElmTr3
2031 | 2031_DzMD_GzMD_Dp00_Gp00 | A1-Pensilvania 33 kV | All generators | 0.9 | cap | Victoria 115/33/13.8 kV | m:Q:bushv in Mvar | 6.3172 | ElmTr3
2031 | 2031_DzMD_GzMD_Dp00_Gp00 | A1-Pensilvania 33 kV | All generators | 0.91 | cap | Victoria 115/33/13.8 kV | m:Q:bushv in Mvar | 5.9516 | ElmTr3
2031 | 2031_DzMD_GzMD_Dp00_Gp00 | A1-Pensilvania 33 kV | All generators | 0.92 | cap | Victoria 115/33/13.8 kV | m:Q:bushv in Mvar | 5.611 | ElmTr3
2031 | 2031_DzMD_GzMD_Dp00_Gp00 | A1-Pensilvania 33 kV | All generators | 0.93 | cap | Victoria 115/33/13.8 kV | m:Q:bushv in Mvar | 5.2866 | ElmTr3
2031 | 2031_DzMD_GzMD_Dp00_Gp00 | A1-Pensilvania 33 kV | All generators | 0.94 | cap | Victoria 115/33/13.8 kV | m:Q:bushv in Mvar | 4.9715 | ElmTr3
2031 | 2031_DzMD_GzMD_Dp00_Gp00 | A1-Pensilvania 33 kV | All generators | 0.95 | cap | Victoria 115/33/13.8 kV | m:Q:bushv in Mvar | 4.6594 | ElmTr3
2031 | 2031_DzMD_GzMD_Dp00_Gp00 | A1-Pensilvania 33 kV | All generators | 0.96 | cap | Victoria 115/33/13.8 kV | m:Q:bushv in Mvar | 4.3434 | ElmTr3
2031 | 2031_DzMD_GzMD_Dp00_Gp00 | A1-Pensilvania 33 kV | All generators | 0.97 | cap | Victoria 115/33/13.8 kV | m:Q:bushv in Mvar | 4.0142 | ElmTr3
2031 | 2031_DzMD_GzMD_Dp00_Gp00 | A1-Pensilvania 33 kV | All generators | 0.98 | cap | Victoria 115/33/13.8 kV | m:Q:bushv in Mvar | 3.6556 | ElmTr3
2031 | 2031_DzMD_GzMD_Dp00_Gp00 | A1-Pensilvania 33 kV | All generators | 0.99 | cap | Victoria 115/33/13.8 kV | m:Q:bushv in Mvar | 3.2284 | ElmTr3
2031 | 2031_DzMD_GzMD_Dp00_Gp00 | A1-Pensilvania 33 kV | All generators | 1 | cap | Victoria 115/33/13.8 kV | m:Q:bushv in Mvar | 2.3217 | ElmTr3
2031 | 2031_DzMD_GzMD_Dp00_Gp00 | A1-Pensilvania 33 kV | All generators | 0.9 | cap | Victoria 115/33/13.8 kV | m:cosphi:bushv | 0.44558 | ElmTr3
2031 | 2031_DzMD_GzMD_Dp00_Gp00 | A1-Pensilvania 33 kV | All generators | 0.91 | cap | Victoria 115/33/13.8 kV | m:cosphi:bushv | 0.46378 | ElmTr3
2031 | 2031_DzMD_GzMD_Dp00_Gp00 | A1-Pensilvania 33 kV | All generators | 0.92 | cap | Victoria 115/33/13.8 kV | m:cosphi:bushv | 0.48279 | ElmTr3
2031 | 2031_DzMD_GzMD_Dp00_Gp00 | A1-Pensilvania 33 kV | All generators | 0.93 | cap | Victoria 115/33/13.8 kV | m:cosphi:bushv | 0.50294 | ElmTr3
2031 | 2031_DzMD_GzMD_Dp00_Gp00 | A1-Pensilvania 33 kV | All generators | 0.94 | cap | Victoria 115/33/13.8 kV | m:cosphi:bushv | 0.52459 | ElmTr3
2031 | 2031_DzMD_GzMD_Dp00_Gp00 | A1-Pensilvania 33 kV | All generators | 0.95 | cap | Victoria 115/33/13.8 kV | m:cosphi:bushv | 0.54822 | ElmTr3
2031 | 2031_DzMD_GzMD_Dp00_Gp00 | A1-Pensilvania 33 kV | All generators | 0.96 | cap | Victoria 115/33/13.8 kV | m:cosphi:bushv | 0.57451 | ElmTr3
2031 | 2031_DzMD_GzMD_Dp00_Gp00 | A1-Pensilvania 33 kV | All generators | 0.97 | cap | Victoria 115/33/13.8 kV | m:cosphi:bushv | 0.60457 | ElmTr3
2031 | 2031_DzMD_GzMD_Dp00_Gp00 | A1-Pensilvania 33 kV | All generators | 0.98 | cap | Victoria 115/33/13.8 kV | m:cosphi:bushv | 0.64051 | ElmTr3
2031 | 2031_DzMD_GzMD_Dp00_Gp00 | A1-Pensilvania 33 kV | All generators | 0.99 | cap | Victoria 115/33/13.8 kV | m:cosphi:bushv | 0.68767 | ElmTr3
2031 | 2031_DzMD_GzMD_Dp00_Gp00 | A1-Pensilvania 33 kV | All generators | 1 | cap | Victoria 115/33/13.8 kV | m:cosphi:bushv | 0.80028 | ElmTr3
2031 | 2031_DzMD_GzMD_Dp00_Gp00 | A1-Pensilvania 33 kV | All generators | 0.9 | ind | Dorada - Magdalena 115 kV | m:P:bus1 in MW | 83.4706 | ElmLne
2031 | 2031_DzMD_GzMD_Dp00_Gp00 | A1-Pensilvania 33 kV | All generators | 0.91 | ind | Dorada - Magdalena 115 kV | m:P:bus1 in MW | 83.4633 | ElmLne
2031 | 2031_DzMD_GzMD_Dp00_Gp00 | A1-Pensilvania 33 kV | All generators | 0.92 | ind | Dorada - Magdalena 115 kV | m:P:bus1 in MW | 83.4556 | ElmLne
2031 | 2031_DzMD_GzMD_Dp00_Gp00 | A1-Pensilvania 33 kV | All generators | 0.93 | ind | Dorada - Magdalena 115 kV | m:P:bus1 in MW | 83.4473 | ElmLne
2031 | 2031_DzMD_GzMD_Dp00_Gp00 | A1-Pensilvania 33 kV | All generators | 0.94 | ind | Dorada - Magdalena 115 kV | m:P:bus1 in MW | 83.4384 | ElmLne
2031 | 2031_DzMD_GzMD_Dp00_Gp00 | A1-Pensilvania 33 kV | All generators | 0.95 | ind | Dorada - Magdalena 115 kV | m:P:bus1 in MW | 83.4287 | ElmLne
2031 | 2031_DzMD_GzMD_Dp00_Gp00 | A1-Pensilvania 33 kV | All generators | 0.96 | ind | Dorada - Magdalena 115 kV | m:P:bus1 in MW | 83.4178 | ElmLne
2031 | 2031_DzMD_GzMD_Dp00_Gp00 | A1-Pensilvania 33 kV | All generators | 0.97 | ind | Dorada - Magdalena 115 kV | m:P:bus1 in MW | 83.4053 | ElmLne
2031 | 2031_DzMD_GzMD_Dp00_Gp00 | A1-Pensilvania 33 kV | All generators | 0.98 | ind | Dorada - Magdalena 115 kV | m:P:bus1 in MW | 83.3903 | ElmLne
2031 | 2031_DzMD_GzMD_Dp00_Gp00 | A1-Pensilvania 33 kV | All generators | 0.99 | ind | Dorada - Magdalena 115 kV | m:P:bus1 in MW | 83.37 | ElmLne
2031 | 2031_DzMD_GzMD_Dp00_Gp00 | A1-Pensilvania 33 kV | All generators | 1 | ind | Dorada - Magdalena 115 kV | m:P:bus1 in MW | 83.3167 | ElmLne
2031 | 2031_DzMD_GzMD_Dp00_Gp00 | A1-Pensilvania 33 kV | All generators | 0.9 | ind | Dorada - Magdalena 115 kV | m:P:bus2 in MW | -83.1063 | ElmLne
2031 | 2031_DzMD_GzMD_Dp00_Gp00 | A1-Pensilvania 33 kV | All generators | 0.91 | ind | Dorada - Magdalena 115 kV | m:P:bus2 in MW | -83.099 | ElmLne
2031 | 2031_DzMD_GzMD_Dp00_Gp00 | A1-Pensilvania 33 kV | All generators | 0.92 | ind | Dorada - Magdalena 115 kV | m:P:bus2 in MW | -83.0912 | ElmLne
2031 | 2031_DzMD_GzMD_Dp00_Gp00 | A1-Pensilvania 33 kV | All generators | 0.93 | ind | Dorada - Magdalena 115 kV | m:P:bus2 in MW | -83.0829 | ElmLne
2031 | 2031_DzMD_GzMD_Dp00_Gp00 | A1-Pensilvania 33 kV | All generators | 0.94 | ind | Dorada - Magdalena 115 kV | m:P:bus2 in MW | -83.074 | ElmLne
2031 | 2031_DzMD_GzMD_Dp00_Gp00 | A1-Pensilvania 33 kV | All generators | 0.95 | ind | Dorada - Magdalena 115 kV | m:P:bus2 in MW | -83.0642 | ElmLne
2031 | 2031_DzMD_GzMD_Dp00_Gp00 | A1-Pensilvania 33 kV | All generators | 0.96 | ind | Dorada - Magdalena 115 kV | m:P:bus2 in MW | -83.0533 | ElmLne
2031 | 2031_DzMD_GzMD_Dp00_Gp00 | A1-Pensilvania 33 kV | All generators | 0.97 | ind | Dorada - Magdalena 115 kV | m:P:bus2 in MW | -83.0408 | ElmLne
2031 | 2031_DzMD_GzMD_Dp00_Gp00 | A1-Pensilvania 33 kV | All generators | 0.98 | ind | Dorada - Magdalena 115 kV | m:P:bus2 in MW | -83.0256 | ElmLne
2031 | 2031_DzMD_GzMD_Dp00_Gp00 | A1-Pensilvania 33 kV | All generators | 0.99 | ind | Dorada - Magdalena 115 kV | m:P:bus2 in MW | -83.0053 | ElmLne
2031 | 2031_DzMD_GzMD_Dp00_Gp00 | A1-Pensilvania 33 kV | All generators | 1 | ind | Dorada - Magdalena 115 kV | m:P:bus2 in MW | -82.9519 | ElmLne
2031 | 2031_DzMD_GzMD_Dp00_Gp00 | A1-Pensilvania 33 kV | All generators | 0.9 | ind | Dorada - Magdalena 115 kV | m:Q:bus1 in Mvar | -6.2335 | ElmLne
2031 | 2031_DzMD_GzMD_Dp00_Gp00 | A1-Pensilvania 33 kV | All generators | 0.91 | ind | Dorada - Magdalena 115 kV | m:Q:bus1 in Mvar | -6.253 | ElmLne
2031 | 2031_DzMD_GzMD_Dp00_Gp00 | A1-Pensilvania 33 kV | All generators | 0.92 | ind | Dorada - Magdalena 115 kV | m:Q:bus1 in Mvar | -6.2734 | ElmLne
2031 | 2031_DzMD_GzMD_Dp00_Gp00 | A1-Pensilvania 33 kV | All generators | 0.93 | ind | Dorada - Magdalena 115 kV | m:Q:bus1 in Mvar | -6.2949 | ElmLne
2031 | 2031_DzMD_GzMD_Dp00_Gp00 | A1-Pensilvania 33 kV | All generators | 0.94 | ind | Dorada - Magdalena 115 kV | m:Q:bus1 in Mvar | -6.3178 | ElmLne
2031 | 2031_DzMD_GzMD_Dp00_Gp00 | A1-Pensilvania 33 kV | All generators | 0.95 | ind | Dorada - Magdalena 115 kV | m:Q:bus1 in Mvar | -6.3425 | ElmLne
2031 | 2031_DzMD_GzMD_Dp00_Gp00 | A1-Pensilvania 33 kV | All generators | 0.96 | ind | Dorada - Magdalena 115 kV | m:Q:bus1 in Mvar | -6.3697 | ElmLne
2031 | 2031_DzMD_GzMD_Dp00_Gp00 | A1-Pensilvania 33 kV | All generators | 0.97 | ind | Dorada - Magdalena 115 kV | m:Q:bus1 in Mvar | -6.4006 | ElmLne
2031 | 2031_DzMD_GzMD_Dp00_Gp00 | A1-Pensilvania 33 kV | All generators | 0.98 | ind | Dorada - Magdalena 115 kV | m:Q:bus1 in Mvar | -6.4374 | ElmLne
2031 | 2031_DzMD_GzMD_Dp00_Gp00 | A1-Pensilvania 33 kV | All generators | 0.99 | ind | Dorada - Magdalena 115 kV | m:Q:bus1 in Mvar | -6.4857 | ElmLne
2031 | 2031_DzMD_GzMD_Dp00_Gp00 | A1-Pensilvania 33 kV | All generators | 1 | ind | Dorada - Magdalena 115 kV | m:Q:bus1 in Mvar | -6.608 | ElmLne
2031 | 2031_DzMD_GzMD_Dp00_Gp00 | A1-Pensilvania 33 kV | All generators | 0.9 | ind | Dorada - Magdalena 115 kV | m:Q:bus2 in Mvar | 7.6683 | ElmLne
2031 | 2031_DzMD_GzMD_Dp00_Gp00 | A1-Pensilvania 33 kV | All generators | 0.91 | ind | Dorada - Magdalena 115 kV | m:Q:bus2 in Mvar | 7.688 | ElmLne
2031 | 2031_DzMD_GzMD_Dp00_Gp00 | A1-Pensilvania 33 kV | All generators | 0.92 | ind | Dorada - Magdalena 115 kV | m:Q:bus2 in Mvar | 7.7087 | ElmLne
2031 | 2031_DzMD_GzMD_Dp00_Gp00 | A1-Pensilvania 33 kV | All generators | 0.93 | ind | Dorada - Magdalena 115 kV | m:Q:bus2 in Mvar | 7.7305 | ElmLne
2031 | 2031_DzMD_GzMD_Dp00_Gp00 | A1-Pensilvania 33 kV | All generators | 0.94 | ind | Dorada - Magdalena 115 kV | m:Q:bus2 in Mvar | 7.7536 | ElmLne
2031 | 2031_DzMD_GzMD_Dp00_Gp00 | A1-Pensilvania 33 kV | All generators | 0.95 | ind | Dorada - Magdalena 115 kV | m:Q:bus2 in Mvar | 7.7787 | ElmLne
2031 | 2031_DzMD_GzMD_Dp00_Gp00 | A1-Pensilvania 33 kV | All generators | 0.96 | ind | Dorada - Magdalena 115 kV | m:Q:bus2 in Mvar | 7.8063 | ElmLne
2031 | 2031_DzMD_GzMD_Dp00_Gp00 | A1-Pensilvania 33 kV | All generators | 0.97 | ind | Dorada - Magdalena 115 kV | m:Q:bus2 in Mvar | 7.8375 | ElmLne
2031 | 2031_DzMD_GzMD_Dp00_Gp00 | A1-Pensilvania 33 kV | All generators | 0.98 | ind | Dorada - Magdalena 115 kV | m:Q:bus2 in Mvar | 7.8747 | ElmLne
2031 | 2031_DzMD_GzMD_Dp00_Gp00 | A1-Pensilvania 33 kV | All generators | 0.99 | ind | Dorada - Magdalena 115 kV | m:Q:bus2 in Mvar | 7.9237 | ElmLne
2031 | 2031_DzMD_GzMD_Dp00_Gp00 | A1-Pensilvania 33 kV | All generators | 1 | ind | Dorada - Magdalena 115 kV | m:Q:bus2 in Mvar | 8.0473 | ElmLne
2031 | 2031_DzMD_GzMD_Dp00_Gp00 | A1-Pensilvania 33 kV | All generators | 0.9 | ind | Dorada - Magdalena 115 kV | m:cosphi:bus1 | 0.99722 | ElmLne
2031 | 2031_DzMD_GzMD_Dp00_Gp00 | A1-Pensilvania 33 kV | All generators | 0.91 | ind | Dorada - Magdalena 115 kV | m:cosphi:bus1 | 0.9972 | ElmLne
2031 | 2031_DzMD_GzMD_Dp00_Gp00 | A1-Pensilvania 33 kV | All generators | 0.92 | ind | Dorada - Magdalena 115 kV | m:cosphi:bus1 | 0.99719 | ElmLne
2031 | 2031_DzMD_GzMD_Dp00_Gp00 | A1-Pensilvania 33 kV | All generators | 0.93 | ind | Dorada - Magdalena 115 kV | m:cosphi:bus1 | 0.99717 | ElmLne
2031 | 2031_DzMD_GzMD_Dp00_Gp00 | A1-Pensilvania 33 kV | All generators | 0.94 | ind | Dorada - Magdalena 115 kV | m:cosphi:bus1 | 0.99715 | ElmLne
2031 | 2031_DzMD_GzMD_Dp00_Gp00 | A1-Pensilvania 33 kV | All generators | 0.95 | ind | Dorada - Magdalena 115 kV | m:cosphi:bus1 | 0.99712 | ElmLne
2031 | 2031_DzMD_GzMD_Dp00_Gp00 | A1-Pensilvania 33 kV | All generators | 0.96 | ind | Dorada - Magdalena 115 kV | m:cosphi:bus1 | 0.9971 | ElmLne
2031 | 2031_DzMD_GzMD_Dp00_Gp00 | A1-Pensilvania 33 kV | All generators | 0.97 | ind | Dorada - Magdalena 115 kV | m:cosphi:bus1 | 0.99707 | ElmLne
2031 | 2031_DzMD_GzMD_Dp00_Gp00 | A1-Pensilvania 33 kV | All generators | 0.98 | ind | Dorada - Magdalena 115 kV | m:cosphi:bus1 | 0.99703 | ElmLne
2031 | 2031_DzMD_GzMD_Dp00_Gp00 | A1-Pensilvania 33 kV | All generators | 0.99 | ind | Dorada - Magdalena 115 kV | m:cosphi:bus1 | 0.99699 | ElmLne
2031 | 2031_DzMD_GzMD_Dp00_Gp00 | A1-Pensilvania 33 kV | All generators | 1 | ind | Dorada - Magdalena 115 kV | m:cosphi:bus1 | 0.99687 | ElmLne
2031 | 2031_DzMD_GzMD_Dp00_Gp00 | A1-Pensilvania 33 kV | All generators | 0.9 | ind | Dorada - Magdalena 115 kV | m:cosphi:bus2 | -0.99577 | ElmLne
2031 | 2031_DzMD_GzMD_Dp00_Gp00 | A1-Pensilvania 33 kV | All generators | 0.91 | ind | Dorada - Magdalena 115 kV | m:cosphi:bus2 | -0.99575 | ElmLne
2031 | 2031_DzMD_GzMD_Dp00_Gp00 | A1-Pensilvania 33 kV | All generators | 0.92 | ind | Dorada - Magdalena 115 kV | m:cosphi:bus2 | -0.99572 | ElmLne
2031 | 2031_DzMD_GzMD_Dp00_Gp00 | A1-Pensilvania 33 kV | All generators | 0.93 | ind | Dorada - Magdalena 115 kV | m:cosphi:bus2 | -0.9957 | ElmLne
2031 | 2031_DzMD_GzMD_Dp00_Gp00 | A1-Pensilvania 33 kV | All generators | 0.94 | ind | Dorada - Magdalena 115 kV | m:cosphi:bus2 | -0.99567 | ElmLne
2031 | 2031_DzMD_GzMD_Dp00_Gp00 | A1-Pensilvania 33 kV | All generators | 0.95 | ind | Dorada - Magdalena 115 kV | m:cosphi:bus2 | -0.99564 | ElmLne
2031 | 2031_DzMD_GzMD_Dp00_Gp00 | A1-Pensilvania 33 kV | All generators | 0.96 | ind | Dorada - Magdalena 115 kV | m:cosphi:bus2 | -0.99561 | ElmLne
2031 | 2031_DzMD_GzMD_Dp00_Gp00 | A1-Pensilvania 33 kV | All generators | 0.97 | ind | Dorada - Magdalena 115 kV | m:cosphi:bus2 | -0.99558 | ElmLne
2031 | 2031_DzMD_GzMD_Dp00_Gp00 | A1-Pensilvania 33 kV | All generators | 0.98 | ind | Dorada - Magdalena 115 kV | m:cosphi:bus2 | -0.99553 | ElmLne
2031 | 2031_DzMD_GzMD_Dp00_Gp00 | A1-Pensilvania 33 kV | All generators | 0.99 | ind | Dorada - Magdalena 115 kV | m:cosphi:bus2 | -0.99547 | ElmLne
2031 | 2031_DzMD_GzMD_Dp00_Gp00 | A1-Pensilvania 33 kV | All generators | 1 | ind | Dorada - Magdalena 115 kV | m:cosphi:bus2 | -0.99533 | ElmLne
2031 | 2031_DzMD_GzMD_Dp00_Gp00 | A1-Pensilvania 33 kV | All generators | 0.9 | ind | Mariquita - Victoria 2 115 | m:P:bus1 in MW | -11.687 | ElmLne
2031 | 2031_DzMD_GzMD_Dp00_Gp00 | A1-Pensilvania 33 kV | All generators | 0.91 | ind | Mariquita - Victoria 2 115 | m:P:bus1 in MW | -11.6861 | ElmLne
2031 | 2031_DzMD_GzMD_Dp00_Gp00 | A1-Pensilvania 33 kV | All generators | 0.92 | ind | Mariquita - Victoria 2 115 | m:P:bus1 in MW | -11.6852 | ElmLne
2031 | 2031_DzMD_GzMD_Dp00_Gp00 | A1-Pensilvania 33 kV | All generators | 0.93 | ind | Mariquita - Victoria 2 115 | m:P:bus1 in MW | -11.6842 | ElmLne
2031 | 2031_DzMD_GzMD_Dp00_Gp00 | A1-Pensilvania 33 kV | All generators | 0.94 | ind | Mariquita - Victoria 2 115 | m:P:bus1 in MW | -11.6832 | ElmLne
2031 | 2031_DzMD_GzMD_Dp00_Gp00 | A1-Pensilvania 33 kV | All generators | 0.95 | ind | Mariquita - Victoria 2 115 | m:P:bus1 in MW | -11.6821 | ElmLne
2031 | 2031_DzMD_GzMD_Dp00_Gp00 | A1-Pensilvania 33 kV | All generators | 0.96 | ind | Mariquita - Victoria 2 115 | m:P:bus1 in MW | -11.6809 | ElmLne
2031 | 2031_DzMD_GzMD_Dp00_Gp00 | A1-Pensilvania 33 kV | All generators | 0.97 | ind | Mariquita - Victoria 2 115 | m:P:bus1 in MW | -11.6795 | ElmLne
2031 | 2031_DzMD_GzMD_Dp00_Gp00 | A1-Pensilvania 33 kV | All generators | 0.98 | ind | Mariquita - Victoria 2 115 | m:P:bus1 in MW | -11.6779 | ElmLne
2031 | 2031_DzMD_GzMD_Dp00_Gp00 | A1-Pensilvania 33 kV | All generators | 0.99 | ind | Mariquita - Victoria 2 115 | m:P:bus1 in MW | -11.6758 | ElmLne
2031 | 2031_DzMD_GzMD_Dp00_Gp00 | A1-Pensilvania 33 kV | All generators | 1 | ind | Mariquita - Victoria 2 115 | m:P:bus1 in MW | -11.6705 | ElmLne
2031 | 2031_DzMD_GzMD_Dp00_Gp00 | A1-Pensilvania 33 kV | All generators | 0.9 | ind | Mariquita - Victoria 2 115 | m:P:bus2 in MW | 11.7158 | ElmLne
2031 | 2031_DzMD_GzMD_Dp00_Gp00 | A1-Pensilvania 33 kV | All generators | 0.91 | ind | Mariquita - Victoria 2 115 | m:P:bus2 in MW | 11.7149 | ElmLne
2031 | 2031_DzMD_GzMD_Dp00_Gp00 | A1-Pensilvania 33 kV | All generators | 0.92 | ind | Mariquita - Victoria 2 115 | m:P:bus2 in MW | 11.714 | ElmLne
2031 | 2031_DzMD_GzMD_Dp00_Gp00 | A1-Pensilvania 33 kV | All generators | 0.93 | ind | Mariquita - Victoria 2 115 | m:P:bus2 in MW | 11.713 | ElmLne
2031 | 2031_DzMD_GzMD_Dp00_Gp00 | A1-Pensilvania 33 kV | All generators | 0.94 | ind | Mariquita - Victoria 2 115 | m:P:bus2 in MW | 11.712 | ElmLne
2031 | 2031_DzMD_GzMD_Dp00_Gp00 | A1-Pensilvania 33 kV | All generators | 0.95 | ind | Mariquita - Victoria 2 115 | m:P:bus2 in MW | 11.7109 | ElmLne
2031 | 2031_DzMD_GzMD_Dp00_Gp00 | A1-Pensilvania 33 kV | All generators | 0.96 | ind | Mariquita - Victoria 2 115 | m:P:bus2 in MW | 11.7097 | ElmLne
2031 | 2031_DzMD_GzMD_Dp00_Gp00 | A1-Pensilvania 33 kV | All generators | 0.97 | ind | Mariquita - Victoria 2 115 | m:P:bus2 in MW | 11.7083 | ElmLne
2031 | 2031_DzMD_GzMD_Dp00_Gp00 | A1-Pensilvania 33 kV | All generators | 0.98 | ind | Mariquita - Victoria 2 115 | m:P:bus2 in MW | 11.7067 | ElmLne
2031 | 2031_DzMD_GzMD_Dp00_Gp00 | A1-Pensilvania 33 kV | All generators | 0.99 | ind | Mariquita - Victoria 2 115 | m:P:bus2 in MW | 11.7046 | ElmLne
2031 | 2031_DzMD_GzMD_Dp00_Gp00 | A1-Pensilvania 33 kV | All generators | 1 | ind | Mariquita - Victoria 2 115 | m:P:bus2 in MW | 11.6994 | ElmLne
2031 | 2031_DzMD_GzMD_Dp00_Gp00 | A1-Pensilvania 33 kV | All generators | 0.9 | ind | Mariquita - Victoria 2 115 | m:Q:bus1 in Mvar | -0.57913 | ElmLne
2031 | 2031_DzMD_GzMD_Dp00_Gp00 | A1-Pensilvania 33 kV | All generators | 0.91 | ind | Mariquita - Victoria 2 115 | m:Q:bus1 in Mvar | -0.57722 | ElmLne
2031 | 2031_DzMD_GzMD_Dp00_Gp00 | A1-Pensilvania 33 kV | All generators | 0.92 | ind | Mariquita - Victoria 2 115 | m:Q:bus1 in Mvar | -0.57522 | ElmLne
2031 | 2031_DzMD_GzMD_Dp00_Gp00 | A1-Pensilvania 33 kV | All generators | 0.93 | ind | Mariquita - Victoria 2 115 | m:Q:bus1 in Mvar | -0.57314 | ElmLne
2031 | 2031_DzMD_GzMD_Dp00_Gp00 | A1-Pensilvania 33 kV | All generators | 0.94 | ind | Mariquita - Victoria 2 115 | m:Q:bus1 in Mvar | -0.57092 | ElmLne
2031 | 2031_DzMD_GzMD_Dp00_Gp00 | A1-Pensilvania 33 kV | All generators | 0.95 | ind | Mariquita - Victoria 2 115 | m:Q:bus1 in Mvar | -0.56855 | ElmLne
2031 | 2031_DzMD_GzMD_Dp00_Gp00 | A1-Pensilvania 33 kV | All generators | 0.96 | ind | Mariquita - Victoria 2 115 | m:Q:bus1 in Mvar | -0.56595 | ElmLne
2031 | 2031_DzMD_GzMD_Dp00_Gp00 | A1-Pensilvania 33 kV | All generators | 0.97 | ind | Mariquita - Victoria 2 115 | m:Q:bus1 in Mvar | -0.56304 | ElmLne
2031 | 2031_DzMD_GzMD_Dp00_Gp00 | A1-Pensilvania 33 kV | All generators | 0.98 | ind | Mariquita - Victoria 2 115 | m:Q:bus1 in Mvar | -0.5596 | ElmLne
2031 | 2031_DzMD_GzMD_Dp00_Gp00 | A1-Pensilvania 33 kV | All generators | 0.99 | ind | Mariquita - Victoria 2 115 | m:Q:bus1 in Mvar | -0.55512 | ElmLne
2031 | 2031_DzMD_GzMD_Dp00_Gp00 | A1-Pensilvania 33 kV | All generators | 1 | ind | Mariquita - Victoria 2 115 | m:Q:bus1 in Mvar | -0.5441 | ElmLne
2031 | 2031_DzMD_GzMD_Dp00_Gp00 | A1-Pensilvania 33 kV | All generators | 0.9 | ind | Mariquita - Victoria 2 115 | m:Q:bus2 in Mvar | -0.010012 | ElmLne
2031 | 2031_DzMD_GzMD_Dp00_Gp00 | A1-Pensilvania 33 kV | All generators | 0.91 | ind | Mariquita - Victoria 2 115 | m:Q:bus2 in Mvar | -0.011684 | ElmLne
2031 | 2031_DzMD_GzMD_Dp00_Gp00 | A1-Pensilvania 33 kV | All generators | 0.92 | ind | Mariquita - Victoria 2 115 | m:Q:bus2 in Mvar | -0.013423 | ElmLne
2031 | 2031_DzMD_GzMD_Dp00_Gp00 | A1-Pensilvania 33 kV | All generators | 0.93 | ind | Mariquita - Victoria 2 115 | m:Q:bus2 in Mvar | -0.015244 | ElmLne
2031 | 2031_DzMD_GzMD_Dp00_Gp00 | A1-Pensilvania 33 kV | All generators | 0.94 | ind | Mariquita - Victoria 2 115 | m:Q:bus2 in Mvar | -0.017172 | ElmLne
2031 | 2031_DzMD_GzMD_Dp00_Gp00 | A1-Pensilvania 33 kV | All generators | 0.95 | ind | Mariquita - Victoria 2 115 | m:Q:bus2 in Mvar | -0.019238 | ElmLne
2031 | 2031_DzMD_GzMD_Dp00_Gp00 | A1-Pensilvania 33 kV | All generators | 0.96 | ind | Mariquita - Victoria 2 115 | m:Q:bus2 in Mvar | -0.021494 | ElmLne
2031 | 2031_DzMD_GzMD_Dp00_Gp00 | A1-Pensilvania 33 kV | All generators | 0.97 | ind | Mariquita - Victoria 2 115 | m:Q:bus2 in Mvar | -0.024027 | ElmLne
2031 | 2031_DzMD_GzMD_Dp00_Gp00 | A1-Pensilvania 33 kV | All generators | 0.98 | ind | Mariquita - Victoria 2 115 | m:Q:bus2 in Mvar | -0.027007 | ElmLne
2031 | 2031_DzMD_GzMD_Dp00_Gp00 | A1-Pensilvania 33 kV | All generators | 0.99 | ind | Mariquita - Victoria 2 115 | m:Q:bus2 in Mvar | -0.030876 | ElmLne
2031 | 2031_DzMD_GzMD_Dp00_Gp00 | A1-Pensilvania 33 kV | All generators | 1 | ind | Mariquita - Victoria 2 115 | m:Q:bus2 in Mvar | -0.040372 | ElmLne
2031 | 2031_DzMD_GzMD_Dp00_Gp00 | A1-Pensilvania 33 kV | All generators | 0.9 | ind | Mariquita - Victoria 2 115 | m:cosphi:bus1 | -0.99877 | ElmLne
2031 | 2031_DzMD_GzMD_Dp00_Gp00 | A1-Pensilvania 33 kV | All generators | 0.91 | ind | Mariquita - Victoria 2 115 | m:cosphi:bus1 | -0.99878 | ElmLne
2031 | 2031_DzMD_GzMD_Dp00_Gp00 | A1-Pensilvania 33 kV | All generators | 0.92 | ind | Mariquita - Victoria 2 115 | m:cosphi:bus1 | -0.99879 | ElmLne
2031 | 2031_DzMD_GzMD_Dp00_Gp00 | A1-Pensilvania 33 kV | All generators | 0.93 | ind | Mariquita - Victoria 2 115 | m:cosphi:bus1 | -0.9988 | ElmLne
2031 | 2031_DzMD_GzMD_Dp00_Gp00 | A1-Pensilvania 33 kV | All generators | 0.94 | ind | Mariquita - Victoria 2 115 | m:cosphi:bus1 | -0.99881 | ElmLne
2031 | 2031_DzMD_GzMD_Dp00_Gp00 | A1-Pensilvania 33 kV | All generators | 0.95 | ind | Mariquita - Victoria 2 115 | m:cosphi:bus1 | -0.99882 | ElmLne
2031 | 2031_DzMD_GzMD_Dp00_Gp00 | A1-Pensilvania 33 kV | All generators | 0.96 | ind | Mariquita - Victoria 2 115 | m:cosphi:bus1 | -0.99883 | ElmLne
2031 | 2031_DzMD_GzMD_Dp00_Gp00 | A1-Pensilvania 33 kV | All generators | 0.97 | ind | Mariquita - Victoria 2 115 | m:cosphi:bus1 | -0.99884 | ElmLne
2031 | 2031_DzMD_GzMD_Dp00_Gp00 | A1-Pensilvania 33 kV | All generators | 0.98 | ind | Mariquita - Victoria 2 115 | m:cosphi:bus1 | -0.99885 | ElmLne
2031 | 2031_DzMD_GzMD_Dp00_Gp00 | A1-Pensilvania 33 kV | All generators | 0.99 | ind | Mariquita - Victoria 2 115 | m:cosphi:bus1 | -0.99887 | ElmLne
2031 | 2031_DzMD_GzMD_Dp00_Gp00 | A1-Pensilvania 33 kV | All generators | 1 | ind | Mariquita - Victoria 2 115 | m:cosphi:bus1 | -0.99891 | ElmLne
2031 | 2031_DzMD_GzMD_Dp00_Gp00 | A1-Pensilvania 33 kV | All generators | 0.9 | ind | Mariquita - Victoria 2 115 | m:cosphi:bus2 | 1 | ElmLne
2031 | 2031_DzMD_GzMD_Dp00_Gp00 | A1-Pensilvania 33 kV | All generators | 0.91 | ind | Mariquita - Victoria 2 115 | m:cosphi:bus2 | 1 | ElmLne
2031 | 2031_DzMD_GzMD_Dp00_Gp00 | A1-Pensilvania 33 kV | All generators | 0.92 | ind | Mariquita - Victoria 2 115 | m:cosphi:bus2 | 1 | ElmLne
2031 | 2031_DzMD_GzMD_Dp00_Gp00 | A1-Pensilvania 33 kV | All generators | 0.93 | ind | Mariquita - Victoria 2 115 | m:cosphi:bus2 | 1 | ElmLne
2031 | 2031_DzMD_GzMD_Dp00_Gp00 | A1-Pensilvania 33 kV | All generators | 0.94 | ind | Mariquita - Victoria 2 115 | m:cosphi:bus2 | 1 | ElmLne
2031 | 2031_DzMD_GzMD_Dp00_Gp00 | A1-Pensilvania 33 kV | All generators | 0.95 | ind | Mariquita - Victoria 2 115 | m:cosphi:bus2 | 1 | ElmLne
2031 | 2031_DzMD_GzMD_Dp00_Gp00 | A1-Pensilvania 33 kV | All generators | 0.96 | ind | Mariquita - Victoria 2 115 | m:cosphi:bus2 | 1 | ElmLne
2031 | 2031_DzMD_GzMD_Dp00_Gp00 | A1-Pensilvania 33 kV | All generators | 0.97 | ind | Mariquita - Victoria 2 115 | m:cosphi:bus2 | 1 | ElmLne
2031 | 2031_DzMD_GzMD_Dp00_Gp00 | A1-Pensilvania 33 kV | All generators | 0.98 | ind | Mariquita - Victoria 2 115 | m:cosphi:bus2 | 1 | ElmLne
2031 | 2031_DzMD_GzMD_Dp00_Gp00 | A1-Pensilvania 33 kV | All generators | 0.99 | ind | Mariquita - Victoria 2 115 | m:cosphi:bus2 | 1 | ElmLne
2031 | 2031_DzMD_GzMD_Dp00_Gp00 | A1-Pensilvania 33 kV | All generators | 1 | ind | Mariquita - Victoria 2 115 | m:cosphi:bus2 | 0.99999 | ElmLne
2031 | 2031_DzMD_GzMD_Dp00_Gp00 | A1-Pensilvania 33 kV | All generators | 0.9 | ind | Dorada 115/33/13.8 kV | m:P:bushv in MW | -2.4941 | ElmTr3
2031 | 2031_DzMD_GzMD_Dp00_Gp00 | A1-Pensilvania 33 kV | All generators | 0.91 | ind | Dorada 115/33/13.8 kV | m:P:bushv in MW | -2.496 | ElmTr3
2031 | 2031_DzMD_GzMD_Dp00_Gp00 | A1-Pensilvania 33 kV | All generators | 0.92 | ind | Dorada 115/33/13.8 kV | m:P:bushv in MW | -2.4978 | ElmTr3
2031 | 2031_DzMD_GzMD_Dp00_Gp00 | A1-Pensilvania 33 kV | All generators | 0.93 | ind | Dorada 115/33/13.8 kV | m:P:bushv in MW | -2.4995 | ElmTr3
2031 | 2031_DzMD_GzMD_Dp00_Gp00 | A1-Pensilvania 33 kV | All generators | 0.94 | ind | Dorada 115/33/13.8 kV | m:P:bushv in MW | -2.5011 | ElmTr3
2031 | 2031_DzMD_GzMD_Dp00_Gp00 | A1-Pensilvania 33 kV | All generators | 0.95 | ind | Dorada 115/33/13.8 kV | m:P:bushv in MW | -2.5026 | ElmTr3
2031 | 2031_DzMD_GzMD_Dp00_Gp00 | A1-Pensilvania 33 kV | All generators | 0.96 | ind | Dorada 115/33/13.8 kV | m:P:bushv in MW | -2.504 | ElmTr3
2031 | 2031_DzMD_GzMD_Dp00_Gp00 | A1-Pensilvania 33 kV | All generators | 0.97 | ind | Dorada 115/33/13.8 kV | m:P:bushv in MW | -2.5053 | ElmTr3
2031 | 2031_DzMD_GzMD_Dp00_Gp00 | A1-Pensilvania 33 kV | All generators | 0.98 | ind | Dorada 115/33/13.8 kV | m:P:bushv in MW | -2.5062 | ElmTr3
2031 | 2031_DzMD_GzMD_Dp00_Gp00 | A1-Pensilvania 33 kV | All generators | 0.99 | ind | Dorada 115/33/13.8 kV | m:P:bushv in MW | -2.5067 | ElmTr3
2031 | 2031_DzMD_GzMD_Dp00_Gp00 | A1-Pensilvania 33 kV | All generators | 1 | ind | Dorada 115/33/13.8 kV | m:P:bushv in MW | -2.5038 | ElmTr3
2031 | 2031_DzMD_GzMD_Dp00_Gp00 | A1-Pensilvania 33 kV | All generators | 0.9 | ind | Dorada 115/33/13.8 kV | m:Q:bushv in Mvar | 4.8963 | ElmTr3
2031 | 2031_DzMD_GzMD_Dp00_Gp00 | A1-Pensilvania 33 kV | All generators | 0.91 | ind | Dorada 115/33/13.8 kV | m:Q:bushv in Mvar | 4.9301 | ElmTr3
2031 | 2031_DzMD_GzMD_Dp00_Gp00 | A1-Pensilvania 33 kV | All generators | 0.92 | ind | Dorada 115/33/13.8 kV | m:Q:bushv in Mvar | 4.9655 | ElmTr3
2031 | 2031_DzMD_GzMD_Dp00_Gp00 | A1-Pensilvania 33 kV | All generators | 0.93 | ind | Dorada 115/33/13.8 kV | m:Q:bushv in Mvar | 5.0029 | ElmTr3
2031 | 2031_DzMD_GzMD_Dp00_Gp00 | A1-Pensilvania 33 kV | All generators | 0.94 | ind | Dorada 115/33/13.8 kV | m:Q:bushv in Mvar | 5.0427 | ElmTr3
2031 | 2031_DzMD_GzMD_Dp00_Gp00 | A1-Pensilvania 33 kV | All generators | 0.95 | ind | Dorada 115/33/13.8 kV | m:Q:bushv in Mvar | 5.0856 | ElmTr3
2031 | 2031_DzMD_GzMD_Dp00_Gp00 | A1-Pensilvania 33 kV | All generators | 0.96 | ind | Dorada 115/33/13.8 kV | m:Q:bushv in Mvar | 5.1329 | ElmTr3
2031 | 2031_DzMD_GzMD_Dp00_Gp00 | A1-Pensilvania 33 kV | All generators | 0.97 | ind | Dorada 115/33/13.8 kV | m:Q:bushv in Mvar | 5.1865 | ElmTr3
2031 | 2031_DzMD_GzMD_Dp00_Gp00 | A1-Pensilvania 33 kV | All generators | 0.98 | ind | Dorada 115/33/13.8 kV | m:Q:bushv in Mvar | 5.2502 | ElmTr3
2031 | 2031_DzMD_GzMD_Dp00_Gp00 | A1-Pensilvania 33 kV | All generators | 0.99 | ind | Dorada 115/33/13.8 kV | m:Q:bushv in Mvar | 5.3341 | ElmTr3
2031 | 2031_DzMD_GzMD_Dp00_Gp00 | A1-Pensilvania 33 kV | All generators | 1 | ind | Dorada 115/33/13.8 kV | m:Q:bushv in Mvar | 5.5459 | ElmTr3
2031 | 2031_DzMD_GzMD_Dp00_Gp00 | A1-Pensilvania 33 kV | All generators | 0.9 | ind | Dorada 115/33/13.8 kV | m:cosphi:bushv | -0.45389 | ElmTr3
2031 | 2031_DzMD_GzMD_Dp00_Gp00 | A1-Pensilvania 33 kV | All generators | 0.91 | ind | Dorada 115/33/13.8 kV | m:cosphi:bushv | -0.45168 | ElmTr3
2031 | 2031_DzMD_GzMD_Dp00_Gp00 | A1-Pensilvania 33 kV | All generators | 0.92 | ind | Dorada 115/33/13.8 kV | m:cosphi:bushv | -0.44937 | ElmTr3
2031 | 2031_DzMD_GzMD_Dp00_Gp00 | A1-Pensilvania 33 kV | All generators | 0.93 | ind | Dorada 115/33/13.8 kV | m:cosphi:bushv | -0.44693 | ElmTr3
2031 | 2031_DzMD_GzMD_Dp00_Gp00 | A1-Pensilvania 33 kV | All generators | 0.94 | ind | Dorada 115/33/13.8 kV | m:cosphi:bushv | -0.44434 | ElmTr3
2031 | 2031_DzMD_GzMD_Dp00_Gp00 | A1-Pensilvania 33 kV | All generators | 0.95 | ind | Dorada 115/33/13.8 kV | m:cosphi:bushv | -0.44153 | ElmTr3
2031 | 2031_DzMD_GzMD_Dp00_Gp00 | A1-Pensilvania 33 kV | All generators | 0.96 | ind | Dorada 115/33/13.8 kV | m:cosphi:bushv | -0.43845 | ElmTr3
2031 | 2031_DzMD_GzMD_Dp00_Gp00 | A1-Pensilvania 33 kV | All generators | 0.97 | ind | Dorada 115/33/13.8 kV | m:cosphi:bushv | -0.43495 | ElmTr3
2031 | 2031_DzMD_GzMD_Dp00_Gp00 | A1-Pensilvania 33 kV | All generators | 0.98 | ind | Dorada 115/33/13.8 kV | m:cosphi:bushv | -0.43079 | ElmTr3
2031 | 2031_DzMD_GzMD_Dp00_Gp00 | A1-Pensilvania 33 kV | All generators | 0.99 | ind | Dorada 115/33/13.8 kV | m:cosphi:bushv | -0.42531 | ElmTr3
2031 | 2031_DzMD_GzMD_Dp00_Gp00 | A1-Pensilvania 33 kV | All generators | 1 | ind | Dorada 115/33/13.8 kV | m:cosphi:bushv | -0.41148 | ElmTr3
2031 | 2031_DzMD_GzMD_Dp00_Gp00 | A1-Pensilvania 33 kV | All generators | 0.9 | ind | Manzanares 115/33/13.8 kV | m:P:bushv in MW | -9.4394 | ElmTr3
2031 | 2031_DzMD_GzMD_Dp00_Gp00 | A1-Pensilvania 33 kV | All generators | 0.91 | ind | Manzanares 115/33/13.8 kV | m:P:bushv in MW | -9.4327 | ElmTr3
2031 | 2031_DzMD_GzMD_Dp00_Gp00 | A1-Pensilvania 33 kV | All generators | 0.92 | ind | Manzanares 115/33/13.8 kV | m:P:bushv in MW | -9.4246 | ElmTr3
2031 | 2031_DzMD_GzMD_Dp00_Gp00 | A1-Pensilvania 33 kV | All generators | 0.93 | ind | Manzanares 115/33/13.8 kV | m:P:bushv in MW | -9.4148 | ElmTr3
2031 | 2031_DzMD_GzMD_Dp00_Gp00 | A1-Pensilvania 33 kV | All generators | 0.94 | ind | Manzanares 115/33/13.8 kV | m:P:bushv in MW | -9.4032 | ElmTr3
2031 | 2031_DzMD_GzMD_Dp00_Gp00 | A1-Pensilvania 33 kV | All generators | 0.95 | ind | Manzanares 115/33/13.8 kV | m:P:bushv in MW | -9.3891 | ElmTr3
2031 | 2031_DzMD_GzMD_Dp00_Gp00 | A1-Pensilvania 33 kV | All generators | 0.96 | ind | Manzanares 115/33/13.8 kV | m:P:bushv in MW | -9.3717 | ElmTr3
2031 | 2031_DzMD_GzMD_Dp00_Gp00 | A1-Pensilvania 33 kV | All generators | 0.97 | ind | Manzanares 115/33/13.8 kV | m:P:bushv in MW | -9.3497 | ElmTr3
2031 | 2031_DzMD_GzMD_Dp00_Gp00 | A1-Pensilvania 33 kV | All generators | 0.98 | ind | Manzanares 115/33/13.8 kV | m:P:bushv in MW | -9.3204 | ElmTr3
2031 | 2031_DzMD_GzMD_Dp00_Gp00 | A1-Pensilvania 33 kV | All generators | 0.99 | ind | Manzanares 115/33/13.8 kV | m:P:bushv in MW | -9.2765 | ElmTr3
2031 | 2031_DzMD_GzMD_Dp00_Gp00 | A1-Pensilvania 33 kV | All generators | 1 | ind | Manzanares 115/33/13.8 kV | m:P:bushv in MW | -9.1389 | ElmTr3
2031 | 2031_DzMD_GzMD_Dp00_Gp00 | A1-Pensilvania 33 kV | All generators | 0.9 | ind | Manzanares 115/33/13.8 kV | m:Q:bushv in Mvar | 0.83127 | ElmTr3
2031 | 2031_DzMD_GzMD_Dp00_Gp00 | A1-Pensilvania 33 kV | All generators | 0.91 | ind | Manzanares 115/33/13.8 kV | m:Q:bushv in Mvar | 1.0453 | ElmTr3
2031 | 2031_DzMD_GzMD_Dp00_Gp00 | A1-Pensilvania 33 kV | All generators | 0.92 | ind | Manzanares 115/33/13.8 kV | m:Q:bushv in Mvar | 1.269 | ElmTr3
2031 | 2031_DzMD_GzMD_Dp00_Gp00 | A1-Pensilvania 33 kV | All generators | 0.93 | ind | Manzanares 115/33/13.8 kV | m:Q:bushv in Mvar | 1.5046 | ElmTr3
2031 | 2031_DzMD_GzMD_Dp00_Gp00 | A1-Pensilvania 33 kV | All generators | 0.94 | ind | Manzanares 115/33/13.8 kV | m:Q:bushv in Mvar | 1.7554 | ElmTr3
2031 | 2031_DzMD_GzMD_Dp00_Gp00 | A1-Pensilvania 33 kV | All generators | 0.95 | ind | Manzanares 115/33/13.8 kV | m:Q:bushv in Mvar | 2.026 | ElmTr3
2031 | 2031_DzMD_GzMD_Dp00_Gp00 | A1-Pensilvania 33 kV | All generators | 0.96 | ind | Manzanares 115/33/13.8 kV | m:Q:bushv in Mvar | 2.3236 | ElmTr3
2031 | 2031_DzMD_GzMD_Dp00_Gp00 | A1-Pensilvania 33 kV | All generators | 0.97 | ind | Manzanares 115/33/13.8 kV | m:Q:bushv in Mvar | 2.6604 | ElmTr3
2031 | 2031_DzMD_GzMD_Dp00_Gp00 | A1-Pensilvania 33 kV | All generators | 0.98 | ind | Manzanares 115/33/13.8 kV | m:Q:bushv in Mvar | 3.0604 | ElmTr3
2031 | 2031_DzMD_GzMD_Dp00_Gp00 | A1-Pensilvania 33 kV | All generators | 0.99 | ind | Manzanares 115/33/13.8 kV | m:Q:bushv in Mvar | 3.5861 | ElmTr3
2031 | 2031_DzMD_GzMD_Dp00_Gp00 | A1-Pensilvania 33 kV | All generators | 1 | ind | Manzanares 115/33/13.8 kV | m:Q:bushv in Mvar | 4.9086 | ElmTr3
2031 | 2031_DzMD_GzMD_Dp00_Gp00 | A1-Pensilvania 33 kV | All generators | 0.9 | ind | Manzanares 115/33/13.8 kV | m:cosphi:bushv | -0.99615 | ElmTr3
2031 | 2031_DzMD_GzMD_Dp00_Gp00 | A1-Pensilvania 33 kV | All generators | 0.91 | ind | Manzanares 115/33/13.8 kV | m:cosphi:bushv | -0.99392 | ElmTr3
2031 | 2031_DzMD_GzMD_Dp00_Gp00 | A1-Pensilvania 33 kV | All generators | 0.92 | ind | Manzanares 115/33/13.8 kV | m:cosphi:bushv | -0.99106 | ElmTr3
2031 | 2031_DzMD_GzMD_Dp00_Gp00 | A1-Pensilvania 33 kV | All generators | 0.93 | ind | Manzanares 115/33/13.8 kV | m:cosphi:bushv | -0.98747 | ElmTr3
2031 | 2031_DzMD_GzMD_Dp00_Gp00 | A1-Pensilvania 33 kV | All generators | 0.94 | ind | Manzanares 115/33/13.8 kV | m:cosphi:bushv | -0.98302 | ElmTr3
2031 | 2031_DzMD_GzMD_Dp00_Gp00 | A1-Pensilvania 33 kV | All generators | 0.95 | ind | Manzanares 115/33/13.8 kV | m:cosphi:bushv | -0.9775 | ElmTr3
2031 | 2031_DzMD_GzMD_Dp00_Gp00 | A1-Pensilvania 33 kV | All generators | 0.96 | ind | Manzanares 115/33/13.8 kV | m:cosphi:bushv | -0.97061 | ElmTr3
2031 | 2031_DzMD_GzMD_Dp00_Gp00 | A1-Pensilvania 33 kV | All generators | 0.97 | ind | Manzanares 115/33/13.8 kV | m:cosphi:bushv | -0.96182 | ElmTr3
2031 | 2031_DzMD_GzMD_Dp00_Gp00 | A1-Pensilvania 33 kV | All generators | 0.98 | ind | Manzanares 115/33/13.8 kV | m:cosphi:bushv | -0.95009 | ElmTr3
2031 | 2031_DzMD_GzMD_Dp00_Gp00 | A1-Pensilvania 33 kV | All generators | 0.99 | ind | Manzanares 115/33/13.8 kV | m:cosphi:bushv | -0.93273 | ElmTr3
2031 | 2031_DzMD_GzMD_Dp00_Gp00 | A1-Pensilvania 33 kV | All generators | 1 | ind | Manzanares 115/33/13.8 kV | m:cosphi:bushv | -0.88097 | ElmTr3
2031 | 2031_DzMD_GzMD_Dp00_Gp00 | A1-Pensilvania 33 kV | All generators | 0.9 | ind | Purnio 230/115 | m:P:bushv in MW | -37.8044 | ElmTr3
2031 | 2031_DzMD_GzMD_Dp00_Gp00 | A1-Pensilvania 33 kV | All generators | 0.91 | ind | Purnio 230/115 | m:P:bushv in MW | -37.8141 | ElmTr3
2031 | 2031_DzMD_GzMD_Dp00_Gp00 | A1-Pensilvania 33 kV | All generators | 0.92 | ind | Purnio 230/115 | m:P:bushv in MW | -37.8238 | ElmTr3
2031 | 2031_DzMD_GzMD_Dp00_Gp00 | A1-Pensilvania 33 kV | All generators | 0.93 | ind | Purnio 230/115 | m:P:bushv in MW | -37.8337 | ElmTr3
2031 | 2031_DzMD_GzMD_Dp00_Gp00 | A1-Pensilvania 33 kV | All generators | 0.94 | ind | Purnio 230/115 | m:P:bushv in MW | -37.8437 | ElmTr3
2031 | 2031_DzMD_GzMD_Dp00_Gp00 | A1-Pensilvania 33 kV | All generators | 0.95 | ind | Purnio 230/115 | m:P:bushv in MW | -37.8539 | ElmTr3
2031 | 2031_DzMD_GzMD_Dp00_Gp00 | A1-Pensilvania 33 kV | All generators | 0.96 | ind | Purnio 230/115 | m:P:bushv in MW | -37.8645 | ElmTr3
2031 | 2031_DzMD_GzMD_Dp00_Gp00 | A1-Pensilvania 33 kV | All generators | 0.97 | ind | Purnio 230/115 | m:P:bushv in MW | -37.8757 | ElmTr3
2031 | 2031_DzMD_GzMD_Dp00_Gp00 | A1-Pensilvania 33 kV | All generators | 0.98 | ind | Purnio 230/115 | m:P:bushv in MW | -37.8878 | ElmTr3
2031 | 2031_DzMD_GzMD_Dp00_Gp00 | A1-Pensilvania 33 kV | All generators | 0.99 | ind | Purnio 230/115 | m:P:bushv in MW | -37.9018 | ElmTr3
2031 | 2031_DzMD_GzMD_Dp00_Gp00 | A1-Pensilvania 33 kV | All generators | 1 | ind | Purnio 230/115 | m:P:bushv in MW | -37.9272 | ElmTr3
2031 | 2031_DzMD_GzMD_Dp00_Gp00 | A1-Pensilvania 33 kV | All generators | 0.9 | ind | Purnio 230/115 | m:Q:bushv in Mvar | 1.44 | ElmTr3
2031 | 2031_DzMD_GzMD_Dp00_Gp00 | A1-Pensilvania 33 kV | All generators | 0.91 | ind | Purnio 230/115 | m:Q:bushv in Mvar | 1.5213 | ElmTr3
2031 | 2031_DzMD_GzMD_Dp00_Gp00 | A1-Pensilvania 33 kV | All generators | 0.92 | ind | Purnio 230/115 | m:Q:bushv in Mvar | 1.6063 | ElmTr3
2031 | 2031_DzMD_GzMD_Dp00_Gp00 | A1-Pensilvania 33 kV | All generators | 0.93 | ind | Purnio 230/115 | m:Q:bushv in Mvar | 1.6958 | ElmTr3
2031 | 2031_DzMD_GzMD_Dp00_Gp00 | A1-Pensilvania 33 kV | All generators | 0.94 | ind | Purnio 230/115 | m:Q:bushv in Mvar | 1.7912 | ElmTr3
2031 | 2031_DzMD_GzMD_Dp00_Gp00 | A1-Pensilvania 33 kV | All generators | 0.95 | ind | Purnio 230/115 | m:Q:bushv in Mvar | 1.8941 | ElmTr3
2031 | 2031_DzMD_GzMD_Dp00_Gp00 | A1-Pensilvania 33 kV | All generators | 0.96 | ind | Purnio 230/115 | m:Q:bushv in Mvar | 2.0072 | ElmTr3
2031 | 2031_DzMD_GzMD_Dp00_Gp00 | A1-Pensilvania 33 kV | All generators | 0.97 | ind | Purnio 230/115 | m:Q:bushv in Mvar | 2.1354 | ElmTr3
2031 | 2031_DzMD_GzMD_Dp00_Gp00 | A1-Pensilvania 33 kV | All generators | 0.98 | ind | Purnio 230/115 | m:Q:bushv in Mvar | 2.2876 | ElmTr3
2031 | 2031_DzMD_GzMD_Dp00_Gp00 | A1-Pensilvania 33 kV | All generators | 0.99 | ind | Purnio 230/115 | m:Q:bushv in Mvar | 2.4878 | ElmTr3
2031 | 2031_DzMD_GzMD_Dp00_Gp00 | A1-Pensilvania 33 kV | All generators | 1 | ind | Purnio 230/115 | m:Q:bushv in Mvar | 2.9918 | ElmTr3
2031 | 2031_DzMD_GzMD_Dp00_Gp00 | A1-Pensilvania 33 kV | All generators | 0.9 | ind | Purnio 230/115 | m:cosphi:bushv | -0.99928 | ElmTr3
2031 | 2031_DzMD_GzMD_Dp00_Gp00 | A1-Pensilvania 33 kV | All generators | 0.91 | ind | Purnio 230/115 | m:cosphi:bushv | -0.99919 | ElmTr3
2031 | 2031_DzMD_GzMD_Dp00_Gp00 | A1-Pensilvania 33 kV | All generators | 0.92 | ind | Purnio 230/115 | m:cosphi:bushv | -0.9991 | ElmTr3
2031 | 2031_DzMD_GzMD_Dp00_Gp00 | A1-Pensilvania 33 kV | All generators | 0.93 | ind | Purnio 230/115 | m:cosphi:bushv | -0.999 | ElmTr3
2031 | 2031_DzMD_GzMD_Dp00_Gp00 | A1-Pensilvania 33 kV | All generators | 0.94 | ind | Purnio 230/115 | m:cosphi:bushv | -0.99888 | ElmTr3
2031 | 2031_DzMD_GzMD_Dp00_Gp00 | A1-Pensilvania 33 kV | All generators | 0.95 | ind | Purnio 230/115 | m:cosphi:bushv | -0.99875 | ElmTr3
2031 | 2031_DzMD_GzMD_Dp00_Gp00 | A1-Pensilvania 33 kV | All generators | 0.96 | ind | Purnio 230/115 | m:cosphi:bushv | -0.9986 | ElmTr3
2031 | 2031_DzMD_GzMD_Dp00_Gp00 | A1-Pensilvania 33 kV | All generators | 0.97 | ind | Purnio 230/115 | m:cosphi:bushv | -0.99841 | ElmTr3
2031 | 2031_DzMD_GzMD_Dp00_Gp00 | A1-Pensilvania 33 kV | All generators | 0.98 | ind | Purnio 230/115 | m:cosphi:bushv | -0.99818 | ElmTr3
2031 | 2031_DzMD_GzMD_Dp00_Gp00 | A1-Pensilvania 33 kV | All generators | 0.99 | ind | Purnio 230/115 | m:cosphi:bushv | -0.99785 | ElmTr3
2031 | 2031_DzMD_GzMD_Dp00_Gp00 | A1-Pensilvania 33 kV | All generators | 1 | ind | Purnio 230/115 | m:cosphi:bushv | -0.9969 | ElmTr3
2031 | 2031_DzMD_GzMD_Dp00_Gp00 | A1-Pensilvania 33 kV | All generators | 0.9 | ind | Victoria 115/33/13.8 kV | m:P:bushv in MW | 3.3601 | ElmTr3
2031 | 2031_DzMD_GzMD_Dp00_Gp00 | A1-Pensilvania 33 kV | All generators | 0.91 | ind | Victoria 115/33/13.8 kV | m:P:bushv in MW | 3.341 | ElmTr3
2031 | 2031_DzMD_GzMD_Dp00_Gp00 | A1-Pensilvania 33 kV | All generators | 0.92 | ind | Victoria 115/33/13.8 kV | m:P:bushv in MW | 3.3217 | ElmTr3
2031 | 2031_DzMD_GzMD_Dp00_Gp00 | A1-Pensilvania 33 kV | All generators | 0.93 | ind | Victoria 115/33/13.8 kV | m:P:bushv in MW | 3.3021 | ElmTr3
2031 | 2031_DzMD_GzMD_Dp00_Gp00 | A1-Pensilvania 33 kV | All generators | 0.94 | ind | Victoria 115/33/13.8 kV | m:P:bushv in MW | 3.282 | ElmTr3
2031 | 2031_DzMD_GzMD_Dp00_Gp00 | A1-Pensilvania 33 kV | All generators | 0.95 | ind | Victoria 115/33/13.8 kV | m:P:bushv in MW | 3.2612 | ElmTr3
2031 | 2031_DzMD_GzMD_Dp00_Gp00 | A1-Pensilvania 33 kV | All generators | 0.96 | ind | Victoria 115/33/13.8 kV | m:P:bushv in MW | 3.2394 | ElmTr3
2031 | 2031_DzMD_GzMD_Dp00_Gp00 | A1-Pensilvania 33 kV | All generators | 0.97 | ind | Victoria 115/33/13.8 kV | m:P:bushv in MW | 3.2161 | ElmTr3
2031 | 2031_DzMD_GzMD_Dp00_Gp00 | A1-Pensilvania 33 kV | All generators | 0.98 | ind | Victoria 115/33/13.8 kV | m:P:bushv in MW | 3.1904 | ElmTr3
2031 | 2031_DzMD_GzMD_Dp00_Gp00 | A1-Pensilvania 33 kV | All generators | 0.99 | ind | Victoria 115/33/13.8 kV | m:P:bushv in MW | 3.1597 | ElmTr3
2031 | 2031_DzMD_GzMD_Dp00_Gp00 | A1-Pensilvania 33 kV | All generators | 1 | ind | Victoria 115/33/13.8 kV | m:P:bushv in MW | 3.0987 | ElmTr3
2031 | 2031_DzMD_GzMD_Dp00_Gp00 | A1-Pensilvania 33 kV | All generators | 0.9 | ind | Victoria 115/33/13.8 kV | m:Q:bushv in Mvar | -0.14991 | ElmTr3
2031 | 2031_DzMD_GzMD_Dp00_Gp00 | A1-Pensilvania 33 kV | All generators | 0.91 | ind | Victoria 115/33/13.8 kV | m:Q:bushv in Mvar | -0.021094 | ElmTr3
2031 | 2031_DzMD_GzMD_Dp00_Gp00 | A1-Pensilvania 33 kV | All generators | 0.92 | ind | Victoria 115/33/13.8 kV | m:Q:bushv in Mvar | 0.11362 | ElmTr3
2031 | 2031_DzMD_GzMD_Dp00_Gp00 | A1-Pensilvania 33 kV | All generators | 0.93 | ind | Victoria 115/33/13.8 kV | m:Q:bushv in Mvar | 0.25566 | ElmTr3
2031 | 2031_DzMD_GzMD_Dp00_Gp00 | A1-Pensilvania 33 kV | All generators | 0.94 | ind | Victoria 115/33/13.8 kV | m:Q:bushv in Mvar | 0.40699 | ElmTr3
2031 | 2031_DzMD_GzMD_Dp00_Gp00 | A1-Pensilvania 33 kV | All generators | 0.95 | ind | Victoria 115/33/13.8 kV | m:Q:bushv in Mvar | 0.57044 | ElmTr3
2031 | 2031_DzMD_GzMD_Dp00_Gp00 | A1-Pensilvania 33 kV | All generators | 0.96 | ind | Victoria 115/33/13.8 kV | m:Q:bushv in Mvar | 0.75038 | ElmTr3
2031 | 2031_DzMD_GzMD_Dp00_Gp00 | A1-Pensilvania 33 kV | All generators | 0.97 | ind | Victoria 115/33/13.8 kV | m:Q:bushv in Mvar | 0.95427 | ElmTr3
2031 | 2031_DzMD_GzMD_Dp00_Gp00 | A1-Pensilvania 33 kV | All generators | 0.98 | ind | Victoria 115/33/13.8 kV | m:Q:bushv in Mvar | 1.1967 | ElmTr3
2031 | 2031_DzMD_GzMD_Dp00_Gp00 | A1-Pensilvania 33 kV | All generators | 0.99 | ind | Victoria 115/33/13.8 kV | m:Q:bushv in Mvar | 1.5159 | ElmTr3
2031 | 2031_DzMD_GzMD_Dp00_Gp00 | A1-Pensilvania 33 kV | All generators | 1 | ind | Victoria 115/33/13.8 kV | m:Q:bushv in Mvar | 2.3217 | ElmTr3
2031 | 2031_DzMD_GzMD_Dp00_Gp00 | A1-Pensilvania 33 kV | All generators | 0.9 | ind | Victoria 115/33/13.8 kV | m:cosphi:bushv | 0.99901 | ElmTr3
2031 | 2031_DzMD_GzMD_Dp00_Gp00 | A1-Pensilvania 33 kV | All generators | 0.91 | ind | Victoria 115/33/13.8 kV | m:cosphi:bushv | 0.99998 | ElmTr3
2031 | 2031_DzMD_GzMD_Dp00_Gp00 | A1-Pensilvania 33 kV | All generators | 0.92 | ind | Victoria 115/33/13.8 kV | m:cosphi:bushv | 0.99941 | ElmTr3
2031 | 2031_DzMD_GzMD_Dp00_Gp00 | A1-Pensilvania 33 kV | All generators | 0.93 | ind | Victoria 115/33/13.8 kV | m:cosphi:bushv | 0.99702 | ElmTr3
2031 | 2031_DzMD_GzMD_Dp00_Gp00 | A1-Pensilvania 33 kV | All generators | 0.94 | ind | Victoria 115/33/13.8 kV | m:cosphi:bushv | 0.9924 | ElmTr3
2031 | 2031_DzMD_GzMD_Dp00_Gp00 | A1-Pensilvania 33 kV | All generators | 0.95 | ind | Victoria 115/33/13.8 kV | m:cosphi:bushv | 0.98505 | ElmTr3
2031 | 2031_DzMD_GzMD_Dp00_Gp00 | A1-Pensilvania 33 kV | All generators | 0.96 | ind | Victoria 115/33/13.8 kV | m:cosphi:bushv | 0.9742 | ElmTr3
2031 | 2031_DzMD_GzMD_Dp00_Gp00 | A1-Pensilvania 33 kV | All generators | 0.97 | ind | Victoria 115/33/13.8 kV | m:cosphi:bushv | 0.95869 | ElmTr3
2031 | 2031_DzMD_GzMD_Dp00_Gp00 | A1-Pensilvania 33 kV | All generators | 0.98 | ind | Victoria 115/33/13.8 kV | m:cosphi:bushv | 0.9363 | ElmTr3
2031 | 2031_DzMD_GzMD_Dp00_Gp00 | A1-Pensilvania 33 kV | All generators | 0.99 | ind | Victoria 115/33/13.8 kV | m:cosphi:bushv | 0.90161 | ElmTr3
2031 | 2031_DzMD_GzMD_Dp00_Gp00 | A1-Pensilvania 33 kV | All generators | 1 | ind | Victoria 115/33/13.8 kV | m:cosphi:bushv | 0.80028 | ElmTr3
2031 | 2031_DzMD_GzMD_Dp00_Gp00 | A2- Bolivia 33 kV | All generators | 0.9 | cap | Dorada - Magdalena 115 kV | m:P:bus1 in MW | 83.0031 | ElmLne
2031 | 2031_DzMD_GzMD_Dp00_Gp00 | A2- Bolivia 33 kV | All generators | 0.91 | cap | Dorada - Magdalena 115 kV | m:P:bus1 in MW | 83.0308 | ElmLne
2031 | 2031_DzMD_GzMD_Dp00_Gp00 | A2- Bolivia 33 kV | All generators | 0.92 | cap | Dorada - Magdalena 115 kV | m:P:bus1 in MW | 83.0561 | ElmLne
2031 | 2031_DzMD_GzMD_Dp00_Gp00 | A2- Bolivia 33 kV | All generators | 0.93 | cap | Dorada - Magdalena 115 kV | m:P:bus1 in MW | 83.0797 | ElmLne
2031 | 2031_DzMD_GzMD_Dp00_Gp00 | A2- Bolivia 33 kV | All generators | 0.94 | cap | Dorada - Magdalena 115 kV | m:P:bus1 in MW | 83.1022 | ElmLne
2031 | 2031_DzMD_GzMD_Dp00_Gp00 | A2- Bolivia 33 kV | All generators | 0.95 | cap | Dorada - Magdalena 115 kV | m:P:bus1 in MW | 83.1241 | ElmLne
2031 | 2031_DzMD_GzMD_Dp00_Gp00 | A2- Bolivia 33 kV | All generators | 0.96 | cap | Dorada - Magdalena 115 kV | m:P:bus1 in MW | 83.1458 | ElmLne
2031 | 2031_DzMD_GzMD_Dp00_Gp00 | A2- Bolivia 33 kV | All generators | 0.97 | cap | Dorada - Magdalena 115 kV | m:P:bus1 in MW | 83.1681 | ElmLne
2031 | 2031_DzMD_GzMD_Dp00_Gp00 | A2- Bolivia 33 kV | All generators | 0.98 | cap | Dorada - Magdalena 115 kV | m:P:bus1 in MW | 83.1918 | ElmLne
2031 | 2031_DzMD_GzMD_Dp00_Gp00 | A2- Bolivia 33 kV | All generators | 0.99 | cap | Dorada - Magdalena 115 kV | m:P:bus1 in MW | 83.2194 | ElmLne
2031 | 2031_DzMD_GzMD_Dp00_Gp00 | A2- Bolivia 33 kV | All generators | 1 | cap | Dorada - Magdalena 115 kV | m:P:bus1 in MW | 83.2756 | ElmLne
2031 | 2031_DzMD_GzMD_Dp00_Gp00 | A2- Bolivia 33 kV | All generators | 0.9 | cap | Dorada - Magdalena 115 kV | m:P:bus2 in MW | -82.6382 | ElmLne
2031 | 2031_DzMD_GzMD_Dp00_Gp00 | A2- Bolivia 33 kV | All generators | 0.91 | cap | Dorada - Magdalena 115 kV | m:P:bus2 in MW | -82.6659 | ElmLne
2031 | 2031_DzMD_GzMD_Dp00_Gp00 | A2- Bolivia 33 kV | All generators | 0.92 | cap | Dorada - Magdalena 115 kV | m:P:bus2 in MW | -82.6912 | ElmLne
2031 | 2031_DzMD_GzMD_Dp00_Gp00 | A2- Bolivia 33 kV | All generators | 0.93 | cap | Dorada - Magdalena 115 kV | m:P:bus2 in MW | -82.7148 | ElmLne
2031 | 2031_DzMD_GzMD_Dp00_Gp00 | A2- Bolivia 33 kV | All generators | 0.94 | cap | Dorada - Magdalena 115 kV | m:P:bus2 in MW | -82.7374 | ElmLne
2031 | 2031_DzMD_GzMD_Dp00_Gp00 | A2- Bolivia 33 kV | All generators | 0.95 | cap | Dorada - Magdalena 115 kV | m:P:bus2 in MW | -82.7593 | ElmLne
2031 | 2031_DzMD_GzMD_Dp00_Gp00 | A2- Bolivia 33 kV | All generators | 0.96 | cap | Dorada - Magdalena 115 kV | m:P:bus2 in MW | -82.7811 | ElmLne
2031 | 2031_DzMD_GzMD_Dp00_Gp00 | A2- Bolivia 33 kV | All generators | 0.97 | cap | Dorada - Magdalena 115 kV | m:P:bus2 in MW | -82.8033 | ElmLne
2031 | 2031_DzMD_GzMD_Dp00_Gp00 | A2- Bolivia 33 kV | All generators | 0.98 | cap | Dorada - Magdalena 115 kV | m:P:bus2 in MW | -82.8271 | ElmLne
2031 | 2031_DzMD_GzMD_Dp00_Gp00 | A2- Bolivia 33 kV | All generators | 0.99 | cap | Dorada - Magdalena 115 kV | m:P:bus2 in MW | -82.8548 | ElmLne
2031 | 2031_DzMD_GzMD_Dp00_Gp00 | A2- Bolivia 33 kV | All generators | 1 | cap | Dorada - Magdalena 115 kV | m:P:bus2 in MW | -82.9111 | ElmLne
2031 | 2031_DzMD_GzMD_Dp00_Gp00 | A2- Bolivia 33 kV | All generators | 0.9 | cap | Dorada - Magdalena 115 kV | m:Q:bus1 in Mvar | -7.1584 | ElmLne
2031 | 2031_DzMD_GzMD_Dp00_Gp00 | A2- Bolivia 33 kV | All generators | 0.91 | cap | Dorada - Magdalena 115 kV | m:Q:bus1 in Mvar | -7.1075 | ElmLne
2031 | 2031_DzMD_GzMD_Dp00_Gp00 | A2- Bolivia 33 kV | All generators | 0.92 | cap | Dorada - Magdalena 115 kV | m:Q:bus1 in Mvar | -7.0602 | ElmLne
2031 | 2031_DzMD_GzMD_Dp00_Gp00 | A2- Bolivia 33 kV | All generators | 0.93 | cap | Dorada - Magdalena 115 kV | m:Q:bus1 in Mvar | -7.0152 | ElmLne
2031 | 2031_DzMD_GzMD_Dp00_Gp00 | A2- Bolivia 33 kV | All generators | 0.94 | cap | Dorada - Magdalena 115 kV | m:Q:bus1 in Mvar | -6.9716 | ElmLne
2031 | 2031_DzMD_GzMD_Dp00_Gp00 | A2- Bolivia 33 kV | All generators | 0.95 | cap | Dorada - Magdalena 115 kV | m:Q:bus1 in Mvar | -6.9285 | ElmLne
2031 | 2031_DzMD_GzMD_Dp00_Gp00 | A2- Bolivia 33 kV | All generators | 0.96 | cap | Dorada - Magdalena 115 kV | m:Q:bus1 in Mvar | -6.8848 | ElmLne
2031 | 2031_DzMD_GzMD_Dp00_Gp00 | A2- Bolivia 33 kV | All generators | 0.97 | cap | Dorada - Magdalena 115 kV | m:Q:bus1 in Mvar | -6.8394 | ElmLne
2031 | 2031_DzMD_GzMD_Dp00_Gp00 | A2- Bolivia 33 kV | All generators | 0.98 | cap | Dorada - Magdalena 115 kV | m:Q:bus1 in Mvar | -6.79 | ElmLne
2031 | 2031_DzMD_GzMD_Dp00_Gp00 | A2- Bolivia 33 kV | All generators | 0.99 | cap | Dorada - Magdalena 115 kV | m:Q:bus1 in Mvar | -6.7312 | ElmLne
2031 | 2031_DzMD_GzMD_Dp00_Gp00 | A2- Bolivia 33 kV | All generators | 1 | cap | Dorada - Magdalena 115 kV | m:Q:bus1 in Mvar | -6.6066 | ElmLne
2031 | 2031_DzMD_GzMD_Dp00_Gp00 | A2- Bolivia 33 kV | All generators | 0.9 | cap | Dorada - Magdalena 115 kV | m:Q:bus2 in Mvar | 8.6004 | ElmLne
2031 | 2031_DzMD_GzMD_Dp00_Gp00 | A2- Bolivia 33 kV | All generators | 0.91 | cap | Dorada - Magdalena 115 kV | m:Q:bus2 in Mvar | 8.5491 | ElmLne
2031 | 2031_DzMD_GzMD_Dp00_Gp00 | A2- Bolivia 33 kV | All generators | 0.92 | cap | Dorada - Magdalena 115 kV | m:Q:bus2 in Mvar | 8.5015 | ElmLne
2031 | 2031_DzMD_GzMD_Dp00_Gp00 | A2- Bolivia 33 kV | All generators | 0.93 | cap | Dorada - Magdalena 115 kV | m:Q:bus2 in Mvar | 8.4562 | ElmLne
2031 | 2031_DzMD_GzMD_Dp00_Gp00 | A2- Bolivia 33 kV | All generators | 0.94 | cap | Dorada - Magdalena 115 kV | m:Q:bus2 in Mvar | 8.4123 | ElmLne
2031 | 2031_DzMD_GzMD_Dp00_Gp00 | A2- Bolivia 33 kV | All generators | 0.95 | cap | Dorada - Magdalena 115 kV | m:Q:bus2 in Mvar | 8.3688 | ElmLne
2031 | 2031_DzMD_GzMD_Dp00_Gp00 | A2- Bolivia 33 kV | All generators | 0.96 | cap | Dorada - Magdalena 115 kV | m:Q:bus2 in Mvar | 8.3248 | ElmLne
2031 | 2031_DzMD_GzMD_Dp00_Gp00 | A2- Bolivia 33 kV | All generators | 0.97 | cap | Dorada - Magdalena 115 kV | m:Q:bus2 in Mvar | 8.2789 | ElmLne
2031 | 2031_DzMD_GzMD_Dp00_Gp00 | A2- Bolivia 33 kV | All generators | 0.98 | cap | Dorada - Magdalena 115 kV | m:Q:bus2 in Mvar | 8.2291 | ElmLne
2031 | 2031_DzMD_GzMD_Dp00_Gp00 | A2- Bolivia 33 kV | All generators | 0.99 | cap | Dorada - Magdalena 115 kV | m:Q:bus2 in Mvar | 8.1697 | ElmLne
2031 | 2031_DzMD_GzMD_Dp00_Gp00 | A2- Bolivia 33 kV | All generators | 1 | cap | Dorada - Magdalena 115 kV | m:Q:bus2 in Mvar | 8.0438 | ElmLne
2031 | 2031_DzMD_GzMD_Dp00_Gp00 | A2- Bolivia 33 kV | All generators | 0.9 | cap | Dorada - Magdalena 115 kV | m:cosphi:bus1 | 0.9963 | ElmLne
2031 | 2031_DzMD_GzMD_Dp00_Gp00 | A2- Bolivia 33 kV | All generators | 0.91 | cap | Dorada - Magdalena 115 kV | m:cosphi:bus1 | 0.99636 | ElmLne
2031 | 2031_DzMD_GzMD_Dp00_Gp00 | A2- Bolivia 33 kV | All generators | 0.92 | cap | Dorada - Magdalena 115 kV | m:cosphi:bus1 | 0.99641 | ElmLne
2031 | 2031_DzMD_GzMD_Dp00_Gp00 | A2- Bolivia 33 kV | All generators | 0.93 | cap | Dorada - Magdalena 115 kV | m:cosphi:bus1 | 0.99645 | ElmLne
2031 | 2031_DzMD_GzMD_Dp00_Gp00 | A2- Bolivia 33 kV | All generators | 0.94 | cap | Dorada - Magdalena 115 kV | m:cosphi:bus1 | 0.9965 | ElmLne
2031 | 2031_DzMD_GzMD_Dp00_Gp00 | A2- Bolivia 33 kV | All generators | 0.95 | cap | Dorada - Magdalena 115 kV | m:cosphi:bus1 | 0.99654 | ElmLne
2031 | 2031_DzMD_GzMD_Dp00_Gp00 | A2- Bolivia 33 kV | All generators | 0.96 | cap | Dorada - Magdalena 115 kV | m:cosphi:bus1 | 0.99659 | ElmLne
2031 | 2031_DzMD_GzMD_Dp00_Gp00 | A2- Bolivia 33 kV | All generators | 0.97 | cap | Dorada - Magdalena 115 kV | m:cosphi:bus1 | 0.99664 | ElmLne
2031 | 2031_DzMD_GzMD_Dp00_Gp00 | A2- Bolivia 33 kV | All generators | 0.98 | cap | Dorada - Magdalena 115 kV | m:cosphi:bus1 | 0.99669 | ElmLne
2031 | 2031_DzMD_GzMD_Dp00_Gp00 | A2- Bolivia 33 kV | All generators | 0.99 | cap | Dorada - Magdalena 115 kV | m:cosphi:bus1 | 0.99675 | ElmLne
2031 | 2031_DzMD_GzMD_Dp00_Gp00 | A2- Bolivia 33 kV | All generators | 1 | cap | Dorada - Magdalena 115 kV | m:cosphi:bus1 | 0.99687 | ElmLne
2031 | 2031_DzMD_GzMD_Dp00_Gp00 | A2- Bolivia 33 kV | All generators | 0.9 | cap | Dorada - Magdalena 115 kV | m:cosphi:bus2 | -0.99463 | ElmLne
2031 | 2031_DzMD_GzMD_Dp00_Gp00 | A2- Bolivia 33 kV | All generators | 0.91 | cap | Dorada - Magdalena 115 kV | m:cosphi:bus2 | -0.9947 | ElmLne
2031 | 2031_DzMD_GzMD_Dp00_Gp00 | A2- Bolivia 33 kV | All generators | 0.92 | cap | Dorada - Magdalena 115 kV | m:cosphi:bus2 | -0.99476 | ElmLne
2031 | 2031_DzMD_GzMD_Dp00_Gp00 | A2- Bolivia 33 kV | All generators | 0.93 | cap | Dorada - Magdalena 115 kV | m:cosphi:bus2 | -0.99482 | ElmLne
2031 | 2031_DzMD_GzMD_Dp00_Gp00 | A2- Bolivia 33 kV | All generators | 0.94 | cap | Dorada - Magdalena 115 kV | m:cosphi:bus2 | -0.99487 | ElmLne
2031 | 2031_DzMD_GzMD_Dp00_Gp00 | A2- Bolivia 33 kV | All generators | 0.95 | cap | Dorada - Magdalena 115 kV | m:cosphi:bus2 | -0.99493 | ElmLne
2031 | 2031_DzMD_GzMD_Dp00_Gp00 | A2- Bolivia 33 kV | All generators | 0.96 | cap | Dorada - Magdalena 115 kV | m:cosphi:bus2 | -0.99498 | ElmLne
2031 | 2031_DzMD_GzMD_Dp00_Gp00 | A2- Bolivia 33 kV | All generators | 0.97 | cap | Dorada - Magdalena 115 kV | m:cosphi:bus2 | -0.99504 | ElmLne
2031 | 2031_DzMD_GzMD_Dp00_Gp00 | A2- Bolivia 33 kV | All generators | 0.98 | cap | Dorada - Magdalena 115 kV | m:cosphi:bus2 | -0.9951 | ElmLne
2031 | 2031_DzMD_GzMD_Dp00_Gp00 | A2- Bolivia 33 kV | All generators | 0.99 | cap | Dorada - Magdalena 115 kV | m:cosphi:bus2 | -0.99517 | ElmLne
2031 | 2031_DzMD_GzMD_Dp00_Gp00 | A2- Bolivia 33 kV | All generators | 1 | cap | Dorada - Magdalena 115 kV | m:cosphi:bus2 | -0.99533 | ElmLne
2031 | 2031_DzMD_GzMD_Dp00_Gp00 | A2- Bolivia 33 kV | All generators | 0.9 | cap | Mariquita - Victoria 2 115 | m:P:bus1 in MW | -10.9713 | ElmLne
2031 | 2031_DzMD_GzMD_Dp00_Gp00 | A2- Bolivia 33 kV | All generators | 0.91 | cap | Mariquita - Victoria 2 115 | m:P:bus1 in MW | -10.9779 | ElmLne
2031 | 2031_DzMD_GzMD_Dp00_Gp00 | A2- Bolivia 33 kV | All generators | 0.92 | cap | Mariquita - Victoria 2 115 | m:P:bus1 in MW | -10.9849 | ElmLne
2031 | 2031_DzMD_GzMD_Dp00_Gp00 | A2- Bolivia 33 kV | All generators | 0.93 | cap | Mariquita - Victoria 2 115 | m:P:bus1 in MW | -10.9922 | ElmLne
2031 | 2031_DzMD_GzMD_Dp00_Gp00 | A2- Bolivia 33 kV | All generators | 0.94 | cap | Mariquita - Victoria 2 115 | m:P:bus1 in MW | -11.0001 | ElmLne
2031 | 2031_DzMD_GzMD_Dp00_Gp00 | A2- Bolivia 33 kV | All generators | 0.95 | cap | Mariquita - Victoria 2 115 | m:P:bus1 in MW | -11.0085 | ElmLne
2031 | 2031_DzMD_GzMD_Dp00_Gp00 | A2- Bolivia 33 kV | All generators | 0.96 | cap | Mariquita - Victoria 2 115 | m:P:bus1 in MW | -11.0176 | ElmLne
2031 | 2031_DzMD_GzMD_Dp00_Gp00 | A2- Bolivia 33 kV | All generators | 0.97 | cap | Mariquita - Victoria 2 115 | m:P:bus1 in MW | -11.0279 | ElmLne
2031 | 2031_DzMD_GzMD_Dp00_Gp00 | A2- Bolivia 33 kV | All generators | 0.98 | cap | Mariquita - Victoria 2 115 | m:P:bus1 in MW | -11.0399 | ElmLne
2031 | 2031_DzMD_GzMD_Dp00_Gp00 | A2- Bolivia 33 kV | All generators | 0.99 | cap | Mariquita - Victoria 2 115 | m:P:bus1 in MW | -11.0552 | ElmLne
2031 | 2031_DzMD_GzMD_Dp00_Gp00 | A2- Bolivia 33 kV | All generators | 1 | cap | Mariquita - Victoria 2 115 | m:P:bus1 in MW | -11.0918 | ElmLne
2031 | 2031_DzMD_GzMD_Dp00_Gp00 | A2- Bolivia 33 kV | All generators | 0.9 | cap | Mariquita - Victoria 2 115 | m:P:bus2 in MW | 10.9973 | ElmLne
2031 | 2031_DzMD_GzMD_Dp00_Gp00 | A2- Bolivia 33 kV | All generators | 0.91 | cap | Mariquita - Victoria 2 115 | m:P:bus2 in MW | 11.0039 | ElmLne
2031 | 2031_DzMD_GzMD_Dp00_Gp00 | A2- Bolivia 33 kV | All generators | 0.92 | cap | Mariquita - Victoria 2 115 | m:P:bus2 in MW | 11.0109 | ElmLne
2031 | 2031_DzMD_GzMD_Dp00_Gp00 | A2- Bolivia 33 kV | All generators | 0.93 | cap | Mariquita - Victoria 2 115 | m:P:bus2 in MW | 11.0182 | ElmLne
2031 | 2031_DzMD_GzMD_Dp00_Gp00 | A2- Bolivia 33 kV | All generators | 0.94 | cap | Mariquita - Victoria 2 115 | m:P:bus2 in MW | 11.026 | ElmLne
2031 | 2031_DzMD_GzMD_Dp00_Gp00 | A2- Bolivia 33 kV | All generators | 0.95 | cap | Mariquita - Victoria 2 115 | m:P:bus2 in MW | 11.0344 | ElmLne
2031 | 2031_DzMD_GzMD_Dp00_Gp00 | A2- Bolivia 33 kV | All generators | 0.96 | cap | Mariquita - Victoria 2 115 | m:P:bus2 in MW | 11.0436 | ElmLne
2031 | 2031_DzMD_GzMD_Dp00_Gp00 | A2- Bolivia 33 kV | All generators | 0.97 | cap | Mariquita - Victoria 2 115 | m:P:bus2 in MW | 11.0538 | ElmLne
2031 | 2031_DzMD_GzMD_Dp00_Gp00 | A2- Bolivia 33 kV | All generators | 0.98 | cap | Mariquita - Victoria 2 115 | m:P:bus2 in MW | 11.0658 | ElmLne
2031 | 2031_DzMD_GzMD_Dp00_Gp00 | A2- Bolivia 33 kV | All generators | 0.99 | cap | Mariquita - Victoria 2 115 | m:P:bus2 in MW | 11.0812 | ElmLne
2031 | 2031_DzMD_GzMD_Dp00_Gp00 | A2- Bolivia 33 kV | All generators | 1 | cap | Mariquita - Victoria 2 115 | m:P:bus2 in MW | 11.1179 | ElmLne
2031 | 2031_DzMD_GzMD_Dp00_Gp00 | A2- Bolivia 33 kV | All generators | 0.9 | cap | Mariquita - Victoria 2 115 | m:Q:bus1 in Mvar | -1.3141 | ElmLne
2031 | 2031_DzMD_GzMD_Dp00_Gp00 | A2- Bolivia 33 kV | All generators | 0.91 | cap | Mariquita - Victoria 2 115 | m:Q:bus1 in Mvar | -1.2479 | ElmLne
2031 | 2031_DzMD_GzMD_Dp00_Gp00 | A2- Bolivia 33 kV | All generators | 0.92 | cap | Mariquita - Victoria 2 115 | m:Q:bus1 in Mvar | -1.1866 | ElmLne
2031 | 2031_DzMD_GzMD_Dp00_Gp00 | A2- Bolivia 33 kV | All generators | 0.93 | cap | Mariquita - Victoria 2 115 | m:Q:bus1 in Mvar | -1.1284 | ElmLne
2031 | 2031_DzMD_GzMD_Dp00_Gp00 | A2- Bolivia 33 kV | All generators | 0.94 | cap | Mariquita - Victoria 2 115 | m:Q:bus1 in Mvar | -1.0721 | ElmLne
2031 | 2031_DzMD_GzMD_Dp00_Gp00 | A2- Bolivia 33 kV | All generators | 0.95 | cap | Mariquita - Victoria 2 115 | m:Q:bus1 in Mvar | -1.0166 | ElmLne
2031 | 2031_DzMD_GzMD_Dp00_Gp00 | A2- Bolivia 33 kV | All generators | 0.96 | cap | Mariquita - Victoria 2 115 | m:Q:bus1 in Mvar | -0.96049 | ElmLne
2031 | 2031_DzMD_GzMD_Dp00_Gp00 | A2- Bolivia 33 kV | All generators | 0.97 | cap | Mariquita - Victoria 2 115 | m:Q:bus1 in Mvar | -0.90228 | ElmLne
2031 | 2031_DzMD_GzMD_Dp00_Gp00 | A2- Bolivia 33 kV | All generators | 0.98 | cap | Mariquita - Victoria 2 115 | m:Q:bus1 in Mvar | -0.8391 | ElmLne
2031 | 2031_DzMD_GzMD_Dp00_Gp00 | A2- Bolivia 33 kV | All generators | 0.99 | cap | Mariquita - Victoria 2 115 | m:Q:bus1 in Mvar | -0.76412 | ElmLne
2031 | 2031_DzMD_GzMD_Dp00_Gp00 | A2- Bolivia 33 kV | All generators | 1 | cap | Mariquita - Victoria 2 115 | m:Q:bus1 in Mvar | -0.606 | ElmLne
2031 | 2031_DzMD_GzMD_Dp00_Gp00 | A2- Bolivia 33 kV | All generators | 0.9 | cap | Mariquita - Victoria 2 115 | m:Q:bus2 in Mvar | 0.72966 | ElmLne
2031 | 2031_DzMD_GzMD_Dp00_Gp00 | A2- Bolivia 33 kV | All generators | 0.91 | cap | Mariquita - Victoria 2 115 | m:Q:bus2 in Mvar | 0.66279 | ElmLne
2031 | 2031_DzMD_GzMD_Dp00_Gp00 | A2- Bolivia 33 kV | All generators | 0.92 | cap | Mariquita - Victoria 2 115 | m:Q:bus2 in Mvar | 0.60082 | ElmLne
2031 | 2031_DzMD_GzMD_Dp00_Gp00 | A2- Bolivia 33 kV | All generators | 0.93 | cap | Mariquita - Victoria 2 115 | m:Q:bus2 in Mvar | 0.54205 | ElmLne
2031 | 2031_DzMD_GzMD_Dp00_Gp00 | A2- Bolivia 33 kV | All generators | 0.94 | cap | Mariquita - Victoria 2 115 | m:Q:bus2 in Mvar | 0.48518 | ElmLne
2031 | 2031_DzMD_GzMD_Dp00_Gp00 | A2- Bolivia 33 kV | All generators | 0.95 | cap | Mariquita - Victoria 2 115 | m:Q:bus2 in Mvar | 0.42906 | ElmLne
2031 | 2031_DzMD_GzMD_Dp00_Gp00 | A2- Bolivia 33 kV | All generators | 0.96 | cap | Mariquita - Victoria 2 115 | m:Q:bus2 in Mvar | 0.37245 | ElmLne
2031 | 2031_DzMD_GzMD_Dp00_Gp00 | A2- Bolivia 33 kV | All generators | 0.97 | cap | Mariquita - Victoria 2 115 | m:Q:bus2 in Mvar | 0.31368 | ElmLne
2031 | 2031_DzMD_GzMD_Dp00_Gp00 | A2- Bolivia 33 kV | All generators | 0.98 | cap | Mariquita - Victoria 2 115 | m:Q:bus2 in Mvar | 0.24991 | ElmLne
2031 | 2031_DzMD_GzMD_Dp00_Gp00 | A2- Bolivia 33 kV | All generators | 0.99 | cap | Mariquita - Victoria 2 115 | m:Q:bus2 in Mvar | 0.17424 | ElmLne
2031 | 2031_DzMD_GzMD_Dp00_Gp00 | A2- Bolivia 33 kV | All generators | 1 | cap | Mariquita - Victoria 2 115 | m:Q:bus2 in Mvar | 0.014725 | ElmLne
2031 | 2031_DzMD_GzMD_Dp00_Gp00 | A2- Bolivia 33 kV | All generators | 0.9 | cap | Mariquita - Victoria 2 115 | m:cosphi:bus1 | -0.9929 | ElmLne
2031 | 2031_DzMD_GzMD_Dp00_Gp00 | A2- Bolivia 33 kV | All generators | 0.91 | cap | Mariquita - Victoria 2 115 | m:cosphi:bus1 | -0.9936 | ElmLne
2031 | 2031_DzMD_GzMD_Dp00_Gp00 | A2- Bolivia 33 kV | All generators | 0.92 | cap | Mariquita - Victoria 2 115 | m:cosphi:bus1 | -0.99422 | ElmLne
2031 | 2031_DzMD_GzMD_Dp00_Gp00 | A2- Bolivia 33 kV | All generators | 0.93 | cap | Mariquita - Victoria 2 115 | m:cosphi:bus1 | -0.99477 | ElmLne
2031 | 2031_DzMD_GzMD_Dp00_Gp00 | A2- Bolivia 33 kV | All generators | 0.94 | cap | Mariquita - Victoria 2 115 | m:cosphi:bus1 | -0.99528 | ElmLne
2031 | 2031_DzMD_GzMD_Dp00_Gp00 | A2- Bolivia 33 kV | All generators | 0.95 | cap | Mariquita - Victoria 2 115 | m:cosphi:bus1 | -0.99576 | ElmLne
2031 | 2031_DzMD_GzMD_Dp00_Gp00 | A2- Bolivia 33 kV | All generators | 0.96 | cap | Mariquita - Victoria 2 115 | m:cosphi:bus1 | -0.99622 | ElmLne
2031 | 2031_DzMD_GzMD_Dp00_Gp00 | A2- Bolivia 33 kV | All generators | 0.97 | cap | Mariquita - Victoria 2 115 | m:cosphi:bus1 | -0.99667 | ElmLne
2031 | 2031_DzMD_GzMD_Dp00_Gp00 | A2- Bolivia 33 kV | All generators | 0.98 | cap | Mariquita - Victoria 2 115 | m:cosphi:bus1 | -0.99712 | ElmLne
2031 | 2031_DzMD_GzMD_Dp00_Gp00 | A2- Bolivia 33 kV | All generators | 0.99 | cap | Mariquita - Victoria 2 115 | m:cosphi:bus1 | -0.99762 | ElmLne
2031 | 2031_DzMD_GzMD_Dp00_Gp00 | A2- Bolivia 33 kV | All generators | 1 | cap | Mariquita - Victoria 2 115 | m:cosphi:bus1 | -0.99851 | ElmLne
2031 | 2031_DzMD_GzMD_Dp00_Gp00 | A2- Bolivia 33 kV | All generators | 0.9 | cap | Mariquita - Victoria 2 115 | m:cosphi:bus2 | 0.99781 | ElmLne
2031 | 2031_DzMD_GzMD_Dp00_Gp00 | A2- Bolivia 33 kV | All generators | 0.91 | cap | Mariquita - Victoria 2 115 | m:cosphi:bus2 | 0.99819 | ElmLne
2031 | 2031_DzMD_GzMD_Dp00_Gp00 | A2- Bolivia 33 kV | All generators | 0.92 | cap | Mariquita - Victoria 2 115 | m:cosphi:bus2 | 0.99851 | ElmLne
2031 | 2031_DzMD_GzMD_Dp00_Gp00 | A2- Bolivia 33 kV | All generators | 0.93 | cap | Mariquita - Victoria 2 115 | m:cosphi:bus2 | 0.99879 | ElmLne
2031 | 2031_DzMD_GzMD_Dp00_Gp00 | A2- Bolivia 33 kV | All generators | 0.94 | cap | Mariquita - Victoria 2 115 | m:cosphi:bus2 | 0.99903 | ElmLne
2031 | 2031_DzMD_GzMD_Dp00_Gp00 | A2- Bolivia 33 kV | All generators | 0.95 | cap | Mariquita - Victoria 2 115 | m:cosphi:bus2 | 0.99925 | ElmLne
2031 | 2031_DzMD_GzMD_Dp00_Gp00 | A2- Bolivia 33 kV | All generators | 0.96 | cap | Mariquita - Victoria 2 115 | m:cosphi:bus2 | 0.99943 | ElmLne
2031 | 2031_DzMD_GzMD_Dp00_Gp00 | A2- Bolivia 33 kV | All generators | 0.97 | cap | Mariquita - Victoria 2 115 | m:cosphi:bus2 | 0.9996 | ElmLne
2031 | 2031_DzMD_GzMD_Dp00_Gp00 | A2- Bolivia 33 kV | All generators | 0.98 | cap | Mariquita - Victoria 2 115 | m:cosphi:bus2 | 0.99975 | ElmLne
2031 | 2031_DzMD_GzMD_Dp00_Gp00 | A2- Bolivia 33 kV | All generators | 0.99 | cap | Mariquita - Victoria 2 115 | m:cosphi:bus2 | 0.99988 | ElmLne
2031 | 2031_DzMD_GzMD_Dp00_Gp00 | A2- Bolivia 33 kV | All generators | 1 | cap | Mariquita - Victoria 2 115 | m:cosphi:bus2 | 1 | ElmLne
2031 | 2031_DzMD_GzMD_Dp00_Gp00 | A2- Bolivia 33 kV | All generators | 0.9 | cap | Dorada 115/33/13.8 kV | m:P:bushv in MW | -1.7686 | ElmTr3
2031 | 2031_DzMD_GzMD_Dp00_Gp00 | A2- Bolivia 33 kV | All generators | 0.91 | cap | Dorada 115/33/13.8 kV | m:P:bushv in MW | -1.7827 | ElmTr3
2031 | 2031_DzMD_GzMD_Dp00_Gp00 | A2- Bolivia 33 kV | All generators | 0.92 | cap | Dorada 115/33/13.8 kV | m:P:bushv in MW | -1.7956 | ElmTr3
2031 | 2031_DzMD_GzMD_Dp00_Gp00 | A2- Bolivia 33 kV | All generators | 0.93 | cap | Dorada 115/33/13.8 kV | m:P:bushv in MW | -1.8077 | ElmTr3
2031 | 2031_DzMD_GzMD_Dp00_Gp00 | A2- Bolivia 33 kV | All generators | 0.94 | cap | Dorada 115/33/13.8 kV | m:P:bushv in MW | -1.8192 | ElmTr3
2031 | 2031_DzMD_GzMD_Dp00_Gp00 | A2- Bolivia 33 kV | All generators | 0.95 | cap | Dorada 115/33/13.8 kV | m:P:bushv in MW | -1.8303 | ElmTr3
2031 | 2031_DzMD_GzMD_Dp00_Gp00 | A2- Bolivia 33 kV | All generators | 0.96 | cap | Dorada 115/33/13.8 kV | m:P:bushv in MW | -1.8415 | ElmTr3
2031 | 2031_DzMD_GzMD_Dp00_Gp00 | A2- Bolivia 33 kV | All generators | 0.97 | cap | Dorada 115/33/13.8 kV | m:P:bushv in MW | -1.8528 | ElmTr3
2031 | 2031_DzMD_GzMD_Dp00_Gp00 | A2- Bolivia 33 kV | All generators | 0.98 | cap | Dorada 115/33/13.8 kV | m:P:bushv in MW | -1.865 | ElmTr3
2031 | 2031_DzMD_GzMD_Dp00_Gp00 | A2- Bolivia 33 kV | All generators | 0.99 | cap | Dorada 115/33/13.8 kV | m:P:bushv in MW | -1.8791 | ElmTr3
2031 | 2031_DzMD_GzMD_Dp00_Gp00 | A2- Bolivia 33 kV | All generators | 1 | cap | Dorada 115/33/13.8 kV | m:P:bushv in MW | -1.9079 | ElmTr3
2031 | 2031_DzMD_GzMD_Dp00_Gp00 | A2- Bolivia 33 kV | All generators | 0.9 | cap | Dorada 115/33/13.8 kV | m:Q:bushv in Mvar | 5.7023 | ElmTr3
2031 | 2031_DzMD_GzMD_Dp00_Gp00 | A2- Bolivia 33 kV | All generators | 0.91 | cap | Dorada 115/33/13.8 kV | m:Q:bushv in Mvar | 5.6813 | ElmTr3
2031 | 2031_DzMD_GzMD_Dp00_Gp00 | A2- Bolivia 33 kV | All generators | 0.92 | cap | Dorada 115/33/13.8 kV | m:Q:bushv in Mvar | 5.6616 | ElmTr3
2031 | 2031_DzMD_GzMD_Dp00_Gp00 | A2- Bolivia 33 kV | All generators | 0.93 | cap | Dorada 115/33/13.8 kV | m:Q:bushv in Mvar | 5.6427 | ElmTr3
2031 | 2031_DzMD_GzMD_Dp00_Gp00 | A2- Bolivia 33 kV | All generators | 0.94 | cap | Dorada 115/33/13.8 kV | m:Q:bushv in Mvar | 5.6243 | ElmTr3
2031 | 2031_DzMD_GzMD_Dp00_Gp00 | A2- Bolivia 33 kV | All generators | 0.95 | cap | Dorada 115/33/13.8 kV | m:Q:bushv in Mvar | 5.6059 | ElmTr3
2031 | 2031_DzMD_GzMD_Dp00_Gp00 | A2- Bolivia 33 kV | All generators | 0.96 | cap | Dorada 115/33/13.8 kV | m:Q:bushv in Mvar | 5.5873 | ElmTr3
2031 | 2031_DzMD_GzMD_Dp00_Gp00 | A2- Bolivia 33 kV | All generators | 0.97 | cap | Dorada 115/33/13.8 kV | m:Q:bushv in Mvar | 5.5677 | ElmTr3
2031 | 2031_DzMD_GzMD_Dp00_Gp00 | A2- Bolivia 33 kV | All generators | 0.98 | cap | Dorada 115/33/13.8 kV | m:Q:bushv in Mvar | 5.5463 | ElmTr3
2031 | 2031_DzMD_GzMD_Dp00_Gp00 | A2- Bolivia 33 kV | All generators | 0.99 | cap | Dorada 115/33/13.8 kV | m:Q:bushv in Mvar | 5.5206 | ElmTr3
2031 | 2031_DzMD_GzMD_Dp00_Gp00 | A2- Bolivia 33 kV | All generators | 1 | cap | Dorada 115/33/13.8 kV | m:Q:bushv in Mvar | 5.4655 | ElmTr3
2031 | 2031_DzMD_GzMD_Dp00_Gp00 | A2- Bolivia 33 kV | All generators | 0.9 | cap | Dorada 115/33/13.8 kV | m:cosphi:bushv | -0.29624 | ElmTr3
2031 | 2031_DzMD_GzMD_Dp00_Gp00 | A2- Bolivia 33 kV | All generators | 0.91 | cap | Dorada 115/33/13.8 kV | m:cosphi:bushv | -0.2994 | ElmTr3
2031 | 2031_DzMD_GzMD_Dp00_Gp00 | A2- Bolivia 33 kV | All generators | 0.92 | cap | Dorada 115/33/13.8 kV | m:cosphi:bushv | -0.30232 | ElmTr3
2031 | 2031_DzMD_GzMD_Dp00_Gp00 | A2- Bolivia 33 kV | All generators | 0.93 | cap | Dorada 115/33/13.8 kV | m:cosphi:bushv | -0.30508 | ElmTr3
2031 | 2031_DzMD_GzMD_Dp00_Gp00 | A2- Bolivia 33 kV | All generators | 0.94 | cap | Dorada 115/33/13.8 kV | m:cosphi:bushv | -0.30775 | ElmTr3
2031 | 2031_DzMD_GzMD_Dp00_Gp00 | A2- Bolivia 33 kV | All generators | 0.95 | cap | Dorada 115/33/13.8 kV | m:cosphi:bushv | -0.31038 | ElmTr3
2031 | 2031_DzMD_GzMD_Dp00_Gp00 | A2- Bolivia 33 kV | All generators | 0.96 | cap | Dorada 115/33/13.8 kV | m:cosphi:bushv | -0.31302 | ElmTr3
2031 | 2031_DzMD_GzMD_Dp00_Gp00 | A2- Bolivia 33 kV | All generators | 0.97 | cap | Dorada 115/33/13.8 kV | m:cosphi:bushv | -0.31576 | ElmTr3
2031 | 2031_DzMD_GzMD_Dp00_Gp00 | A2- Bolivia 33 kV | All generators | 0.98 | cap | Dorada 115/33/13.8 kV | m:cosphi:bushv | -0.31872 | ElmTr3
2031 | 2031_DzMD_GzMD_Dp00_Gp00 | A2- Bolivia 33 kV | All generators | 0.99 | cap | Dorada 115/33/13.8 kV | m:cosphi:bushv | -0.32222 | ElmTr3
2031 | 2031_DzMD_GzMD_Dp00_Gp00 | A2- Bolivia 33 kV | All generators | 1 | cap | Dorada 115/33/13.8 kV | m:cosphi:bushv | -0.32958 | ElmTr3
2031 | 2031_DzMD_GzMD_Dp00_Gp00 | A2- Bolivia 33 kV | All generators | 0.9 | cap | Manzanares 115/33/13.8 kV | m:P:bushv in MW | -10.9327 | ElmTr3
2031 | 2031_DzMD_GzMD_Dp00_Gp00 | A2- Bolivia 33 kV | All generators | 0.91 | cap | Manzanares 115/33/13.8 kV | m:P:bushv in MW | -11.0646 | ElmTr3
2031 | 2031_DzMD_GzMD_Dp00_Gp00 | A2- Bolivia 33 kV | All generators | 0.92 | cap | Manzanares 115/33/13.8 kV | m:P:bushv in MW | -11.1766 | ElmTr3
2031 | 2031_DzMD_GzMD_Dp00_Gp00 | A2- Bolivia 33 kV | All generators | 0.93 | cap | Manzanares 115/33/13.8 kV | m:P:bushv in MW | -11.2737 | ElmTr3
2031 | 2031_DzMD_GzMD_Dp00_Gp00 | A2- Bolivia 33 kV | All generators | 0.94 | cap | Manzanares 115/33/13.8 kV | m:P:bushv in MW | -11.3592 | ElmTr3
2031 | 2031_DzMD_GzMD_Dp00_Gp00 | A2- Bolivia 33 kV | All generators | 0.95 | cap | Manzanares 115/33/13.8 kV | m:P:bushv in MW | -11.4354 | ElmTr3
2031 | 2031_DzMD_GzMD_Dp00_Gp00 | A2- Bolivia 33 kV | All generators | 0.96 | cap | Manzanares 115/33/13.8 kV | m:P:bushv in MW | -11.504 | ElmTr3
2031 | 2031_DzMD_GzMD_Dp00_Gp00 | A2- Bolivia 33 kV | All generators | 0.97 | cap | Manzanares 115/33/13.8 kV | m:P:bushv in MW | -11.5663 | ElmTr3
2031 | 2031_DzMD_GzMD_Dp00_Gp00 | A2- Bolivia 33 kV | All generators | 0.98 | cap | Manzanares 115/33/13.8 kV | m:P:bushv in MW | -11.6236 | ElmTr3
2031 | 2031_DzMD_GzMD_Dp00_Gp00 | A2- Bolivia 33 kV | All generators | 0.99 | cap | Manzanares 115/33/13.8 kV | m:P:bushv in MW | -11.6777 | ElmTr3
2031 | 2031_DzMD_GzMD_Dp00_Gp00 | A2- Bolivia 33 kV | All generators | 1 | cap | Manzanares 115/33/13.8 kV | m:P:bushv in MW | -11.7414 | ElmTr3
2031 | 2031_DzMD_GzMD_Dp00_Gp00 | A2- Bolivia 33 kV | All generators | 0.9 | cap | Manzanares 115/33/13.8 kV | m:Q:bushv in Mvar | 14.8138 | ElmTr3
2031 | 2031_DzMD_GzMD_Dp00_Gp00 | A2- Bolivia 33 kV | All generators | 0.91 | cap | Manzanares 115/33/13.8 kV | m:Q:bushv in Mvar | 13.9301 | ElmTr3
2031 | 2031_DzMD_GzMD_Dp00_Gp00 | A2- Bolivia 33 kV | All generators | 0.92 | cap | Manzanares 115/33/13.8 kV | m:Q:bushv in Mvar | 13.1072 | ElmTr3
2031 | 2031_DzMD_GzMD_Dp00_Gp00 | A2- Bolivia 33 kV | All generators | 0.93 | cap | Manzanares 115/33/13.8 kV | m:Q:bushv in Mvar | 12.3232 | ElmTr3
2031 | 2031_DzMD_GzMD_Dp00_Gp00 | A2- Bolivia 33 kV | All generators | 0.94 | cap | Manzanares 115/33/13.8 kV | m:Q:bushv in Mvar | 11.5614 | ElmTr3
2031 | 2031_DzMD_GzMD_Dp00_Gp00 | A2- Bolivia 33 kV | All generators | 0.95 | cap | Manzanares 115/33/13.8 kV | m:Q:bushv in Mvar | 10.8065 | ElmTr3
2031 | 2031_DzMD_GzMD_Dp00_Gp00 | A2- Bolivia 33 kV | All generators | 0.96 | cap | Manzanares 115/33/13.8 kV | m:Q:bushv in Mvar | 10.0418 | ElmTr3
2031 | 2031_DzMD_GzMD_Dp00_Gp00 | A2- Bolivia 33 kV | All generators | 0.97 | cap | Manzanares 115/33/13.8 kV | m:Q:bushv in Mvar | 9.2445 | ElmTr3
2031 | 2031_DzMD_GzMD_Dp00_Gp00 | A2- Bolivia 33 kV | All generators | 0.98 | cap | Manzanares 115/33/13.8 kV | m:Q:bushv in Mvar | 8.3755 | ElmTr3
2031 | 2031_DzMD_GzMD_Dp00_Gp00 | A2- Bolivia 33 kV | All generators | 0.99 | cap | Manzanares 115/33/13.8 kV | m:Q:bushv in Mvar | 7.3388 | ElmTr3
2031 | 2031_DzMD_GzMD_Dp00_Gp00 | A2- Bolivia 33 kV | All generators | 1 | cap | Manzanares 115/33/13.8 kV | m:Q:bushv in Mvar | 5.1345 | ElmTr3
2031 | 2031_DzMD_GzMD_Dp00_Gp00 | A2- Bolivia 33 kV | All generators | 0.9 | cap | Manzanares 115/33/13.8 kV | m:cosphi:bushv | -0.59381 | ElmTr3
2031 | 2031_DzMD_GzMD_Dp00_Gp00 | A2- Bolivia 33 kV | All generators | 0.91 | cap | Manzanares 115/33/13.8 kV | m:cosphi:bushv | -0.62197 | ElmTr3
2031 | 2031_DzMD_GzMD_Dp00_Gp00 | A2- Bolivia 33 kV | All generators | 0.92 | cap | Manzanares 115/33/13.8 kV | m:cosphi:bushv | -0.64884 | ElmTr3
2031 | 2031_DzMD_GzMD_Dp00_Gp00 | A2- Bolivia 33 kV | All generators | 0.93 | cap | Manzanares 115/33/13.8 kV | m:cosphi:bushv | -0.67499 | ElmTr3
2031 | 2031_DzMD_GzMD_Dp00_Gp00 | A2- Bolivia 33 kV | All generators | 0.94 | cap | Manzanares 115/33/13.8 kV | m:cosphi:bushv | -0.70084 | ElmTr3
2031 | 2031_DzMD_GzMD_Dp00_Gp00 | A2- Bolivia 33 kV | All generators | 0.95 | cap | Manzanares 115/33/13.8 kV | m:cosphi:bushv | -0.72681 | ElmTr3
2031 | 2031_DzMD_GzMD_Dp00_Gp00 | A2- Bolivia 33 kV | All generators | 0.96 | cap | Manzanares 115/33/13.8 kV | m:cosphi:bushv | -0.75336 | ElmTr3
2031 | 2031_DzMD_GzMD_Dp00_Gp00 | A2- Bolivia 33 kV | All generators | 0.97 | cap | Manzanares 115/33/13.8 kV | m:cosphi:bushv | -0.78115 | ElmTr3
2031 | 2031_DzMD_GzMD_Dp00_Gp00 | A2- Bolivia 33 kV | All generators | 0.98 | cap | Manzanares 115/33/13.8 kV | m:cosphi:bushv | -0.81132 | ElmTr3
2031 | 2031_DzMD_GzMD_Dp00_Gp00 | A2- Bolivia 33 kV | All generators | 0.99 | cap | Manzanares 115/33/13.8 kV | m:cosphi:bushv | -0.84668 | ElmTr3
2031 | 2031_DzMD_GzMD_Dp00_Gp00 | A2- Bolivia 33 kV | All generators | 1 | cap | Manzanares 115/33/13.8 kV | m:cosphi:bushv | -0.91622 | ElmTr3
2031 | 2031_DzMD_GzMD_Dp00_Gp00 | A2- Bolivia 33 kV | All generators | 0.9 | cap | Purnio 230/115 | m:P:bushv in MW | -37.7535 | ElmTr3
2031 | 2031_DzMD_GzMD_Dp00_Gp00 | A2- Bolivia 33 kV | All generators | 0.91 | cap | Purnio 230/115 | m:P:bushv in MW | -37.7714 | ElmTr3
2031 | 2031_DzMD_GzMD_Dp00_Gp00 | A2- Bolivia 33 kV | All generators | 0.92 | cap | Purnio 230/115 | m:P:bushv in MW | -37.7856 | ElmTr3
2031 | 2031_DzMD_GzMD_Dp00_Gp00 | A2- Bolivia 33 kV | All generators | 0.93 | cap | Purnio 230/115 | m:P:bushv in MW | -37.797 | ElmTr3
2031 | 2031_DzMD_GzMD_Dp00_Gp00 | A2- Bolivia 33 kV | All generators | 0.94 | cap | Purnio 230/115 | m:P:bushv in MW | -37.8059 | ElmTr3
2031 | 2031_DzMD_GzMD_Dp00_Gp00 | A2- Bolivia 33 kV | All generators | 0.95 | cap | Purnio 230/115 | m:P:bushv in MW | -37.8129 | ElmTr3
2031 | 2031_DzMD_GzMD_Dp00_Gp00 | A2- Bolivia 33 kV | All generators | 0.96 | cap | Purnio 230/115 | m:P:bushv in MW | -37.8179 | ElmTr3
2031 | 2031_DzMD_GzMD_Dp00_Gp00 | A2- Bolivia 33 kV | All generators | 0.97 | cap | Purnio 230/115 | m:P:bushv in MW | -37.8211 | ElmTr3
2031 | 2031_DzMD_GzMD_Dp00_Gp00 | A2- Bolivia 33 kV | All generators | 0.98 | cap | Purnio 230/115 | m:P:bushv in MW | -37.8222 | ElmTr3
2031 | 2031_DzMD_GzMD_Dp00_Gp00 | A2- Bolivia 33 kV | All generators | 0.99 | cap | Purnio 230/115 | m:P:bushv in MW | -37.8201 | ElmTr3
2031 | 2031_DzMD_GzMD_Dp00_Gp00 | A2- Bolivia 33 kV | All generators | 1 | cap | Purnio 230/115 | m:P:bushv in MW | -37.804 | ElmTr3
2031 | 2031_DzMD_GzMD_Dp00_Gp00 | A2- Bolivia 33 kV | All generators | 0.9 | cap | Purnio 230/115 | m:Q:bushv in Mvar | 5.2033 | ElmTr3
2031 | 2031_DzMD_GzMD_Dp00_Gp00 | A2- Bolivia 33 kV | All generators | 0.91 | cap | Purnio 230/115 | m:Q:bushv in Mvar | 4.9965 | ElmTr3
2031 | 2031_DzMD_GzMD_Dp00_Gp00 | A2- Bolivia 33 kV | All generators | 0.92 | cap | Purnio 230/115 | m:Q:bushv in Mvar | 4.804 | ElmTr3
2031 | 2031_DzMD_GzMD_Dp00_Gp00 | A2- Bolivia 33 kV | All generators | 0.93 | cap | Purnio 230/115 | m:Q:bushv in Mvar | 4.6205 | ElmTr3
2031 | 2031_DzMD_GzMD_Dp00_Gp00 | A2- Bolivia 33 kV | All generators | 0.94 | cap | Purnio 230/115 | m:Q:bushv in Mvar | 4.4421 | ElmTr3
2031 | 2031_DzMD_GzMD_Dp00_Gp00 | A2- Bolivia 33 kV | All generators | 0.95 | cap | Purnio 230/115 | m:Q:bushv in Mvar | 4.2654 | ElmTr3
2031 | 2031_DzMD_GzMD_Dp00_Gp00 | A2- Bolivia 33 kV | All generators | 0.96 | cap | Purnio 230/115 | m:Q:bushv in Mvar | 4.0863 | ElmTr3
2031 | 2031_DzMD_GzMD_Dp00_Gp00 | A2- Bolivia 33 kV | All generators | 0.97 | cap | Purnio 230/115 | m:Q:bushv in Mvar | 3.8995 | ElmTr3
2031 | 2031_DzMD_GzMD_Dp00_Gp00 | A2- Bolivia 33 kV | All generators | 0.98 | cap | Purnio 230/115 | m:Q:bushv in Mvar | 3.6959 | ElmTr3
2031 | 2031_DzMD_GzMD_Dp00_Gp00 | A2- Bolivia 33 kV | All generators | 0.99 | cap | Purnio 230/115 | m:Q:bushv in Mvar | 3.453 | ElmTr3
2031 | 2031_DzMD_GzMD_Dp00_Gp00 | A2- Bolivia 33 kV | All generators | 1 | cap | Purnio 230/115 | m:Q:bushv in Mvar | 2.9363 | ElmTr3
2031 | 2031_DzMD_GzMD_Dp00_Gp00 | A2- Bolivia 33 kV | All generators | 0.9 | cap | Purnio 230/115 | m:cosphi:bushv | -0.99064 | ElmTr3
2031 | 2031_DzMD_GzMD_Dp00_Gp00 | A2- Bolivia 33 kV | All generators | 0.91 | cap | Purnio 230/115 | m:cosphi:bushv | -0.99136 | ElmTr3
2031 | 2031_DzMD_GzMD_Dp00_Gp00 | A2- Bolivia 33 kV | All generators | 0.92 | cap | Purnio 230/115 | m:cosphi:bushv | -0.99201 | ElmTr3
2031 | 2031_DzMD_GzMD_Dp00_Gp00 | A2- Bolivia 33 kV | All generators | 0.93 | cap | Purnio 230/115 | m:cosphi:bushv | -0.99261 | ElmTr3
2031 | 2031_DzMD_GzMD_Dp00_Gp00 | A2- Bolivia 33 kV | All generators | 0.94 | cap | Purnio 230/115 | m:cosphi:bushv | -0.99317 | ElmTr3
2031 | 2031_DzMD_GzMD_Dp00_Gp00 | A2- Bolivia 33 kV | All generators | 0.95 | cap | Purnio 230/115 | m:cosphi:bushv | -0.9937 | ElmTr3
2031 | 2031_DzMD_GzMD_Dp00_Gp00 | A2- Bolivia 33 kV | All generators | 0.96 | cap | Purnio 230/115 | m:cosphi:bushv | -0.99421 | ElmTr3
2031 | 2031_DzMD_GzMD_Dp00_Gp00 | A2- Bolivia 33 kV | All generators | 0.97 | cap | Purnio 230/115 | m:cosphi:bushv | -0.99473 | ElmTr3
2031 | 2031_DzMD_GzMD_Dp00_Gp00 | A2- Bolivia 33 kV | All generators | 0.98 | cap | Purnio 230/115 | m:cosphi:bushv | -0.99526 | ElmTr3
2031 | 2031_DzMD_GzMD_Dp00_Gp00 | A2- Bolivia 33 kV | All generators | 0.99 | cap | Purnio 230/115 | m:cosphi:bushv | -0.99586 | ElmTr3
2031 | 2031_DzMD_GzMD_Dp00_Gp00 | A2- Bolivia 33 kV | All generators | 1 | cap | Purnio 230/115 | m:cosphi:bushv | -0.997 | ElmTr3
2031 | 2031_DzMD_GzMD_Dp00_Gp00 | A2- Bolivia 33 kV | All generators | 0.9 | cap | Victoria 115/33/13.8 kV | m:P:bushv in MW | 5.111 | ElmTr3
2031 | 2031_DzMD_GzMD_Dp00_Gp00 | A2- Bolivia 33 kV | All generators | 0.91 | cap | Victoria 115/33/13.8 kV | m:P:bushv in MW | 5.0575 | ElmTr3
2031 | 2031_DzMD_GzMD_Dp00_Gp00 | A2- Bolivia 33 kV | All generators | 0.92 | cap | Victoria 115/33/13.8 kV | m:P:bushv in MW | 5.0099 | ElmTr3
2031 | 2031_DzMD_GzMD_Dp00_Gp00 | A2- Bolivia 33 kV | All generators | 0.93 | cap | Victoria 115/33/13.8 kV | m:P:bushv in MW | 4.9667 | ElmTr3
2031 | 2031_DzMD_GzMD_Dp00_Gp00 | A2- Bolivia 33 kV | All generators | 0.94 | cap | Victoria 115/33/13.8 kV | m:P:bushv in MW | 4.9267 | ElmTr3
2031 | 2031_DzMD_GzMD_Dp00_Gp00 | A2- Bolivia 33 kV | All generators | 0.95 | cap | Victoria 115/33/13.8 kV | m:P:bushv in MW | 4.8888 | ElmTr3
2031 | 2031_DzMD_GzMD_Dp00_Gp00 | A2- Bolivia 33 kV | All generators | 0.96 | cap | Victoria 115/33/13.8 kV | m:P:bushv in MW | 4.8523 | ElmTr3
2031 | 2031_DzMD_GzMD_Dp00_Gp00 | A2- Bolivia 33 kV | All generators | 0.97 | cap | Victoria 115/33/13.8 kV | m:P:bushv in MW | 4.8162 | ElmTr3
2031 | 2031_DzMD_GzMD_Dp00_Gp00 | A2- Bolivia 33 kV | All generators | 0.98 | cap | Victoria 115/33/13.8 kV | m:P:bushv in MW | 4.7792 | ElmTr3
2031 | 2031_DzMD_GzMD_Dp00_Gp00 | A2- Bolivia 33 kV | All generators | 0.99 | cap | Victoria 115/33/13.8 kV | m:P:bushv in MW | 4.7381 | ElmTr3
2031 | 2031_DzMD_GzMD_Dp00_Gp00 | A2- Bolivia 33 kV | All generators | 1 | cap | Victoria 115/33/13.8 kV | m:P:bushv in MW | 4.6619 | ElmTr3
2031 | 2031_DzMD_GzMD_Dp00_Gp00 | A2- Bolivia 33 kV | All generators | 0.9 | cap | Victoria 115/33/13.8 kV | m:Q:bushv in Mvar | 4.3874 | ElmTr3
2031 | 2031_DzMD_GzMD_Dp00_Gp00 | A2- Bolivia 33 kV | All generators | 0.91 | cap | Victoria 115/33/13.8 kV | m:Q:bushv in Mvar | 4.2038 | ElmTr3
2031 | 2031_DzMD_GzMD_Dp00_Gp00 | A2- Bolivia 33 kV | All generators | 0.92 | cap | Victoria 115/33/13.8 kV | m:Q:bushv in Mvar | 4.0327 | ElmTr3
2031 | 2031_DzMD_GzMD_Dp00_Gp00 | A2- Bolivia 33 kV | All generators | 0.93 | cap | Victoria 115/33/13.8 kV | m:Q:bushv in Mvar | 3.8695 | ElmTr3
2031 | 2031_DzMD_GzMD_Dp00_Gp00 | A2- Bolivia 33 kV | All generators | 0.94 | cap | Victoria 115/33/13.8 kV | m:Q:bushv in Mvar | 3.7108 | ElmTr3
2031 | 2031_DzMD_GzMD_Dp00_Gp00 | A2- Bolivia 33 kV | All generators | 0.95 | cap | Victoria 115/33/13.8 kV | m:Q:bushv in Mvar | 3.5534 | ElmTr3
2031 | 2031_DzMD_GzMD_Dp00_Gp00 | A2- Bolivia 33 kV | All generators | 0.96 | cap | Victoria 115/33/13.8 kV | m:Q:bushv in Mvar | 3.3938 | ElmTr3
2031 | 2031_DzMD_GzMD_Dp00_Gp00 | A2- Bolivia 33 kV | All generators | 0.97 | cap | Victoria 115/33/13.8 kV | m:Q:bushv in Mvar | 3.2272 | ElmTr3
2031 | 2031_DzMD_GzMD_Dp00_Gp00 | A2- Bolivia 33 kV | All generators | 0.98 | cap | Victoria 115/33/13.8 kV | m:Q:bushv in Mvar | 3.0455 | ElmTr3
2031 | 2031_DzMD_GzMD_Dp00_Gp00 | A2- Bolivia 33 kV | All generators | 0.99 | cap | Victoria 115/33/13.8 kV | m:Q:bushv in Mvar | 2.8285 | ElmTr3
2031 | 2031_DzMD_GzMD_Dp00_Gp00 | A2- Bolivia 33 kV | All generators | 1 | cap | Victoria 115/33/13.8 kV | m:Q:bushv in Mvar | 2.3662 | ElmTr3
2031 | 2031_DzMD_GzMD_Dp00_Gp00 | A2- Bolivia 33 kV | All generators | 0.9 | cap | Victoria 115/33/13.8 kV | m:cosphi:bushv | 0.75878 | ElmTr3
2031 | 2031_DzMD_GzMD_Dp00_Gp00 | A2- Bolivia 33 kV | All generators | 0.91 | cap | Victoria 115/33/13.8 kV | m:cosphi:bushv | 0.76902 | ElmTr3
2031 | 2031_DzMD_GzMD_Dp00_Gp00 | A2- Bolivia 33 kV | All generators | 0.92 | cap | Victoria 115/33/13.8 kV | m:cosphi:bushv | 0.77899 | ElmTr3
2031 | 2031_DzMD_GzMD_Dp00_Gp00 | A2- Bolivia 33 kV | All generators | 0.93 | cap | Victoria 115/33/13.8 kV | m:cosphi:bushv | 0.78885 | ElmTr3
2031 | 2031_DzMD_GzMD_Dp00_Gp00 | A2- Bolivia 33 kV | All generators | 0.94 | cap | Victoria 115/33/13.8 kV | m:cosphi:bushv | 0.79877 | ElmTr3
2031 | 2031_DzMD_GzMD_Dp00_Gp00 | A2- Bolivia 33 kV | All generators | 0.95 | cap | Victoria 115/33/13.8 kV | m:cosphi:bushv | 0.8089 | ElmTr3
2031 | 2031_DzMD_GzMD_Dp00_Gp00 | A2- Bolivia 33 kV | All generators | 0.96 | cap | Victoria 115/33/13.8 kV | m:cosphi:bushv | 0.81946 | ElmTr3
2031 | 2031_DzMD_GzMD_Dp00_Gp00 | A2- Bolivia 33 kV | All generators | 0.97 | cap | Victoria 115/33/13.8 kV | m:cosphi:bushv | 0.83074 | ElmTr3
2031 | 2031_DzMD_GzMD_Dp00_Gp00 | A2- Bolivia 33 kV | All generators | 0.98 | cap | Victoria 115/33/13.8 kV | m:cosphi:bushv | 0.84333 | ElmTr3
2031 | 2031_DzMD_GzMD_Dp00_Gp00 | A2- Bolivia 33 kV | All generators | 0.99 | cap | Victoria 115/33/13.8 kV | m:cosphi:bushv | 0.85864 | ElmTr3
2031 | 2031_DzMD_GzMD_Dp00_Gp00 | A2- Bolivia 33 kV | All generators | 1 | cap | Victoria 115/33/13.8 kV | m:cosphi:bushv | 0.89171 | ElmTr3
2031 | 2031_DzMD_GzMD_Dp00_Gp00 | A2- Bolivia 33 kV | All generators | 0.9 | ind | Dorada - Magdalena 115 kV | m:P:bus1 in MW | 83.4126 | ElmLne
2031 | 2031_DzMD_GzMD_Dp00_Gp00 | A2- Bolivia 33 kV | All generators | 0.91 | ind | Dorada - Magdalena 115 kV | m:P:bus1 in MW | 83.406 | ElmLne
2031 | 2031_DzMD_GzMD_Dp00_Gp00 | A2- Bolivia 33 kV | All generators | 0.92 | ind | Dorada - Magdalena 115 kV | m:P:bus1 in MW | 83.3991 | ElmLne
2031 | 2031_DzMD_GzMD_Dp00_Gp00 | A2- Bolivia 33 kV | All generators | 0.93 | ind | Dorada - Magdalena 115 kV | m:P:bus1 in MW | 83.3917 | ElmLne
2031 | 2031_DzMD_GzMD_Dp00_Gp00 | A2- Bolivia 33 kV | All generators | 0.94 | ind | Dorada - Magdalena 115 kV | m:P:bus1 in MW | 83.3838 | ElmLne
2031 | 2031_DzMD_GzMD_Dp00_Gp00 | A2- Bolivia 33 kV | All generators | 0.95 | ind | Dorada - Magdalena 115 kV | m:P:bus1 in MW | 83.3751 | ElmLne
2031 | 2031_DzMD_GzMD_Dp00_Gp00 | A2- Bolivia 33 kV | All generators | 0.96 | ind | Dorada - Magdalena 115 kV | m:P:bus1 in MW | 83.3654 | ElmLne
2031 | 2031_DzMD_GzMD_Dp00_Gp00 | A2- Bolivia 33 kV | All generators | 0.97 | ind | Dorada - Magdalena 115 kV | m:P:bus1 in MW | 83.3543 | ElmLne
2031 | 2031_DzMD_GzMD_Dp00_Gp00 | A2- Bolivia 33 kV | All generators | 0.98 | ind | Dorada - Magdalena 115 kV | m:P:bus1 in MW | 83.3409 | ElmLne
2031 | 2031_DzMD_GzMD_Dp00_Gp00 | A2- Bolivia 33 kV | All generators | 0.99 | ind | Dorada - Magdalena 115 kV | m:P:bus1 in MW | 83.3229 | ElmLne
2031 | 2031_DzMD_GzMD_Dp00_Gp00 | A2- Bolivia 33 kV | All generators | 1 | ind | Dorada - Magdalena 115 kV | m:P:bus1 in MW | 83.2756 | ElmLne
2031 | 2031_DzMD_GzMD_Dp00_Gp00 | A2- Bolivia 33 kV | All generators | 0.9 | ind | Dorada - Magdalena 115 kV | m:P:bus2 in MW | -83.0487 | ElmLne
2031 | 2031_DzMD_GzMD_Dp00_Gp00 | A2- Bolivia 33 kV | All generators | 0.91 | ind | Dorada - Magdalena 115 kV | m:P:bus2 in MW | -83.0421 | ElmLne
2031 | 2031_DzMD_GzMD_Dp00_Gp00 | A2- Bolivia 33 kV | All generators | 0.92 | ind | Dorada - Magdalena 115 kV | m:P:bus2 in MW | -83.0351 | ElmLne
2031 | 2031_DzMD_GzMD_Dp00_Gp00 | A2- Bolivia 33 kV | All generators | 0.93 | ind | Dorada - Magdalena 115 kV | m:P:bus2 in MW | -83.0277 | ElmLne
2031 | 2031_DzMD_GzMD_Dp00_Gp00 | A2- Bolivia 33 kV | All generators | 0.94 | ind | Dorada - Magdalena 115 kV | m:P:bus2 in MW | -83.0197 | ElmLne
2031 | 2031_DzMD_GzMD_Dp00_Gp00 | A2- Bolivia 33 kV | All generators | 0.95 | ind | Dorada - Magdalena 115 kV | m:P:bus2 in MW | -83.011 | ElmLne
2031 | 2031_DzMD_GzMD_Dp00_Gp00 | A2- Bolivia 33 kV | All generators | 0.96 | ind | Dorada - Magdalena 115 kV | m:P:bus2 in MW | -83.0013 | ElmLne
2031 | 2031_DzMD_GzMD_Dp00_Gp00 | A2- Bolivia 33 kV | All generators | 0.97 | ind | Dorada - Magdalena 115 kV | m:P:bus2 in MW | -82.9901 | ElmLne
2031 | 2031_DzMD_GzMD_Dp00_Gp00 | A2- Bolivia 33 kV | All generators | 0.98 | ind | Dorada - Magdalena 115 kV | m:P:bus2 in MW | -82.9767 | ElmLne
2031 | 2031_DzMD_GzMD_Dp00_Gp00 | A2- Bolivia 33 kV | All generators | 0.99 | ind | Dorada - Magdalena 115 kV | m:P:bus2 in MW | -82.9586 | ElmLne
2031 | 2031_DzMD_GzMD_Dp00_Gp00 | A2- Bolivia 33 kV | All generators | 1 | ind | Dorada - Magdalena 115 kV | m:P:bus2 in MW | -82.9111 | ElmLne
2031 | 2031_DzMD_GzMD_Dp00_Gp00 | A2- Bolivia 33 kV | All generators | 0.9 | ind | Dorada - Magdalena 115 kV | m:Q:bus1 in Mvar | -6.2682 | ElmLne
2031 | 2031_DzMD_GzMD_Dp00_Gp00 | A2- Bolivia 33 kV | All generators | 0.91 | ind | Dorada - Magdalena 115 kV | m:Q:bus1 in Mvar | -6.2858 | ElmLne
2031 | 2031_DzMD_GzMD_Dp00_Gp00 | A2- Bolivia 33 kV | All generators | 0.92 | ind | Dorada - Magdalena 115 kV | m:Q:bus1 in Mvar | -6.3042 | ElmLne
2031 | 2031_DzMD_GzMD_Dp00_Gp00 | A2- Bolivia 33 kV | All generators | 0.93 | ind | Dorada - Magdalena 115 kV | m:Q:bus1 in Mvar | -6.3236 | ElmLne
2031 | 2031_DzMD_GzMD_Dp00_Gp00 | A2- Bolivia 33 kV | All generators | 0.94 | ind | Dorada - Magdalena 115 kV | m:Q:bus1 in Mvar | -6.3443 | ElmLne
2031 | 2031_DzMD_GzMD_Dp00_Gp00 | A2- Bolivia 33 kV | All generators | 0.95 | ind | Dorada - Magdalena 115 kV | m:Q:bus1 in Mvar | -6.3666 | ElmLne
2031 | 2031_DzMD_GzMD_Dp00_Gp00 | A2- Bolivia 33 kV | All generators | 0.96 | ind | Dorada - Magdalena 115 kV | m:Q:bus1 in Mvar | -6.3913 | ElmLne
2031 | 2031_DzMD_GzMD_Dp00_Gp00 | A2- Bolivia 33 kV | All generators | 0.97 | ind | Dorada - Magdalena 115 kV | m:Q:bus1 in Mvar | -6.4192 | ElmLne
2031 | 2031_DzMD_GzMD_Dp00_Gp00 | A2- Bolivia 33 kV | All generators | 0.98 | ind | Dorada - Magdalena 115 kV | m:Q:bus1 in Mvar | -6.4523 | ElmLne
2031 | 2031_DzMD_GzMD_Dp00_Gp00 | A2- Bolivia 33 kV | All generators | 0.99 | ind | Dorada - Magdalena 115 kV | m:Q:bus1 in Mvar | -6.4961 | ElmLne
2031 | 2031_DzMD_GzMD_Dp00_Gp00 | A2- Bolivia 33 kV | All generators | 1 | ind | Dorada - Magdalena 115 kV | m:Q:bus1 in Mvar | -6.6066 | ElmLne
2031 | 2031_DzMD_GzMD_Dp00_Gp00 | A2- Bolivia 33 kV | All generators | 0.9 | ind | Dorada - Magdalena 115 kV | m:Q:bus2 in Mvar | 7.7012 | ElmLne
2031 | 2031_DzMD_GzMD_Dp00_Gp00 | A2- Bolivia 33 kV | All generators | 0.91 | ind | Dorada - Magdalena 115 kV | m:Q:bus2 in Mvar | 7.7191 | ElmLne
2031 | 2031_DzMD_GzMD_Dp00_Gp00 | A2- Bolivia 33 kV | All generators | 0.92 | ind | Dorada - Magdalena 115 kV | m:Q:bus2 in Mvar | 7.7377 | ElmLne
2031 | 2031_DzMD_GzMD_Dp00_Gp00 | A2- Bolivia 33 kV | All generators | 0.93 | ind | Dorada - Magdalena 115 kV | m:Q:bus2 in Mvar | 7.7574 | ElmLne
2031 | 2031_DzMD_GzMD_Dp00_Gp00 | A2- Bolivia 33 kV | All generators | 0.94 | ind | Dorada - Magdalena 115 kV | m:Q:bus2 in Mvar | 7.7784 | ElmLne
2031 | 2031_DzMD_GzMD_Dp00_Gp00 | A2- Bolivia 33 kV | All generators | 0.95 | ind | Dorada - Magdalena 115 kV | m:Q:bus2 in Mvar | 7.801 | ElmLne
2031 | 2031_DzMD_GzMD_Dp00_Gp00 | A2- Bolivia 33 kV | All generators | 0.96 | ind | Dorada - Magdalena 115 kV | m:Q:bus2 in Mvar | 7.8259 | ElmLne
2031 | 2031_DzMD_GzMD_Dp00_Gp00 | A2- Bolivia 33 kV | All generators | 0.97 | ind | Dorada - Magdalena 115 kV | m:Q:bus2 in Mvar | 7.8542 | ElmLne
2031 | 2031_DzMD_GzMD_Dp00_Gp00 | A2- Bolivia 33 kV | All generators | 0.98 | ind | Dorada - Magdalena 115 kV | m:Q:bus2 in Mvar | 7.8878 | ElmLne
2031 | 2031_DzMD_GzMD_Dp00_Gp00 | A2- Bolivia 33 kV | All generators | 0.99 | ind | Dorada - Magdalena 115 kV | m:Q:bus2 in Mvar | 7.932 | ElmLne
2031 | 2031_DzMD_GzMD_Dp00_Gp00 | A2- Bolivia 33 kV | All generators | 1 | ind | Dorada - Magdalena 115 kV | m:Q:bus2 in Mvar | 8.0438 | ElmLne
2031 | 2031_DzMD_GzMD_Dp00_Gp00 | A2- Bolivia 33 kV | All generators | 0.9 | ind | Dorada - Magdalena 115 kV | m:cosphi:bus1 | 0.99719 | ElmLne
2031 | 2031_DzMD_GzMD_Dp00_Gp00 | A2- Bolivia 33 kV | All generators | 0.91 | ind | Dorada - Magdalena 115 kV | m:cosphi:bus1 | 0.99717 | ElmLne
2031 | 2031_DzMD_GzMD_Dp00_Gp00 | A2- Bolivia 33 kV | All generators | 0.92 | ind | Dorada - Magdalena 115 kV | m:cosphi:bus1 | 0.99715 | ElmLne
2031 | 2031_DzMD_GzMD_Dp00_Gp00 | A2- Bolivia 33 kV | All generators | 0.93 | ind | Dorada - Magdalena 115 kV | m:cosphi:bus1 | 0.99714 | ElmLne
2031 | 2031_DzMD_GzMD_Dp00_Gp00 | A2- Bolivia 33 kV | All generators | 0.94 | ind | Dorada - Magdalena 115 kV | m:cosphi:bus1 | 0.99712 | ElmLne
2031 | 2031_DzMD_GzMD_Dp00_Gp00 | A2- Bolivia 33 kV | All generators | 0.95 | ind | Dorada - Magdalena 115 kV | m:cosphi:bus1 | 0.9971 | ElmLne
2031 | 2031_DzMD_GzMD_Dp00_Gp00 | A2- Bolivia 33 kV | All generators | 0.96 | ind | Dorada - Magdalena 115 kV | m:cosphi:bus1 | 0.99707 | ElmLne
2031 | 2031_DzMD_GzMD_Dp00_Gp00 | A2- Bolivia 33 kV | All generators | 0.97 | ind | Dorada - Magdalena 115 kV | m:cosphi:bus1 | 0.99705 | ElmLne
2031 | 2031_DzMD_GzMD_Dp00_Gp00 | A2- Bolivia 33 kV | All generators | 0.98 | ind | Dorada - Magdalena 115 kV | m:cosphi:bus1 | 0.99702 | ElmLne
2031 | 2031_DzMD_GzMD_Dp00_Gp00 | A2- Bolivia 33 kV | All generators | 0.99 | ind | Dorada - Magdalena 115 kV | m:cosphi:bus1 | 0.99697 | ElmLne
2031 | 2031_DzMD_GzMD_Dp00_Gp00 | A2- Bolivia 33 kV | All generators | 1 | ind | Dorada - Magdalena 115 kV | m:cosphi:bus1 | 0.99687 | ElmLne
2031 | 2031_DzMD_GzMD_Dp00_Gp00 | A2- Bolivia 33 kV | All generators | 0.9 | ind | Dorada - Magdalena 115 kV | m:cosphi:bus2 | -0.99573 | ElmLne
2031 | 2031_DzMD_GzMD_Dp00_Gp00 | A2- Bolivia 33 kV | All generators | 0.91 | ind | Dorada - Magdalena 115 kV | m:cosphi:bus2 | -0.99571 | ElmLne
2031 | 2031_DzMD_GzMD_Dp00_Gp00 | A2- Bolivia 33 kV | All generators | 0.92 | ind | Dorada - Magdalena 115 kV | m:cosphi:bus2 | -0.99569 | ElmLne
2031 | 2031_DzMD_GzMD_Dp00_Gp00 | A2- Bolivia 33 kV | All generators | 0.93 | ind | Dorada - Magdalena 115 kV | m:cosphi:bus2 | -0.99566 | ElmLne
2031 | 2031_DzMD_GzMD_Dp00_Gp00 | A2- Bolivia 33 kV | All generators | 0.94 | ind | Dorada - Magdalena 115 kV | m:cosphi:bus2 | -0.99564 | ElmLne
2031 | 2031_DzMD_GzMD_Dp00_Gp00 | A2- Bolivia 33 kV | All generators | 0.95 | ind | Dorada - Magdalena 115 kV | m:cosphi:bus2 | -0.99561 | ElmLne
2031 | 2031_DzMD_GzMD_Dp00_Gp00 | A2- Bolivia 33 kV | All generators | 0.96 | ind | Dorada - Magdalena 115 kV | m:cosphi:bus2 | -0.99558 | ElmLne
2031 | 2031_DzMD_GzMD_Dp00_Gp00 | A2- Bolivia 33 kV | All generators | 0.97 | ind | Dorada - Magdalena 115 kV | m:cosphi:bus2 | -0.99555 | ElmLne
2031 | 2031_DzMD_GzMD_Dp00_Gp00 | A2- Bolivia 33 kV | All generators | 0.98 | ind | Dorada - Magdalena 115 kV | m:cosphi:bus2 | -0.99551 | ElmLne
2031 | 2031_DzMD_GzMD_Dp00_Gp00 | A2- Bolivia 33 kV | All generators | 0.99 | ind | Dorada - Magdalena 115 kV | m:cosphi:bus2 | -0.99546 | ElmLne
2031 | 2031_DzMD_GzMD_Dp00_Gp00 | A2- Bolivia 33 kV | All generators | 1 | ind | Dorada - Magdalena 115 kV | m:cosphi:bus2 | -0.99533 | ElmLne
2031 | 2031_DzMD_GzMD_Dp00_Gp00 | A2- Bolivia 33 kV | All generators | 0.9 | ind | Mariquita - Victoria 2 115 | m:P:bus1 in MW | -11.2188 | ElmLne
2031 | 2031_DzMD_GzMD_Dp00_Gp00 | A2- Bolivia 33 kV | All generators | 0.91 | ind | Mariquita - Victoria 2 115 | m:P:bus1 in MW | -11.2112 | ElmLne
2031 | 2031_DzMD_GzMD_Dp00_Gp00 | A2- Bolivia 33 kV | All generators | 0.92 | ind | Mariquita - Victoria 2 115 | m:P:bus1 in MW | -11.2033 | ElmLne
2031 | 2031_DzMD_GzMD_Dp00_Gp00 | A2- Bolivia 33 kV | All generators | 0.93 | ind | Mariquita - Victoria 2 115 | m:P:bus1 in MW | -11.1952 | ElmLne
2031 | 2031_DzMD_GzMD_Dp00_Gp00 | A2- Bolivia 33 kV | All generators | 0.94 | ind | Mariquita - Victoria 2 115 | m:P:bus1 in MW | -11.1867 | ElmLne
2031 | 2031_DzMD_GzMD_Dp00_Gp00 | A2- Bolivia 33 kV | All generators | 0.95 | ind | Mariquita - Victoria 2 115 | m:P:bus1 in MW | -11.1777 | ElmLne
2031 | 2031_DzMD_GzMD_Dp00_Gp00 | A2- Bolivia 33 kV | All generators | 0.96 | ind | Mariquita - Victoria 2 115 | m:P:bus1 in MW | -11.1679 | ElmLne
2031 | 2031_DzMD_GzMD_Dp00_Gp00 | A2- Bolivia 33 kV | All generators | 0.97 | ind | Mariquita - Victoria 2 115 | m:P:bus1 in MW | -11.1571 | ElmLne
2031 | 2031_DzMD_GzMD_Dp00_Gp00 | A2- Bolivia 33 kV | All generators | 0.98 | ind | Mariquita - Victoria 2 115 | m:P:bus1 in MW | -11.1447 | ElmLne
2031 | 2031_DzMD_GzMD_Dp00_Gp00 | A2- Bolivia 33 kV | All generators | 0.99 | ind | Mariquita - Victoria 2 115 | m:P:bus1 in MW | -11.1288 | ElmLne
2031 | 2031_DzMD_GzMD_Dp00_Gp00 | A2- Bolivia 33 kV | All generators | 1 | ind | Mariquita - Victoria 2 115 | m:P:bus1 in MW | -11.0918 | ElmLne
2031 | 2031_DzMD_GzMD_Dp00_Gp00 | A2- Bolivia 33 kV | All generators | 0.9 | ind | Mariquita - Victoria 2 115 | m:P:bus2 in MW | 11.2453 | ElmLne
2031 | 2031_DzMD_GzMD_Dp00_Gp00 | A2- Bolivia 33 kV | All generators | 0.91 | ind | Mariquita - Victoria 2 115 | m:P:bus2 in MW | 11.2376 | ElmLne
2031 | 2031_DzMD_GzMD_Dp00_Gp00 | A2- Bolivia 33 kV | All generators | 0.92 | ind | Mariquita - Victoria 2 115 | m:P:bus2 in MW | 11.2298 | ElmLne
2031 | 2031_DzMD_GzMD_Dp00_Gp00 | A2- Bolivia 33 kV | All generators | 0.93 | ind | Mariquita - Victoria 2 115 | m:P:bus2 in MW | 11.2216 | ElmLne
2031 | 2031_DzMD_GzMD_Dp00_Gp00 | A2- Bolivia 33 kV | All generators | 0.94 | ind | Mariquita - Victoria 2 115 | m:P:bus2 in MW | 11.2131 | ElmLne
2031 | 2031_DzMD_GzMD_Dp00_Gp00 | A2- Bolivia 33 kV | All generators | 0.95 | ind | Mariquita - Victoria 2 115 | m:P:bus2 in MW | 11.204 | ElmLne
2031 | 2031_DzMD_GzMD_Dp00_Gp00 | A2- Bolivia 33 kV | All generators | 0.96 | ind | Mariquita - Victoria 2 115 | m:P:bus2 in MW | 11.1942 | ElmLne
2031 | 2031_DzMD_GzMD_Dp00_Gp00 | A2- Bolivia 33 kV | All generators | 0.97 | ind | Mariquita - Victoria 2 115 | m:P:bus2 in MW | 11.1834 | ElmLne
2031 | 2031_DzMD_GzMD_Dp00_Gp00 | A2- Bolivia 33 kV | All generators | 0.98 | ind | Mariquita - Victoria 2 115 | m:P:bus2 in MW | 11.1709 | ElmLne
2031 | 2031_DzMD_GzMD_Dp00_Gp00 | A2- Bolivia 33 kV | All generators | 0.99 | ind | Mariquita - Victoria 2 115 | m:P:bus2 in MW | 11.155 | ElmLne
2031 | 2031_DzMD_GzMD_Dp00_Gp00 | A2- Bolivia 33 kV | All generators | 1 | ind | Mariquita - Victoria 2 115 | m:P:bus2 in MW | 11.1179 | ElmLne
2031 | 2031_DzMD_GzMD_Dp00_Gp00 | A2- Bolivia 33 kV | All generators | 0.9 | ind | Mariquita - Victoria 2 115 | m:Q:bus1 in Mvar | -0.18176 | ElmLne
2031 | 2031_DzMD_GzMD_Dp00_Gp00 | A2- Bolivia 33 kV | All generators | 0.91 | ind | Mariquita - Victoria 2 115 | m:Q:bus1 in Mvar | -0.20364 | ElmLne
2031 | 2031_DzMD_GzMD_Dp00_Gp00 | A2- Bolivia 33 kV | All generators | 0.92 | ind | Mariquita - Victoria 2 115 | m:Q:bus1 in Mvar | -0.22654 | ElmLne
2031 | 2031_DzMD_GzMD_Dp00_Gp00 | A2- Bolivia 33 kV | All generators | 0.93 | ind | Mariquita - Victoria 2 115 | m:Q:bus1 in Mvar | -0.25071 | ElmLne
2031 | 2031_DzMD_GzMD_Dp00_Gp00 | A2- Bolivia 33 kV | All generators | 0.94 | ind | Mariquita - Victoria 2 115 | m:Q:bus1 in Mvar | -0.27651 | ElmLne
2031 | 2031_DzMD_GzMD_Dp00_Gp00 | A2- Bolivia 33 kV | All generators | 0.95 | ind | Mariquita - Victoria 2 115 | m:Q:bus1 in Mvar | -0.3044 | ElmLne
2031 | 2031_DzMD_GzMD_Dp00_Gp00 | A2- Bolivia 33 kV | All generators | 0.96 | ind | Mariquita - Victoria 2 115 | m:Q:bus1 in Mvar | -0.33517 | ElmLne
2031 | 2031_DzMD_GzMD_Dp00_Gp00 | A2- Bolivia 33 kV | All generators | 0.97 | ind | Mariquita - Victoria 2 115 | m:Q:bus1 in Mvar | -0.37009 | ElmLne
2031 | 2031_DzMD_GzMD_Dp00_Gp00 | A2- Bolivia 33 kV | All generators | 0.98 | ind | Mariquita - Victoria 2 115 | m:Q:bus1 in Mvar | -0.4117 | ElmLne
2031 | 2031_DzMD_GzMD_Dp00_Gp00 | A2- Bolivia 33 kV | All generators | 0.99 | ind | Mariquita - Victoria 2 115 | m:Q:bus1 in Mvar | -0.46662 | ElmLne
2031 | 2031_DzMD_GzMD_Dp00_Gp00 | A2- Bolivia 33 kV | All generators | 1 | ind | Mariquita - Victoria 2 115 | m:Q:bus1 in Mvar | -0.606 | ElmLne
2031 | 2031_DzMD_GzMD_Dp00_Gp00 | A2- Bolivia 33 kV | All generators | 0.9 | ind | Mariquita - Victoria 2 115 | m:Q:bus2 in Mvar | -0.41286 | ElmLne
2031 | 2031_DzMD_GzMD_Dp00_Gp00 | A2- Bolivia 33 kV | All generators | 0.91 | ind | Mariquita - Victoria 2 115 | m:Q:bus2 in Mvar | -0.39083 | ElmLne
2031 | 2031_DzMD_GzMD_Dp00_Gp00 | A2- Bolivia 33 kV | All generators | 0.92 | ind | Mariquita - Victoria 2 115 | m:Q:bus2 in Mvar | -0.36776 | ElmLne
2031 | 2031_DzMD_GzMD_Dp00_Gp00 | A2- Bolivia 33 kV | All generators | 0.93 | ind | Mariquita - Victoria 2 115 | m:Q:bus2 in Mvar | -0.34341 | ElmLne
2031 | 2031_DzMD_GzMD_Dp00_Gp00 | A2- Bolivia 33 kV | All generators | 0.94 | ind | Mariquita - Victoria 2 115 | m:Q:bus2 in Mvar | -0.31742 | ElmLne
2031 | 2031_DzMD_GzMD_Dp00_Gp00 | A2- Bolivia 33 kV | All generators | 0.95 | ind | Mariquita - Victoria 2 115 | m:Q:bus2 in Mvar | -0.28931 | ElmLne
2031 | 2031_DzMD_GzMD_Dp00_Gp00 | A2- Bolivia 33 kV | All generators | 0.96 | ind | Mariquita - Victoria 2 115 | m:Q:bus2 in Mvar | -0.25831 | ElmLne
2031 | 2031_DzMD_GzMD_Dp00_Gp00 | A2- Bolivia 33 kV | All generators | 0.97 | ind | Mariquita - Victoria 2 115 | m:Q:bus2 in Mvar | -0.22312 | ElmLne
2031 | 2031_DzMD_GzMD_Dp00_Gp00 | A2- Bolivia 33 kV | All generators | 0.98 | ind | Mariquita - Victoria 2 115 | m:Q:bus2 in Mvar | -0.18119 | ElmLne
2031 | 2031_DzMD_GzMD_Dp00_Gp00 | A2- Bolivia 33 kV | All generators | 0.99 | ind | Mariquita - Victoria 2 115 | m:Q:bus2 in Mvar | -0.12582 | ElmLne
2031 | 2031_DzMD_GzMD_Dp00_Gp00 | A2- Bolivia 33 kV | All generators | 1 | ind | Mariquita - Victoria 2 115 | m:Q:bus2 in Mvar | 0.014725 | ElmLne
2031 | 2031_DzMD_GzMD_Dp00_Gp00 | A2- Bolivia 33 kV | All generators | 0.9 | ind | Mariquita - Victoria 2 115 | m:cosphi:bus1 | -0.99987 | ElmLne
2031 | 2031_DzMD_GzMD_Dp00_Gp00 | A2- Bolivia 33 kV | All generators | 0.91 | ind | Mariquita - Victoria 2 115 | m:cosphi:bus1 | -0.99984 | ElmLne
2031 | 2031_DzMD_GzMD_Dp00_Gp00 | A2- Bolivia 33 kV | All generators | 0.92 | ind | Mariquita - Victoria 2 115 | m:cosphi:bus1 | -0.9998 | ElmLne
2031 | 2031_DzMD_GzMD_Dp00_Gp00 | A2- Bolivia 33 kV | All generators | 0.93 | ind | Mariquita - Victoria 2 115 | m:cosphi:bus1 | -0.99975 | ElmLne
2031 | 2031_DzMD_GzMD_Dp00_Gp00 | A2- Bolivia 33 kV | All generators | 0.94 | ind | Mariquita - Victoria 2 115 | m:cosphi:bus1 | -0.9997 | ElmLne
2031 | 2031_DzMD_GzMD_Dp00_Gp00 | A2- Bolivia 33 kV | All generators | 0.95 | ind | Mariquita - Victoria 2 115 | m:cosphi:bus1 | -0.99963 | ElmLne
2031 | 2031_DzMD_GzMD_Dp00_Gp00 | A2- Bolivia 33 kV | All generators | 0.96 | ind | Mariquita - Victoria 2 115 | m:cosphi:bus1 | -0.99955 | ElmLne
2031 | 2031_DzMD_GzMD_Dp00_Gp00 | A2- Bolivia 33 kV | All generators | 0.97 | ind | Mariquita - Victoria 2 115 | m:cosphi:bus1 | -0.99945 | ElmLne
2031 | 2031_DzMD_GzMD_Dp00_Gp00 | A2- Bolivia 33 kV | All generators | 0.98 | ind | Mariquita - Victoria 2 115 | m:cosphi:bus1 | -0.99932 | ElmLne
2031 | 2031_DzMD_GzMD_Dp00_Gp00 | A2- Bolivia 33 kV | All generators | 0.99 | ind | Mariquita - Victoria 2 115 | m:cosphi:bus1 | -0.99912 | ElmLne
2031 | 2031_DzMD_GzMD_Dp00_Gp00 | A2- Bolivia 33 kV | All generators | 1 | ind | Mariquita - Victoria 2 115 | m:cosphi:bus1 | -0.99851 | ElmLne
2031 | 2031_DzMD_GzMD_Dp00_Gp00 | A2- Bolivia 33 kV | All generators | 0.9 | ind | Mariquita - Victoria 2 115 | m:cosphi:bus2 | 0.99933 | ElmLne
2031 | 2031_DzMD_GzMD_Dp00_Gp00 | A2- Bolivia 33 kV | All generators | 0.91 | ind | Mariquita - Victoria 2 115 | m:cosphi:bus2 | 0.9994 | ElmLne
2031 | 2031_DzMD_GzMD_Dp00_Gp00 | A2- Bolivia 33 kV | All generators | 0.92 | ind | Mariquita - Victoria 2 115 | m:cosphi:bus2 | 0.99946 | ElmLne
2031 | 2031_DzMD_GzMD_Dp00_Gp00 | A2- Bolivia 33 kV | All generators | 0.93 | ind | Mariquita - Victoria 2 115 | m:cosphi:bus2 | 0.99953 | ElmLne
2031 | 2031_DzMD_GzMD_Dp00_Gp00 | A2- Bolivia 33 kV | All generators | 0.94 | ind | Mariquita - Victoria 2 115 | m:cosphi:bus2 | 0.9996 | ElmLne
2031 | 2031_DzMD_GzMD_Dp00_Gp00 | A2- Bolivia 33 kV | All generators | 0.95 | ind | Mariquita - Victoria 2 115 | m:cosphi:bus2 | 0.99967 | ElmLne
2031 | 2031_DzMD_GzMD_Dp00_Gp00 | A2- Bolivia 33 kV | All generators | 0.96 | ind | Mariquita - Victoria 2 115 | m:cosphi:bus2 | 0.99973 | ElmLne
2031 | 2031_DzMD_GzMD_Dp00_Gp00 | A2- Bolivia 33 kV | All generators | 0.97 | ind | Mariquita - Victoria 2 115 | m:cosphi:bus2 | 0.9998 | ElmLne
2031 | 2031_DzMD_GzMD_Dp00_Gp00 | A2- Bolivia 33 kV | All generators | 0.98 | ind | Mariquita - Victoria 2 115 | m:cosphi:bus2 | 0.99987 | ElmLne
2031 | 2031_DzMD_GzMD_Dp00_Gp00 | A2- Bolivia 33 kV | All generators | 0.99 | ind | Mariquita - Victoria 2 115 | m:cosphi:bus2 | 0.99994 | ElmLne
2031 | 2031_DzMD_GzMD_Dp00_Gp00 | A2- Bolivia 33 kV | All generators | 1 | ind | Mariquita - Victoria 2 115 | m:cosphi:bus2 | 1 | ElmLne
2031 | 2031_DzMD_GzMD_Dp00_Gp00 | A2- Bolivia 33 kV | All generators | 0.9 | ind | Dorada 115/33/13.8 kV | m:P:bushv in MW | -1.9785 | ElmTr3
2031 | 2031_DzMD_GzMD_Dp00_Gp00 | A2- Bolivia 33 kV | All generators | 0.91 | ind | Dorada 115/33/13.8 kV | m:P:bushv in MW | -1.9751 | ElmTr3
2031 | 2031_DzMD_GzMD_Dp00_Gp00 | A2- Bolivia 33 kV | All generators | 0.92 | ind | Dorada 115/33/13.8 kV | m:P:bushv in MW | -1.9715 | ElmTr3
2031 | 2031_DzMD_GzMD_Dp00_Gp00 | A2- Bolivia 33 kV | All generators | 0.93 | ind | Dorada 115/33/13.8 kV | m:P:bushv in MW | -1.9677 | ElmTr3
2031 | 2031_DzMD_GzMD_Dp00_Gp00 | A2- Bolivia 33 kV | All generators | 0.94 | ind | Dorada 115/33/13.8 kV | m:P:bushv in MW | -1.9636 | ElmTr3
2031 | 2031_DzMD_GzMD_Dp00_Gp00 | A2- Bolivia 33 kV | All generators | 0.95 | ind | Dorada 115/33/13.8 kV | m:P:bushv in MW | -1.9591 | ElmTr3
2031 | 2031_DzMD_GzMD_Dp00_Gp00 | A2- Bolivia 33 kV | All generators | 0.96 | ind | Dorada 115/33/13.8 kV | m:P:bushv in MW | -1.9541 | ElmTr3
2031 | 2031_DzMD_GzMD_Dp00_Gp00 | A2- Bolivia 33 kV | All generators | 0.97 | ind | Dorada 115/33/13.8 kV | m:P:bushv in MW | -1.9484 | ElmTr3
2031 | 2031_DzMD_GzMD_Dp00_Gp00 | A2- Bolivia 33 kV | All generators | 0.98 | ind | Dorada 115/33/13.8 kV | m:P:bushv in MW | -1.9415 | ElmTr3
2031 | 2031_DzMD_GzMD_Dp00_Gp00 | A2- Bolivia 33 kV | All generators | 0.99 | ind | Dorada 115/33/13.8 kV | m:P:bushv in MW | -1.9322 | ElmTr3
2031 | 2031_DzMD_GzMD_Dp00_Gp00 | A2- Bolivia 33 kV | All generators | 1 | ind | Dorada 115/33/13.8 kV | m:P:bushv in MW | -1.9079 | ElmTr3
2031 | 2031_DzMD_GzMD_Dp00_Gp00 | A2- Bolivia 33 kV | All generators | 0.9 | ind | Dorada 115/33/13.8 kV | m:Q:bushv in Mvar | 5.3111 | ElmTr3
2031 | 2031_DzMD_GzMD_Dp00_Gp00 | A2- Bolivia 33 kV | All generators | 0.91 | ind | Dorada 115/33/13.8 kV | m:Q:bushv in Mvar | 5.3193 | ElmTr3
2031 | 2031_DzMD_GzMD_Dp00_Gp00 | A2- Bolivia 33 kV | All generators | 0.92 | ind | Dorada 115/33/13.8 kV | m:Q:bushv in Mvar | 5.3278 | ElmTr3
2031 | 2031_DzMD_GzMD_Dp00_Gp00 | A2- Bolivia 33 kV | All generators | 0.93 | ind | Dorada 115/33/13.8 kV | m:Q:bushv in Mvar | 5.3368 | ElmTr3
2031 | 2031_DzMD_GzMD_Dp00_Gp00 | A2- Bolivia 33 kV | All generators | 0.94 | ind | Dorada 115/33/13.8 kV | m:Q:bushv in Mvar | 5.3464 | ElmTr3
2031 | 2031_DzMD_GzMD_Dp00_Gp00 | A2- Bolivia 33 kV | All generators | 0.95 | ind | Dorada 115/33/13.8 kV | m:Q:bushv in Mvar | 5.3567 | ElmTr3
2031 | 2031_DzMD_GzMD_Dp00_Gp00 | A2- Bolivia 33 kV | All generators | 0.96 | ind | Dorada 115/33/13.8 kV | m:Q:bushv in Mvar | 5.368 | ElmTr3
2031 | 2031_DzMD_GzMD_Dp00_Gp00 | A2- Bolivia 33 kV | All generators | 0.97 | ind | Dorada 115/33/13.8 kV | m:Q:bushv in Mvar | 5.3808 | ElmTr3
2031 | 2031_DzMD_GzMD_Dp00_Gp00 | A2- Bolivia 33 kV | All generators | 0.98 | ind | Dorada 115/33/13.8 kV | m:Q:bushv in Mvar | 5.396 | ElmTr3
2031 | 2031_DzMD_GzMD_Dp00_Gp00 | A2- Bolivia 33 kV | All generators | 0.99 | ind | Dorada 115/33/13.8 kV | m:Q:bushv in Mvar | 5.4158 | ElmTr3
2031 | 2031_DzMD_GzMD_Dp00_Gp00 | A2- Bolivia 33 kV | All generators | 1 | ind | Dorada 115/33/13.8 kV | m:Q:bushv in Mvar | 5.4655 | ElmTr3
2031 | 2031_DzMD_GzMD_Dp00_Gp00 | A2- Bolivia 33 kV | All generators | 0.9 | ind | Dorada 115/33/13.8 kV | m:cosphi:bushv | -0.34909 | ElmTr3
2031 | 2031_DzMD_GzMD_Dp00_Gp00 | A2- Bolivia 33 kV | All generators | 0.91 | ind | Dorada 115/33/13.8 kV | m:cosphi:bushv | -0.34809 | ElmTr3
2031 | 2031_DzMD_GzMD_Dp00_Gp00 | A2- Bolivia 33 kV | All generators | 0.92 | ind | Dorada 115/33/13.8 kV | m:cosphi:bushv | -0.34704 | ElmTr3
2031 | 2031_DzMD_GzMD_Dp00_Gp00 | A2- Bolivia 33 kV | All generators | 0.93 | ind | Dorada 115/33/13.8 kV | m:cosphi:bushv | -0.34594 | ElmTr3
2031 | 2031_DzMD_GzMD_Dp00_Gp00 | A2- Bolivia 33 kV | All generators | 0.94 | ind | Dorada 115/33/13.8 kV | m:cosphi:bushv | -0.34476 | ElmTr3
2031 | 2031_DzMD_GzMD_Dp00_Gp00 | A2- Bolivia 33 kV | All generators | 0.95 | ind | Dorada 115/33/13.8 kV | m:cosphi:bushv | -0.34348 | ElmTr3
2031 | 2031_DzMD_GzMD_Dp00_Gp00 | A2- Bolivia 33 kV | All generators | 0.96 | ind | Dorada 115/33/13.8 kV | m:cosphi:bushv | -0.34207 | ElmTr3
2031 | 2031_DzMD_GzMD_Dp00_Gp00 | A2- Bolivia 33 kV | All generators | 0.97 | ind | Dorada 115/33/13.8 kV | m:cosphi:bushv | -0.34047 | ElmTr3
2031 | 2031_DzMD_GzMD_Dp00_Gp00 | A2- Bolivia 33 kV | All generators | 0.98 | ind | Dorada 115/33/13.8 kV | m:cosphi:bushv | -0.33856 | ElmTr3
2031 | 2031_DzMD_GzMD_Dp00_Gp00 | A2- Bolivia 33 kV | All generators | 0.99 | ind | Dorada 115/33/13.8 kV | m:cosphi:bushv | -0.33603 | ElmTr3
2031 | 2031_DzMD_GzMD_Dp00_Gp00 | A2- Bolivia 33 kV | All generators | 1 | ind | Dorada 115/33/13.8 kV | m:cosphi:bushv | -0.32958 | ElmTr3
2031 | 2031_DzMD_GzMD_Dp00_Gp00 | A2- Bolivia 33 kV | All generators | 0.9 | ind | Manzanares 115/33/13.8 kV | m:P:bushv in MW | -11.5649 | ElmTr3
2031 | 2031_DzMD_GzMD_Dp00_Gp00 | A2- Bolivia 33 kV | All generators | 0.91 | ind | Manzanares 115/33/13.8 kV | m:P:bushv in MW | -11.5867 | ElmTr3
2031 | 2031_DzMD_GzMD_Dp00_Gp00 | A2- Bolivia 33 kV | All generators | 0.92 | ind | Manzanares 115/33/13.8 kV | m:P:bushv in MW | -11.6081 | ElmTr3
2031 | 2031_DzMD_GzMD_Dp00_Gp00 | A2- Bolivia 33 kV | All generators | 0.93 | ind | Manzanares 115/33/13.8 kV | m:P:bushv in MW | -11.6289 | ElmTr3
2031 | 2031_DzMD_GzMD_Dp00_Gp00 | A2- Bolivia 33 kV | All generators | 0.94 | ind | Manzanares 115/33/13.8 kV | m:P:bushv in MW | -11.6493 | ElmTr3
2031 | 2031_DzMD_GzMD_Dp00_Gp00 | A2- Bolivia 33 kV | All generators | 0.95 | ind | Manzanares 115/33/13.8 kV | m:P:bushv in MW | -11.6691 | ElmTr3
2031 | 2031_DzMD_GzMD_Dp00_Gp00 | A2- Bolivia 33 kV | All generators | 0.96 | ind | Manzanares 115/33/13.8 kV | m:P:bushv in MW | -11.6884 | ElmTr3
2031 | 2031_DzMD_GzMD_Dp00_Gp00 | A2- Bolivia 33 kV | All generators | 0.97 | ind | Manzanares 115/33/13.8 kV | m:P:bushv in MW | -11.7069 | ElmTr3
2031 | 2031_DzMD_GzMD_Dp00_Gp00 | A2- Bolivia 33 kV | All generators | 0.98 | ind | Manzanares 115/33/13.8 kV | m:P:bushv in MW | -11.7244 | ElmTr3
2031 | 2031_DzMD_GzMD_Dp00_Gp00 | A2- Bolivia 33 kV | All generators | 0.99 | ind | Manzanares 115/33/13.8 kV | m:P:bushv in MW | -11.74 | ElmTr3
2031 | 2031_DzMD_GzMD_Dp00_Gp00 | A2- Bolivia 33 kV | All generators | 1 | ind | Manzanares 115/33/13.8 kV | m:P:bushv in MW | -11.7414 | ElmTr3
2031 | 2031_DzMD_GzMD_Dp00_Gp00 | A2- Bolivia 33 kV | All generators | 0.9 | ind | Manzanares 115/33/13.8 kV | m:Q:bushv in Mvar | -0.90686 | ElmTr3
2031 | 2031_DzMD_GzMD_Dp00_Gp00 | A2- Bolivia 33 kV | All generators | 0.91 | ind | Manzanares 115/33/13.8 kV | m:Q:bushv in Mvar | -0.59075 | ElmTr3
2031 | 2031_DzMD_GzMD_Dp00_Gp00 | A2- Bolivia 33 kV | All generators | 0.92 | ind | Manzanares 115/33/13.8 kV | m:Q:bushv in Mvar | -0.26031 | ElmTr3
2031 | 2031_DzMD_GzMD_Dp00_Gp00 | A2- Bolivia 33 kV | All generators | 0.93 | ind | Manzanares 115/33/13.8 kV | m:Q:bushv in Mvar | 0.087924 | ElmTr3
2031 | 2031_DzMD_GzMD_Dp00_Gp00 | A2- Bolivia 33 kV | All generators | 0.94 | ind | Manzanares 115/33/13.8 kV | m:Q:bushv in Mvar | 0.45874 | ElmTr3
2031 | 2031_DzMD_GzMD_Dp00_Gp00 | A2- Bolivia 33 kV | All generators | 0.95 | ind | Manzanares 115/33/13.8 kV | m:Q:bushv in Mvar | 0.85903 | ElmTr3
2031 | 2031_DzMD_GzMD_Dp00_Gp00 | A2- Bolivia 33 kV | All generators | 0.96 | ind | Manzanares 115/33/13.8 kV | m:Q:bushv in Mvar | 1.2995 | ElmTr3
2031 | 2031_DzMD_GzMD_Dp00_Gp00 | A2- Bolivia 33 kV | All generators | 0.97 | ind | Manzanares 115/33/13.8 kV | m:Q:bushv in Mvar | 1.7982 | ElmTr3
2031 | 2031_DzMD_GzMD_Dp00_Gp00 | A2- Bolivia 33 kV | All generators | 0.98 | ind | Manzanares 115/33/13.8 kV | m:Q:bushv in Mvar | 2.3908 | ElmTr3
2031 | 2031_DzMD_GzMD_Dp00_Gp00 | A2- Bolivia 33 kV | All generators | 0.99 | ind | Manzanares 115/33/13.8 kV | m:Q:bushv in Mvar | 3.1703 | ElmTr3
2031 | 2031_DzMD_GzMD_Dp00_Gp00 | A2- Bolivia 33 kV | All generators | 1 | ind | Manzanares 115/33/13.8 kV | m:Q:bushv in Mvar | 5.1345 | ElmTr3
2031 | 2031_DzMD_GzMD_Dp00_Gp00 | A2- Bolivia 33 kV | All generators | 0.9 | ind | Manzanares 115/33/13.8 kV | m:cosphi:bushv | -0.99694 | ElmTr3
2031 | 2031_DzMD_GzMD_Dp00_Gp00 | A2- Bolivia 33 kV | All generators | 0.91 | ind | Manzanares 115/33/13.8 kV | m:cosphi:bushv | -0.9987 | ElmTr3
2031 | 2031_DzMD_GzMD_Dp00_Gp00 | A2- Bolivia 33 kV | All generators | 0.92 | ind | Manzanares 115/33/13.8 kV | m:cosphi:bushv | -0.99975 | ElmTr3
2031 | 2031_DzMD_GzMD_Dp00_Gp00 | A2- Bolivia 33 kV | All generators | 0.93 | ind | Manzanares 115/33/13.8 kV | m:cosphi:bushv | -0.99997 | ElmTr3
2031 | 2031_DzMD_GzMD_Dp00_Gp00 | A2- Bolivia 33 kV | All generators | 0.94 | ind | Manzanares 115/33/13.8 kV | m:cosphi:bushv | -0.99923 | ElmTr3
2031 | 2031_DzMD_GzMD_Dp00_Gp00 | A2- Bolivia 33 kV | All generators | 0.95 | ind | Manzanares 115/33/13.8 kV | m:cosphi:bushv | -0.9973 | ElmTr3
2031 | 2031_DzMD_GzMD_Dp00_Gp00 | A2- Bolivia 33 kV | All generators | 0.96 | ind | Manzanares 115/33/13.8 kV | m:cosphi:bushv | -0.99388 | ElmTr3
2031 | 2031_DzMD_GzMD_Dp00_Gp00 | A2- Bolivia 33 kV | All generators | 0.97 | ind | Manzanares 115/33/13.8 kV | m:cosphi:bushv | -0.98841 | ElmTr3
2031 | 2031_DzMD_GzMD_Dp00_Gp00 | A2- Bolivia 33 kV | All generators | 0.98 | ind | Manzanares 115/33/13.8 kV | m:cosphi:bushv | -0.97984 | ElmTr3
2031 | 2031_DzMD_GzMD_Dp00_Gp00 | A2- Bolivia 33 kV | All generators | 0.99 | ind | Manzanares 115/33/13.8 kV | m:cosphi:bushv | -0.96542 | ElmTr3
2031 | 2031_DzMD_GzMD_Dp00_Gp00 | A2- Bolivia 33 kV | All generators | 1 | ind | Manzanares 115/33/13.8 kV | m:cosphi:bushv | -0.91622 | ElmTr3
2031 | 2031_DzMD_GzMD_Dp00_Gp00 | A2- Bolivia 33 kV | All generators | 0.9 | ind | Purnio 230/115 | m:P:bushv in MW | -37.6796 | ElmTr3
2031 | 2031_DzMD_GzMD_Dp00_Gp00 | A2- Bolivia 33 kV | All generators | 0.91 | ind | Purnio 230/115 | m:P:bushv in MW | -37.689 | ElmTr3
2031 | 2031_DzMD_GzMD_Dp00_Gp00 | A2- Bolivia 33 kV | All generators | 0.92 | ind | Purnio 230/115 | m:P:bushv in MW | -37.6985 | ElmTr3
2031 | 2031_DzMD_GzMD_Dp00_Gp00 | A2- Bolivia 33 kV | All generators | 0.93 | ind | Purnio 230/115 | m:P:bushv in MW | -37.7081 | ElmTr3
2031 | 2031_DzMD_GzMD_Dp00_Gp00 | A2- Bolivia 33 kV | All generators | 0.94 | ind | Purnio 230/115 | m:P:bushv in MW | -37.7179 | ElmTr3
2031 | 2031_DzMD_GzMD_Dp00_Gp00 | A2- Bolivia 33 kV | All generators | 0.95 | ind | Purnio 230/115 | m:P:bushv in MW | -37.7281 | ElmTr3
2031 | 2031_DzMD_GzMD_Dp00_Gp00 | A2- Bolivia 33 kV | All generators | 0.96 | ind | Purnio 230/115 | m:P:bushv in MW | -37.7386 | ElmTr3
2031 | 2031_DzMD_GzMD_Dp00_Gp00 | A2- Bolivia 33 kV | All generators | 0.97 | ind | Purnio 230/115 | m:P:bushv in MW | -37.7498 | ElmTr3
2031 | 2031_DzMD_GzMD_Dp00_Gp00 | A2- Bolivia 33 kV | All generators | 0.98 | ind | Purnio 230/115 | m:P:bushv in MW | -37.762 | ElmTr3
2031 | 2031_DzMD_GzMD_Dp00_Gp00 | A2- Bolivia 33 kV | All generators | 0.99 | ind | Purnio 230/115 | m:P:bushv in MW | -37.7764 | ElmTr3
2031 | 2031_DzMD_GzMD_Dp00_Gp00 | A2- Bolivia 33 kV | All generators | 1 | ind | Purnio 230/115 | m:P:bushv in MW | -37.804 | ElmTr3
2031 | 2031_DzMD_GzMD_Dp00_Gp00 | A2- Bolivia 33 kV | All generators | 0.9 | ind | Purnio 230/115 | m:Q:bushv in Mvar | 1.5192 | ElmTr3
2031 | 2031_DzMD_GzMD_Dp00_Gp00 | A2- Bolivia 33 kV | All generators | 0.91 | ind | Purnio 230/115 | m:Q:bushv in Mvar | 1.5934 | ElmTr3
2031 | 2031_DzMD_GzMD_Dp00_Gp00 | A2- Bolivia 33 kV | All generators | 0.92 | ind | Purnio 230/115 | m:Q:bushv in Mvar | 1.6709 | ElmTr3
2031 | 2031_DzMD_GzMD_Dp00_Gp00 | A2- Bolivia 33 kV | All generators | 0.93 | ind | Purnio 230/115 | m:Q:bushv in Mvar | 1.7526 | ElmTr3
2031 | 2031_DzMD_GzMD_Dp00_Gp00 | A2- Bolivia 33 kV | All generators | 0.94 | ind | Purnio 230/115 | m:Q:bushv in Mvar | 1.8396 | ElmTr3
2031 | 2031_DzMD_GzMD_Dp00_Gp00 | A2- Bolivia 33 kV | All generators | 0.95 | ind | Purnio 230/115 | m:Q:bushv in Mvar | 1.9336 | ElmTr3
2031 | 2031_DzMD_GzMD_Dp00_Gp00 | A2- Bolivia 33 kV | All generators | 0.96 | ind | Purnio 230/115 | m:Q:bushv in Mvar | 2.0369 | ElmTr3
2031 | 2031_DzMD_GzMD_Dp00_Gp00 | A2- Bolivia 33 kV | All generators | 0.97 | ind | Purnio 230/115 | m:Q:bushv in Mvar | 2.1539 | ElmTr3
2031 | 2031_DzMD_GzMD_Dp00_Gp00 | A2- Bolivia 33 kV | All generators | 0.98 | ind | Purnio 230/115 | m:Q:bushv in Mvar | 2.2929 | ElmTr3
2031 | 2031_DzMD_GzMD_Dp00_Gp00 | A2- Bolivia 33 kV | All generators | 0.99 | ind | Purnio 230/115 | m:Q:bushv in Mvar | 2.4758 | ElmTr3
2031 | 2031_DzMD_GzMD_Dp00_Gp00 | A2- Bolivia 33 kV | All generators | 1 | ind | Purnio 230/115 | m:Q:bushv in Mvar | 2.9363 | ElmTr3
2031 | 2031_DzMD_GzMD_Dp00_Gp00 | A2- Bolivia 33 kV | All generators | 0.9 | ind | Purnio 230/115 | m:cosphi:bushv | -0.99919 | ElmTr3
2031 | 2031_DzMD_GzMD_Dp00_Gp00 | A2- Bolivia 33 kV | All generators | 0.91 | ind | Purnio 230/115 | m:cosphi:bushv | -0.99911 | ElmTr3
2031 | 2031_DzMD_GzMD_Dp00_Gp00 | A2- Bolivia 33 kV | All generators | 0.92 | ind | Purnio 230/115 | m:cosphi:bushv | -0.99902 | ElmTr3
2031 | 2031_DzMD_GzMD_Dp00_Gp00 | A2- Bolivia 33 kV | All generators | 0.93 | ind | Purnio 230/115 | m:cosphi:bushv | -0.99892 | ElmTr3
2031 | 2031_DzMD_GzMD_Dp00_Gp00 | A2- Bolivia 33 kV | All generators | 0.94 | ind | Purnio 230/115 | m:cosphi:bushv | -0.99881 | ElmTr3
2031 | 2031_DzMD_GzMD_Dp00_Gp00 | A2- Bolivia 33 kV | All generators | 0.95 | ind | Purnio 230/115 | m:cosphi:bushv | -0.99869 | ElmTr3
2031 | 2031_DzMD_GzMD_Dp00_Gp00 | A2- Bolivia 33 kV | All generators | 0.96 | ind | Purnio 230/115 | m:cosphi:bushv | -0.99855 | ElmTr3
2031 | 2031_DzMD_GzMD_Dp00_Gp00 | A2- Bolivia 33 kV | All generators | 0.97 | ind | Purnio 230/115 | m:cosphi:bushv | -0.99838 | ElmTr3
2031 | 2031_DzMD_GzMD_Dp00_Gp00 | A2- Bolivia 33 kV | All generators | 0.98 | ind | Purnio 230/115 | m:cosphi:bushv | -0.99816 | ElmTr3
2031 | 2031_DzMD_GzMD_Dp00_Gp00 | A2- Bolivia 33 kV | All generators | 0.99 | ind | Purnio 230/115 | m:cosphi:bushv | -0.99786 | ElmTr3
2031 | 2031_DzMD_GzMD_Dp00_Gp00 | A2- Bolivia 33 kV | All generators | 1 | ind | Purnio 230/115 | m:cosphi:bushv | -0.997 | ElmTr3
2031 | 2031_DzMD_GzMD_Dp00_Gp00 | A2- Bolivia 33 kV | All generators | 0.9 | ind | Victoria 115/33/13.8 kV | m:P:bushv in MW | 4.5286 | ElmTr3
2031 | 2031_DzMD_GzMD_Dp00_Gp00 | A2- Bolivia 33 kV | All generators | 0.91 | ind | Victoria 115/33/13.8 kV | m:P:bushv in MW | 4.5328 | ElmTr3
2031 | 2031_DzMD_GzMD_Dp00_Gp00 | A2- Bolivia 33 kV | All generators | 0.92 | ind | Victoria 115/33/13.8 kV | m:P:bushv in MW | 4.5376 | ElmTr3
2031 | 2031_DzMD_GzMD_Dp00_Gp00 | A2- Bolivia 33 kV | All generators | 0.93 | ind | Victoria 115/33/13.8 kV | m:P:bushv in MW | 4.543 | ElmTr3
2031 | 2031_DzMD_GzMD_Dp00_Gp00 | A2- Bolivia 33 kV | All generators | 0.94 | ind | Victoria 115/33/13.8 kV | m:P:bushv in MW | 4.5491 | ElmTr3
2031 | 2031_DzMD_GzMD_Dp00_Gp00 | A2- Bolivia 33 kV | All generators | 0.95 | ind | Victoria 115/33/13.8 kV | m:P:bushv in MW | 4.5562 | ElmTr3
2031 | 2031_DzMD_GzMD_Dp00_Gp00 | A2- Bolivia 33 kV | All generators | 0.96 | ind | Victoria 115/33/13.8 kV | m:P:bushv in MW | 4.5645 | ElmTr3
2031 | 2031_DzMD_GzMD_Dp00_Gp00 | A2- Bolivia 33 kV | All generators | 0.97 | ind | Victoria 115/33/13.8 kV | m:P:bushv in MW | 4.5747 | ElmTr3
2031 | 2031_DzMD_GzMD_Dp00_Gp00 | A2- Bolivia 33 kV | All generators | 0.98 | ind | Victoria 115/33/13.8 kV | m:P:bushv in MW | 4.5877 | ElmTr3
2031 | 2031_DzMD_GzMD_Dp00_Gp00 | A2- Bolivia 33 kV | All generators | 0.99 | ind | Victoria 115/33/13.8 kV | m:P:bushv in MW | 4.6064 | ElmTr3
2031 | 2031_DzMD_GzMD_Dp00_Gp00 | A2- Bolivia 33 kV | All generators | 1 | ind | Victoria 115/33/13.8 kV | m:P:bushv in MW | 4.6619 | ElmTr3
2031 | 2031_DzMD_GzMD_Dp00_Gp00 | A2- Bolivia 33 kV | All generators | 0.9 | ind | Victoria 115/33/13.8 kV | m:Q:bushv in Mvar | 1.0933 | ElmTr3
2031 | 2031_DzMD_GzMD_Dp00_Gp00 | A2- Bolivia 33 kV | All generators | 0.91 | ind | Victoria 115/33/13.8 kV | m:Q:bushv in Mvar | 1.1601 | ElmTr3
2031 | 2031_DzMD_GzMD_Dp00_Gp00 | A2- Bolivia 33 kV | All generators | 0.92 | ind | Victoria 115/33/13.8 kV | m:Q:bushv in Mvar | 1.2299 | ElmTr3
2031 | 2031_DzMD_GzMD_Dp00_Gp00 | A2- Bolivia 33 kV | All generators | 0.93 | ind | Victoria 115/33/13.8 kV | m:Q:bushv in Mvar | 1.3035 | ElmTr3
2031 | 2031_DzMD_GzMD_Dp00_Gp00 | A2- Bolivia 33 kV | All generators | 0.94 | ind | Victoria 115/33/13.8 kV | m:Q:bushv in Mvar | 1.3818 | ElmTr3
2031 | 2031_DzMD_GzMD_Dp00_Gp00 | A2- Bolivia 33 kV | All generators | 0.95 | ind | Victoria 115/33/13.8 kV | m:Q:bushv in Mvar | 1.4662 | ElmTr3
2031 | 2031_DzMD_GzMD_Dp00_Gp00 | A2- Bolivia 33 kV | All generators | 0.96 | ind | Victoria 115/33/13.8 kV | m:Q:bushv in Mvar | 1.5592 | ElmTr3
2031 | 2031_DzMD_GzMD_Dp00_Gp00 | A2- Bolivia 33 kV | All generators | 0.97 | ind | Victoria 115/33/13.8 kV | m:Q:bushv in Mvar | 1.6643 | ElmTr3
2031 | 2031_DzMD_GzMD_Dp00_Gp00 | A2- Bolivia 33 kV | All generators | 0.98 | ind | Victoria 115/33/13.8 kV | m:Q:bushv in Mvar | 1.7892 | ElmTr3
2031 | 2031_DzMD_GzMD_Dp00_Gp00 | A2- Bolivia 33 kV | All generators | 0.99 | ind | Victoria 115/33/13.8 kV | m:Q:bushv in Mvar | 1.9533 | ElmTr3
2031 | 2031_DzMD_GzMD_Dp00_Gp00 | A2- Bolivia 33 kV | All generators | 1 | ind | Victoria 115/33/13.8 kV | m:Q:bushv in Mvar | 2.3662 | ElmTr3
2031 | 2031_DzMD_GzMD_Dp00_Gp00 | A2- Bolivia 33 kV | All generators | 0.9 | ind | Victoria 115/33/13.8 kV | m:cosphi:bushv | 0.97207 | ElmTr3
2031 | 2031_DzMD_GzMD_Dp00_Gp00 | A2- Bolivia 33 kV | All generators | 0.91 | ind | Victoria 115/33/13.8 kV | m:cosphi:bushv | 0.96878 | ElmTr3
2031 | 2031_DzMD_GzMD_Dp00_Gp00 | A2- Bolivia 33 kV | All generators | 0.92 | ind | Victoria 115/33/13.8 kV | m:cosphi:bushv | 0.96517 | ElmTr3
2031 | 2031_DzMD_GzMD_Dp00_Gp00 | A2- Bolivia 33 kV | All generators | 0.93 | ind | Victoria 115/33/13.8 kV | m:cosphi:bushv | 0.96122 | ElmTr3
2031 | 2031_DzMD_GzMD_Dp00_Gp00 | A2- Bolivia 33 kV | All generators | 0.94 | ind | Victoria 115/33/13.8 kV | m:cosphi:bushv | 0.95683 | ElmTr3
2031 | 2031_DzMD_GzMD_Dp00_Gp00 | A2- Bolivia 33 kV | All generators | 0.95 | ind | Victoria 115/33/13.8 kV | m:cosphi:bushv | 0.95192 | ElmTr3
2031 | 2031_DzMD_GzMD_Dp00_Gp00 | A2- Bolivia 33 kV | All generators | 0.96 | ind | Victoria 115/33/13.8 kV | m:cosphi:bushv | 0.94632 | ElmTr3
2031 | 2031_DzMD_GzMD_Dp00_Gp00 | A2- Bolivia 33 kV | All generators | 0.97 | ind | Victoria 115/33/13.8 kV | m:cosphi:bushv | 0.93974 | ElmTr3
2031 | 2031_DzMD_GzMD_Dp00_Gp00 | A2- Bolivia 33 kV | All generators | 0.98 | ind | Victoria 115/33/13.8 kV | m:cosphi:bushv | 0.93166 | ElmTr3
2031 | 2031_DzMD_GzMD_Dp00_Gp00 | A2- Bolivia 33 kV | All generators | 0.99 | ind | Victoria 115/33/13.8 kV | m:cosphi:bushv | 0.92065 | ElmTr3
2031 | 2031_DzMD_GzMD_Dp00_Gp00 | A2- Bolivia 33 kV | All generators | 1 | ind | Victoria 115/33/13.8 kV | m:cosphi:bushv | 0.89171 | ElmTr3
2031 | 2031_DzMD_GzMD_Dp00_Gp00 | A3 -Florencia 33 kV | All generators | 0.9 | cap | Dorada - Magdalena 115 kV | m:P:bus1 in MW | 83.1298 | ElmLne
2031 | 2031_DzMD_GzMD_Dp00_Gp00 | A3 -Florencia 33 kV | All generators | 0.91 | cap | Dorada - Magdalena 115 kV | m:P:bus1 in MW | 83.1552 | ElmLne
2031 | 2031_DzMD_GzMD_Dp00_Gp00 | A3 -Florencia 33 kV | All generators | 0.92 | cap | Dorada - Magdalena 115 kV | m:P:bus1 in MW | 83.1794 | ElmLne
2031 | 2031_DzMD_GzMD_Dp00_Gp00 | A3 -Florencia 33 kV | All generators | 0.93 | cap | Dorada - Magdalena 115 kV | m:P:bus1 in MW | 83.2027 | ElmLne
2031 | 2031_DzMD_GzMD_Dp00_Gp00 | A3 -Florencia 33 kV | All generators | 0.94 | cap | Dorada - Magdalena 115 kV | m:P:bus1 in MW | 83.2256 | ElmLne
2031 | 2031_DzMD_GzMD_Dp00_Gp00 | A3 -Florencia 33 kV | All generators | 0.95 | cap | Dorada - Magdalena 115 kV | m:P:bus1 in MW | 83.2484 | ElmLne
2031 | 2031_DzMD_GzMD_Dp00_Gp00 | A3 -Florencia 33 kV | All generators | 0.96 | cap | Dorada - Magdalena 115 kV | m:P:bus1 in MW | 83.2714 | ElmLne
2031 | 2031_DzMD_GzMD_Dp00_Gp00 | A3 -Florencia 33 kV | All generators | 0.97 | cap | Dorada - Magdalena 115 kV | m:P:bus1 in MW | 83.2952 | ElmLne
2031 | 2031_DzMD_GzMD_Dp00_Gp00 | A3 -Florencia 33 kV | All generators | 0.98 | cap | Dorada - Magdalena 115 kV | m:P:bus1 in MW | 83.3211 | ElmLne
2031 | 2031_DzMD_GzMD_Dp00_Gp00 | A3 -Florencia 33 kV | All generators | 0.99 | cap | Dorada - Magdalena 115 kV | m:P:bus1 in MW | 83.3515 | ElmLne
2031 | 2031_DzMD_GzMD_Dp00_Gp00 | A3 -Florencia 33 kV | All generators | 1 | cap | Dorada - Magdalena 115 kV | m:P:bus1 in MW | 83.4145 | ElmLne
2031 | 2031_DzMD_GzMD_Dp00_Gp00 | A3 -Florencia 33 kV | All generators | 0.9 | cap | Dorada - Magdalena 115 kV | m:P:bus2 in MW | -82.7635 | ElmLne
2031 | 2031_DzMD_GzMD_Dp00_Gp00 | A3 -Florencia 33 kV | All generators | 0.91 | cap | Dorada - Magdalena 115 kV | m:P:bus2 in MW | -82.789 | ElmLne
2031 | 2031_DzMD_GzMD_Dp00_Gp00 | A3 -Florencia 33 kV | All generators | 0.92 | cap | Dorada - Magdalena 115 kV | m:P:bus2 in MW | -82.8132 | ElmLne
2031 | 2031_DzMD_GzMD_Dp00_Gp00 | A3 -Florencia 33 kV | All generators | 0.93 | cap | Dorada - Magdalena 115 kV | m:P:bus2 in MW | -82.8366 | ElmLne
2031 | 2031_DzMD_GzMD_Dp00_Gp00 | A3 -Florencia 33 kV | All generators | 0.94 | cap | Dorada - Magdalena 115 kV | m:P:bus2 in MW | -82.8595 | ElmLne
2031 | 2031_DzMD_GzMD_Dp00_Gp00 | A3 -Florencia 33 kV | All generators | 0.95 | cap | Dorada - Magdalena 115 kV | m:P:bus2 in MW | -82.8823 | ElmLne
2031 | 2031_DzMD_GzMD_Dp00_Gp00 | A3 -Florencia 33 kV | All generators | 0.96 | cap | Dorada - Magdalena 115 kV | m:P:bus2 in MW | -82.9054 | ElmLne
2031 | 2031_DzMD_GzMD_Dp00_Gp00 | A3 -Florencia 33 kV | All generators | 0.97 | cap | Dorada - Magdalena 115 kV | m:P:bus2 in MW | -82.9293 | ElmLne
2031 | 2031_DzMD_GzMD_Dp00_Gp00 | A3 -Florencia 33 kV | All generators | 0.98 | cap | Dorada - Magdalena 115 kV | m:P:bus2 in MW | -82.9552 | ElmLne
2031 | 2031_DzMD_GzMD_Dp00_Gp00 | A3 -Florencia 33 kV | All generators | 0.99 | cap | Dorada - Magdalena 115 kV | m:P:bus2 in MW | -82.9857 | ElmLne
2031 | 2031_DzMD_GzMD_Dp00_Gp00 | A3 -Florencia 33 kV | All generators | 1 | cap | Dorada - Magdalena 115 kV | m:P:bus2 in MW | -83.0489 | ElmLne
2031 | 2031_DzMD_GzMD_Dp00_Gp00 | A3 -Florencia 33 kV | All generators | 0.9 | cap | Dorada - Magdalena 115 kV | m:Q:bus1 in Mvar | -7.1765 | ElmLne
2031 | 2031_DzMD_GzMD_Dp00_Gp00 | A3 -Florencia 33 kV | All generators | 0.91 | cap | Dorada - Magdalena 115 kV | m:Q:bus1 in Mvar | -7.1272 | ElmLne
2031 | 2031_DzMD_GzMD_Dp00_Gp00 | A3 -Florencia 33 kV | All generators | 0.92 | cap | Dorada - Magdalena 115 kV | m:Q:bus1 in Mvar | -7.0795 | ElmLne
2031 | 2031_DzMD_GzMD_Dp00_Gp00 | A3 -Florencia 33 kV | All generators | 0.93 | cap | Dorada - Magdalena 115 kV | m:Q:bus1 in Mvar | -7.0327 | ElmLne
2031 | 2031_DzMD_GzMD_Dp00_Gp00 | A3 -Florencia 33 kV | All generators | 0.94 | cap | Dorada - Magdalena 115 kV | m:Q:bus1 in Mvar | -6.9861 | ElmLne
2031 | 2031_DzMD_GzMD_Dp00_Gp00 | A3 -Florencia 33 kV | All generators | 0.95 | cap | Dorada - Magdalena 115 kV | m:Q:bus1 in Mvar | -6.9392 | ElmLne
2031 | 2031_DzMD_GzMD_Dp00_Gp00 | A3 -Florencia 33 kV | All generators | 0.96 | cap | Dorada - Magdalena 115 kV | m:Q:bus1 in Mvar | -6.891 | ElmLne
2031 | 2031_DzMD_GzMD_Dp00_Gp00 | A3 -Florencia 33 kV | All generators | 0.97 | cap | Dorada - Magdalena 115 kV | m:Q:bus1 in Mvar | -6.84 | ElmLne
2031 | 2031_DzMD_GzMD_Dp00_Gp00 | A3 -Florencia 33 kV | All generators | 0.98 | cap | Dorada - Magdalena 115 kV | m:Q:bus1 in Mvar | -6.7839 | ElmLne
2031 | 2031_DzMD_GzMD_Dp00_Gp00 | A3 -Florencia 33 kV | All generators | 0.99 | cap | Dorada - Magdalena 115 kV | m:Q:bus1 in Mvar | -6.7163 | ElmLne
2031 | 2031_DzMD_GzMD_Dp00_Gp00 | A3 -Florencia 33 kV | All generators | 1 | cap | Dorada - Magdalena 115 kV | m:Q:bus1 in Mvar | -6.5708 | ElmLne
2031 | 2031_DzMD_GzMD_Dp00_Gp00 | A3 -Florencia 33 kV | All generators | 0.9 | cap | Dorada - Magdalena 115 kV | m:Q:bus2 in Mvar | 8.625 | ElmLne
2031 | 2031_DzMD_GzMD_Dp00_Gp00 | A3 -Florencia 33 kV | All generators | 0.91 | cap | Dorada - Magdalena 115 kV | m:Q:bus2 in Mvar | 8.5753 | ElmLne
2031 | 2031_DzMD_GzMD_Dp00_Gp00 | A3 -Florencia 33 kV | All generators | 0.92 | cap | Dorada - Magdalena 115 kV | m:Q:bus2 in Mvar | 8.5272 | ElmLne
2031 | 2031_DzMD_GzMD_Dp00_Gp00 | A3 -Florencia 33 kV | All generators | 0.93 | cap | Dorada - Magdalena 115 kV | m:Q:bus2 in Mvar | 8.48 | ElmLne
2031 | 2031_DzMD_GzMD_Dp00_Gp00 | A3 -Florencia 33 kV | All generators | 0.94 | cap | Dorada - Magdalena 115 kV | m:Q:bus2 in Mvar | 8.4331 | ElmLne
2031 | 2031_DzMD_GzMD_Dp00_Gp00 | A3 -Florencia 33 kV | All generators | 0.95 | cap | Dorada - Magdalena 115 kV | m:Q:bus2 in Mvar | 8.3857 | ElmLne
2031 | 2031_DzMD_GzMD_Dp00_Gp00 | A3 -Florencia 33 kV | All generators | 0.96 | cap | Dorada - Magdalena 115 kV | m:Q:bus2 in Mvar | 8.337 | ElmLne
2031 | 2031_DzMD_GzMD_Dp00_Gp00 | A3 -Florencia 33 kV | All generators | 0.97 | cap | Dorada - Magdalena 115 kV | m:Q:bus2 in Mvar | 8.2856 | ElmLne
2031 | 2031_DzMD_GzMD_Dp00_Gp00 | A3 -Florencia 33 kV | All generators | 0.98 | cap | Dorada - Magdalena 115 kV | m:Q:bus2 in Mvar | 8.229 | ElmLne
2031 | 2031_DzMD_GzMD_Dp00_Gp00 | A3 -Florencia 33 kV | All generators | 0.99 | cap | Dorada - Magdalena 115 kV | m:Q:bus2 in Mvar | 8.1607 | ElmLne
2031 | 2031_DzMD_GzMD_Dp00_Gp00 | A3 -Florencia 33 kV | All generators | 1 | cap | Dorada - Magdalena 115 kV | m:Q:bus2 in Mvar | 8.0135 | ElmLne
2031 | 2031_DzMD_GzMD_Dp00_Gp00 | A3 -Florencia 33 kV | All generators | 0.9 | cap | Dorada - Magdalena 115 kV | m:cosphi:bus1 | 0.99629 | ElmLne
2031 | 2031_DzMD_GzMD_Dp00_Gp00 | A3 -Florencia 33 kV | All generators | 0.91 | cap | Dorada - Magdalena 115 kV | m:cosphi:bus1 | 0.99635 | ElmLne
2031 | 2031_DzMD_GzMD_Dp00_Gp00 | A3 -Florencia 33 kV | All generators | 0.92 | cap | Dorada - Magdalena 115 kV | m:cosphi:bus1 | 0.9964 | ElmLne
2031 | 2031_DzMD_GzMD_Dp00_Gp00 | A3 -Florencia 33 kV | All generators | 0.93 | cap | Dorada - Magdalena 115 kV | m:cosphi:bus1 | 0.99645 | ElmLne
2031 | 2031_DzMD_GzMD_Dp00_Gp00 | A3 -Florencia 33 kV | All generators | 0.94 | cap | Dorada - Magdalena 115 kV | m:cosphi:bus1 | 0.9965 | ElmLne
2031 | 2031_DzMD_GzMD_Dp00_Gp00 | A3 -Florencia 33 kV | All generators | 0.95 | cap | Dorada - Magdalena 115 kV | m:cosphi:bus1 | 0.99654 | ElmLne
2031 | 2031_DzMD_GzMD_Dp00_Gp00 | A3 -Florencia 33 kV | All generators | 0.96 | cap | Dorada - Magdalena 115 kV | m:cosphi:bus1 | 0.99659 | ElmLne
2031 | 2031_DzMD_GzMD_Dp00_Gp00 | A3 -Florencia 33 kV | All generators | 0.97 | cap | Dorada - Magdalena 115 kV | m:cosphi:bus1 | 0.99665 | ElmLne
2031 | 2031_DzMD_GzMD_Dp00_Gp00 | A3 -Florencia 33 kV | All generators | 0.98 | cap | Dorada - Magdalena 115 kV | m:cosphi:bus1 | 0.9967 | ElmLne
2031 | 2031_DzMD_GzMD_Dp00_Gp00 | A3 -Florencia 33 kV | All generators | 0.99 | cap | Dorada - Magdalena 115 kV | m:cosphi:bus1 | 0.99677 | ElmLne
2031 | 2031_DzMD_GzMD_Dp00_Gp00 | A3 -Florencia 33 kV | All generators | 1 | cap | Dorada - Magdalena 115 kV | m:cosphi:bus1 | 0.99691 | ElmLne
2031 | 2031_DzMD_GzMD_Dp00_Gp00 | A3 -Florencia 33 kV | All generators | 0.9 | cap | Dorada - Magdalena 115 kV | m:cosphi:bus2 | -0.99461 | ElmLne
2031 | 2031_DzMD_GzMD_Dp00_Gp00 | A3 -Florencia 33 kV | All generators | 0.91 | cap | Dorada - Magdalena 115 kV | m:cosphi:bus2 | -0.99468 | ElmLne
2031 | 2031_DzMD_GzMD_Dp00_Gp00 | A3 -Florencia 33 kV | All generators | 0.92 | cap | Dorada - Magdalena 115 kV | m:cosphi:bus2 | -0.99474 | ElmLne
2031 | 2031_DzMD_GzMD_Dp00_Gp00 | A3 -Florencia 33 kV | All generators | 0.93 | cap | Dorada - Magdalena 115 kV | m:cosphi:bus2 | -0.9948 | ElmLne
2031 | 2031_DzMD_GzMD_Dp00_Gp00 | A3 -Florencia 33 kV | All generators | 0.94 | cap | Dorada - Magdalena 115 kV | m:cosphi:bus2 | -0.99486 | ElmLne
2031 | 2031_DzMD_GzMD_Dp00_Gp00 | A3 -Florencia 33 kV | All generators | 0.95 | cap | Dorada - Magdalena 115 kV | m:cosphi:bus2 | -0.99492 | ElmLne
2031 | 2031_DzMD_GzMD_Dp00_Gp00 | A3 -Florencia 33 kV | All generators | 0.96 | cap | Dorada - Magdalena 115 kV | m:cosphi:bus2 | -0.99498 | ElmLne
2031 | 2031_DzMD_GzMD_Dp00_Gp00 | A3 -Florencia 33 kV | All generators | 0.97 | cap | Dorada - Magdalena 115 kV | m:cosphi:bus2 | -0.99505 | ElmLne
2031 | 2031_DzMD_GzMD_Dp00_Gp00 | A3 -Florencia 33 kV | All generators | 0.98 | cap | Dorada - Magdalena 115 kV | m:cosphi:bus2 | -0.99512 | ElmLne
2031 | 2031_DzMD_GzMD_Dp00_Gp00 | A3 -Florencia 33 kV | All generators | 0.99 | cap | Dorada - Magdalena 115 kV | m:cosphi:bus2 | -0.9952 | ElmLne
2031 | 2031_DzMD_GzMD_Dp00_Gp00 | A3 -Florencia 33 kV | All generators | 1 | cap | Dorada - Magdalena 115 kV | m:cosphi:bus2 | -0.99538 | ElmLne
2031 | 2031_DzMD_GzMD_Dp00_Gp00 | A3 -Florencia 33 kV | All generators | 0.9 | cap | Mariquita - Victoria 2 115 | m:P:bus1 in MW | -11.5556 | ElmLne
2031 | 2031_DzMD_GzMD_Dp00_Gp00 | A3 -Florencia 33 kV | All generators | 0.91 | cap | Mariquita - Victoria 2 115 | m:P:bus1 in MW | -11.5573 | ElmLne
2031 | 2031_DzMD_GzMD_Dp00_Gp00 | A3 -Florencia 33 kV | All generators | 0.92 | cap | Mariquita - Victoria 2 115 | m:P:bus1 in MW | -11.5592 | ElmLne
2031 | 2031_DzMD_GzMD_Dp00_Gp00 | A3 -Florencia 33 kV | All generators | 0.93 | cap | Mariquita - Victoria 2 115 | m:P:bus1 in MW | -11.5611 | ElmLne
2031 | 2031_DzMD_GzMD_Dp00_Gp00 | A3 -Florencia 33 kV | All generators | 0.94 | cap | Mariquita - Victoria 2 115 | m:P:bus1 in MW | -11.5631 | ElmLne
2031 | 2031_DzMD_GzMD_Dp00_Gp00 | A3 -Florencia 33 kV | All generators | 0.95 | cap | Mariquita - Victoria 2 115 | m:P:bus1 in MW | -11.5653 | ElmLne
2031 | 2031_DzMD_GzMD_Dp00_Gp00 | A3 -Florencia 33 kV | All generators | 0.96 | cap | Mariquita - Victoria 2 115 | m:P:bus1 in MW | -11.5676 | ElmLne
2031 | 2031_DzMD_GzMD_Dp00_Gp00 | A3 -Florencia 33 kV | All generators | 0.97 | cap | Mariquita - Victoria 2 115 | m:P:bus1 in MW | -11.5702 | ElmLne
2031 | 2031_DzMD_GzMD_Dp00_Gp00 | A3 -Florencia 33 kV | All generators | 0.98 | cap | Mariquita - Victoria 2 115 | m:P:bus1 in MW | -11.5733 | ElmLne
2031 | 2031_DzMD_GzMD_Dp00_Gp00 | A3 -Florencia 33 kV | All generators | 0.99 | cap | Mariquita - Victoria 2 115 | m:P:bus1 in MW | -11.5772 | ElmLne
2031 | 2031_DzMD_GzMD_Dp00_Gp00 | A3 -Florencia 33 kV | All generators | 1 | cap | Mariquita - Victoria 2 115 | m:P:bus1 in MW | -11.5865 | ElmLne
2031 | 2031_DzMD_GzMD_Dp00_Gp00 | A3 -Florencia 33 kV | All generators | 0.9 | cap | Mariquita - Victoria 2 115 | m:P:bus2 in MW | 11.5842 | ElmLne
2031 | 2031_DzMD_GzMD_Dp00_Gp00 | A3 -Florencia 33 kV | All generators | 0.91 | cap | Mariquita - Victoria 2 115 | m:P:bus2 in MW | 11.5859 | ElmLne
2031 | 2031_DzMD_GzMD_Dp00_Gp00 | A3 -Florencia 33 kV | All generators | 0.92 | cap | Mariquita - Victoria 2 115 | m:P:bus2 in MW | 11.5877 | ElmLne
2031 | 2031_DzMD_GzMD_Dp00_Gp00 | A3 -Florencia 33 kV | All generators | 0.93 | cap | Mariquita - Victoria 2 115 | m:P:bus2 in MW | 11.5897 | ElmLne
2031 | 2031_DzMD_GzMD_Dp00_Gp00 | A3 -Florencia 33 kV | All generators | 0.94 | cap | Mariquita - Victoria 2 115 | m:P:bus2 in MW | 11.5917 | ElmLne
2031 | 2031_DzMD_GzMD_Dp00_Gp00 | A3 -Florencia 33 kV | All generators | 0.95 | cap | Mariquita - Victoria 2 115 | m:P:bus2 in MW | 11.5938 | ElmLne
2031 | 2031_DzMD_GzMD_Dp00_Gp00 | A3 -Florencia 33 kV | All generators | 0.96 | cap | Mariquita - Victoria 2 115 | m:P:bus2 in MW | 11.5962 | ElmLne
2031 | 2031_DzMD_GzMD_Dp00_Gp00 | A3 -Florencia 33 kV | All generators | 0.97 | cap | Mariquita - Victoria 2 115 | m:P:bus2 in MW | 11.5988 | ElmLne
2031 | 2031_DzMD_GzMD_Dp00_Gp00 | A3 -Florencia 33 kV | All generators | 0.98 | cap | Mariquita - Victoria 2 115 | m:P:bus2 in MW | 11.6018 | ElmLne
2031 | 2031_DzMD_GzMD_Dp00_Gp00 | A3 -Florencia 33 kV | All generators | 0.99 | cap | Mariquita - Victoria 2 115 | m:P:bus2 in MW | 11.6057 | ElmLne
2031 | 2031_DzMD_GzMD_Dp00_Gp00 | A3 -Florencia 33 kV | All generators | 1 | cap | Mariquita - Victoria 2 115 | m:P:bus2 in MW | 11.615 | ElmLne
2031 | 2031_DzMD_GzMD_Dp00_Gp00 | A3 -Florencia 33 kV | All generators | 0.9 | cap | Mariquita - Victoria 2 115 | m:Q:bus1 in Mvar | -0.7702 | ElmLne
2031 | 2031_DzMD_GzMD_Dp00_Gp00 | A3 -Florencia 33 kV | All generators | 0.91 | cap | Mariquita - Victoria 2 115 | m:Q:bus1 in Mvar | -0.75922 | ElmLne
2031 | 2031_DzMD_GzMD_Dp00_Gp00 | A3 -Florencia 33 kV | All generators | 0.92 | cap | Mariquita - Victoria 2 115 | m:Q:bus1 in Mvar | -0.74861 | ElmLne
2031 | 2031_DzMD_GzMD_Dp00_Gp00 | A3 -Florencia 33 kV | All generators | 0.93 | cap | Mariquita - Victoria 2 115 | m:Q:bus1 in Mvar | -0.73824 | ElmLne
2031 | 2031_DzMD_GzMD_Dp00_Gp00 | A3 -Florencia 33 kV | All generators | 0.94 | cap | Mariquita - Victoria 2 115 | m:Q:bus1 in Mvar | -0.72797 | ElmLne
2031 | 2031_DzMD_GzMD_Dp00_Gp00 | A3 -Florencia 33 kV | All generators | 0.95 | cap | Mariquita - Victoria 2 115 | m:Q:bus1 in Mvar | -0.71764 | ElmLne
2031 | 2031_DzMD_GzMD_Dp00_Gp00 | A3 -Florencia 33 kV | All generators | 0.96 | cap | Mariquita - Victoria 2 115 | m:Q:bus1 in Mvar | -0.70705 | ElmLne
2031 | 2031_DzMD_GzMD_Dp00_Gp00 | A3 -Florencia 33 kV | All generators | 0.97 | cap | Mariquita - Victoria 2 115 | m:Q:bus1 in Mvar | -0.69591 | ElmLne
2031 | 2031_DzMD_GzMD_Dp00_Gp00 | A3 -Florencia 33 kV | All generators | 0.98 | cap | Mariquita - Victoria 2 115 | m:Q:bus1 in Mvar | -0.68369 | ElmLne
2031 | 2031_DzMD_GzMD_Dp00_Gp00 | A3 -Florencia 33 kV | All generators | 0.99 | cap | Mariquita - Victoria 2 115 | m:Q:bus1 in Mvar | -0.66902 | ElmLne
2031 | 2031_DzMD_GzMD_Dp00_Gp00 | A3 -Florencia 33 kV | All generators | 1 | cap | Mariquita - Victoria 2 115 | m:Q:bus1 in Mvar | -0.63767 | ElmLne
2031 | 2031_DzMD_GzMD_Dp00_Gp00 | A3 -Florencia 33 kV | All generators | 0.9 | cap | Mariquita - Victoria 2 115 | m:Q:bus2 in Mvar | 0.19126 | ElmLne
2031 | 2031_DzMD_GzMD_Dp00_Gp00 | A3 -Florencia 33 kV | All generators | 0.91 | cap | Mariquita - Victoria 2 115 | m:Q:bus2 in Mvar | 0.17972 | ElmLne
2031 | 2031_DzMD_GzMD_Dp00_Gp00 | A3 -Florencia 33 kV | All generators | 0.92 | cap | Mariquita - Victoria 2 115 | m:Q:bus2 in Mvar | 0.16859 | ElmLne
2031 | 2031_DzMD_GzMD_Dp00_Gp00 | A3 -Florencia 33 kV | All generators | 0.93 | cap | Mariquita - Victoria 2 115 | m:Q:bus2 in Mvar | 0.15771 | ElmLne
2031 | 2031_DzMD_GzMD_Dp00_Gp00 | A3 -Florencia 33 kV | All generators | 0.94 | cap | Mariquita - Victoria 2 115 | m:Q:bus2 in Mvar | 0.14693 | ElmLne
2031 | 2031_DzMD_GzMD_Dp00_Gp00 | A3 -Florencia 33 kV | All generators | 0.95 | cap | Mariquita - Victoria 2 115 | m:Q:bus2 in Mvar | 0.13609 | ElmLne
2031 | 2031_DzMD_GzMD_Dp00_Gp00 | A3 -Florencia 33 kV | All generators | 0.96 | cap | Mariquita - Victoria 2 115 | m:Q:bus2 in Mvar | 0.12498 | ElmLne
2031 | 2031_DzMD_GzMD_Dp00_Gp00 | A3 -Florencia 33 kV | All generators | 0.97 | cap | Mariquita - Victoria 2 115 | m:Q:bus2 in Mvar | 0.11329 | ElmLne
2031 | 2031_DzMD_GzMD_Dp00_Gp00 | A3 -Florencia 33 kV | All generators | 0.98 | cap | Mariquita - Victoria 2 115 | m:Q:bus2 in Mvar | 0.10046 | ElmLne
2031 | 2031_DzMD_GzMD_Dp00_Gp00 | A3 -Florencia 33 kV | All generators | 0.99 | cap | Mariquita - Victoria 2 115 | m:Q:bus2 in Mvar | 0.085059 | ElmLne
2031 | 2031_DzMD_GzMD_Dp00_Gp00 | A3 -Florencia 33 kV | All generators | 1 | cap | Mariquita - Victoria 2 115 | m:Q:bus2 in Mvar | 0.052149 | ElmLne
2031 | 2031_DzMD_GzMD_Dp00_Gp00 | A3 -Florencia 33 kV | All generators | 0.9 | cap | Mariquita - Victoria 2 115 | m:cosphi:bus1 | -0.99779 | ElmLne
2031 | 2031_DzMD_GzMD_Dp00_Gp00 | A3 -Florencia 33 kV | All generators | 0.91 | cap | Mariquita - Victoria 2 115 | m:cosphi:bus1 | -0.99785 | ElmLne
2031 | 2031_DzMD_GzMD_Dp00_Gp00 | A3 -Florencia 33 kV | All generators | 0.92 | cap | Mariquita - Victoria 2 115 | m:cosphi:bus1 | -0.99791 | ElmLne
2031 | 2031_DzMD_GzMD_Dp00_Gp00 | A3 -Florencia 33 kV | All generators | 0.93 | cap | Mariquita - Victoria 2 115 | m:cosphi:bus1 | -0.99797 | ElmLne
2031 | 2031_DzMD_GzMD_Dp00_Gp00 | A3 -Florencia 33 kV | All generators | 0.94 | cap | Mariquita - Victoria 2 115 | m:cosphi:bus1 | -0.99802 | ElmLne
2031 | 2031_DzMD_GzMD_Dp00_Gp00 | A3 -Florencia 33 kV | All generators | 0.95 | cap | Mariquita - Victoria 2 115 | m:cosphi:bus1 | -0.99808 | ElmLne
2031 | 2031_DzMD_GzMD_Dp00_Gp00 | A3 -Florencia 33 kV | All generators | 0.96 | cap | Mariquita - Victoria 2 115 | m:cosphi:bus1 | -0.99814 | ElmLne
2031 | 2031_DzMD_GzMD_Dp00_Gp00 | A3 -Florencia 33 kV | All generators | 0.97 | cap | Mariquita - Victoria 2 115 | m:cosphi:bus1 | -0.9982 | ElmLne
2031 | 2031_DzMD_GzMD_Dp00_Gp00 | A3 -Florencia 33 kV | All generators | 0.98 | cap | Mariquita - Victoria 2 115 | m:cosphi:bus1 | -0.99826 | ElmLne
2031 | 2031_DzMD_GzMD_Dp00_Gp00 | A3 -Florencia 33 kV | All generators | 0.99 | cap | Mariquita - Victoria 2 115 | m:cosphi:bus1 | -0.99833 | ElmLne
2031 | 2031_DzMD_GzMD_Dp00_Gp00 | A3 -Florencia 33 kV | All generators | 1 | cap | Mariquita - Victoria 2 115 | m:cosphi:bus1 | -0.99849 | ElmLne
2031 | 2031_DzMD_GzMD_Dp00_Gp00 | A3 -Florencia 33 kV | All generators | 0.9 | cap | Mariquita - Victoria 2 115 | m:cosphi:bus2 | 0.99986 | ElmLne
2031 | 2031_DzMD_GzMD_Dp00_Gp00 | A3 -Florencia 33 kV | All generators | 0.91 | cap | Mariquita - Victoria 2 115 | m:cosphi:bus2 | 0.99988 | ElmLne
2031 | 2031_DzMD_GzMD_Dp00_Gp00 | A3 -Florencia 33 kV | All generators | 0.92 | cap | Mariquita - Victoria 2 115 | m:cosphi:bus2 | 0.99989 | ElmLne
2031 | 2031_DzMD_GzMD_Dp00_Gp00 | A3 -Florencia 33 kV | All generators | 0.93 | cap | Mariquita - Victoria 2 115 | m:cosphi:bus2 | 0.99991 | ElmLne
2031 | 2031_DzMD_GzMD_Dp00_Gp00 | A3 -Florencia 33 kV | All generators | 0.94 | cap | Mariquita - Victoria 2 115 | m:cosphi:bus2 | 0.99992 | ElmLne
2031 | 2031_DzMD_GzMD_Dp00_Gp00 | A3 -Florencia 33 kV | All generators | 0.95 | cap | Mariquita - Victoria 2 115 | m:cosphi:bus2 | 0.99993 | ElmLne
2031 | 2031_DzMD_GzMD_Dp00_Gp00 | A3 -Florencia 33 kV | All generators | 0.96 | cap | Mariquita - Victoria 2 115 | m:cosphi:bus2 | 0.99994 | ElmLne
2031 | 2031_DzMD_GzMD_Dp00_Gp00 | A3 -Florencia 33 kV | All generators | 0.97 | cap | Mariquita - Victoria 2 115 | m:cosphi:bus2 | 0.99995 | ElmLne
2031 | 2031_DzMD_GzMD_Dp00_Gp00 | A3 -Florencia 33 kV | All generators | 0.98 | cap | Mariquita - Victoria 2 115 | m:cosphi:bus2 | 0.99996 | ElmLne
2031 | 2031_DzMD_GzMD_Dp00_Gp00 | A3 -Florencia 33 kV | All generators | 0.99 | cap | Mariquita - Victoria 2 115 | m:cosphi:bus2 | 0.99997 | ElmLne
2031 | 2031_DzMD_GzMD_Dp00_Gp00 | A3 -Florencia 33 kV | All generators | 1 | cap | Mariquita - Victoria 2 115 | m:cosphi:bus2 | 0.99999 | ElmLne
2031 | 2031_DzMD_GzMD_Dp00_Gp00 | A3 -Florencia 33 kV | All generators | 0.9 | cap | Dorada 115/33/13.8 kV | m:P:bushv in MW | -3.5073 | ElmTr3
2031 | 2031_DzMD_GzMD_Dp00_Gp00 | A3 -Florencia 33 kV | All generators | 0.91 | cap | Dorada 115/33/13.8 kV | m:P:bushv in MW | -3.5127 | ElmTr3
2031 | 2031_DzMD_GzMD_Dp00_Gp00 | A3 -Florencia 33 kV | All generators | 0.92 | cap | Dorada 115/33/13.8 kV | m:P:bushv in MW | -3.5167 | ElmTr3
2031 | 2031_DzMD_GzMD_Dp00_Gp00 | A3 -Florencia 33 kV | All generators | 0.93 | cap | Dorada 115/33/13.8 kV | m:P:bushv in MW | -3.5194 | ElmTr3
2031 | 2031_DzMD_GzMD_Dp00_Gp00 | A3 -Florencia 33 kV | All generators | 0.94 | cap | Dorada 115/33/13.8 kV | m:P:bushv in MW | -3.5209 | ElmTr3
2031 | 2031_DzMD_GzMD_Dp00_Gp00 | A3 -Florencia 33 kV | All generators | 0.95 | cap | Dorada 115/33/13.8 kV | m:P:bushv in MW | -3.5212 | ElmTr3
2031 | 2031_DzMD_GzMD_Dp00_Gp00 | A3 -Florencia 33 kV | All generators | 0.96 | cap | Dorada 115/33/13.8 kV | m:P:bushv in MW | -3.5203 | ElmTr3
2031 | 2031_DzMD_GzMD_Dp00_Gp00 | A3 -Florencia 33 kV | All generators | 0.97 | cap | Dorada 115/33/13.8 kV | m:P:bushv in MW | -3.5179 | ElmTr3
2031 | 2031_DzMD_GzMD_Dp00_Gp00 | A3 -Florencia 33 kV | All generators | 0.98 | cap | Dorada 115/33/13.8 kV | m:P:bushv in MW | -3.5137 | ElmTr3
2031 | 2031_DzMD_GzMD_Dp00_Gp00 | A3 -Florencia 33 kV | All generators | 0.99 | cap | Dorada 115/33/13.8 kV | m:P:bushv in MW | -3.5064 | ElmTr3
2031 | 2031_DzMD_GzMD_Dp00_Gp00 | A3 -Florencia 33 kV | All generators | 1 | cap | Dorada 115/33/13.8 kV | m:P:bushv in MW | -3.4823 | ElmTr3
2031 | 2031_DzMD_GzMD_Dp00_Gp00 | A3 -Florencia 33 kV | All generators | 0.9 | cap | Dorada 115/33/13.8 kV | m:Q:bushv in Mvar | 7.2579 | ElmTr3
2031 | 2031_DzMD_GzMD_Dp00_Gp00 | A3 -Florencia 33 kV | All generators | 0.91 | cap | Dorada 115/33/13.8 kV | m:Q:bushv in Mvar | 7.1125 | ElmTr3
2031 | 2031_DzMD_GzMD_Dp00_Gp00 | A3 -Florencia 33 kV | All generators | 0.92 | cap | Dorada 115/33/13.8 kV | m:Q:bushv in Mvar | 6.9716 | ElmTr3
2031 | 2031_DzMD_GzMD_Dp00_Gp00 | A3 -Florencia 33 kV | All generators | 0.93 | cap | Dorada 115/33/13.8 kV | m:Q:bushv in Mvar | 6.8335 | ElmTr3
2031 | 2031_DzMD_GzMD_Dp00_Gp00 | A3 -Florencia 33 kV | All generators | 0.94 | cap | Dorada 115/33/13.8 kV | m:Q:bushv in Mvar | 6.6962 | ElmTr3
2031 | 2031_DzMD_GzMD_Dp00_Gp00 | A3 -Florencia 33 kV | All generators | 0.95 | cap | Dorada 115/33/13.8 kV | m:Q:bushv in Mvar | 6.5577 | ElmTr3
2031 | 2031_DzMD_GzMD_Dp00_Gp00 | A3 -Florencia 33 kV | All generators | 0.96 | cap | Dorada 115/33/13.8 kV | m:Q:bushv in Mvar | 6.4153 | ElmTr3
2031 | 2031_DzMD_GzMD_Dp00_Gp00 | A3 -Florencia 33 kV | All generators | 0.97 | cap | Dorada 115/33/13.8 kV | m:Q:bushv in Mvar | 6.2649 | ElmTr3
2031 | 2031_DzMD_GzMD_Dp00_Gp00 | A3 -Florencia 33 kV | All generators | 0.98 | cap | Dorada 115/33/13.8 kV | m:Q:bushv in Mvar | 6.0992 | ElmTr3
2031 | 2031_DzMD_GzMD_Dp00_Gp00 | A3 -Florencia 33 kV | All generators | 0.99 | cap | Dorada 115/33/13.8 kV | m:Q:bushv in Mvar | 5.8996 | ElmTr3
2031 | 2031_DzMD_GzMD_Dp00_Gp00 | A3 -Florencia 33 kV | All generators | 1 | cap | Dorada 115/33/13.8 kV | m:Q:bushv in Mvar | 5.4696 | ElmTr3
2031 | 2031_DzMD_GzMD_Dp00_Gp00 | A3 -Florencia 33 kV | All generators | 0.9 | cap | Dorada 115/33/13.8 kV | m:cosphi:bushv | -0.4351 | ElmTr3
2031 | 2031_DzMD_GzMD_Dp00_Gp00 | A3 -Florencia 33 kV | All generators | 0.91 | cap | Dorada 115/33/13.8 kV | m:cosphi:bushv | -0.44282 | ElmTr3
2031 | 2031_DzMD_GzMD_Dp00_Gp00 | A3 -Florencia 33 kV | All generators | 0.92 | cap | Dorada 115/33/13.8 kV | m:cosphi:bushv | -0.45037 | ElmTr3
2031 | 2031_DzMD_GzMD_Dp00_Gp00 | A3 -Florencia 33 kV | All generators | 0.93 | cap | Dorada 115/33/13.8 kV | m:cosphi:bushv | -0.45786 | ElmTr3
2031 | 2031_DzMD_GzMD_Dp00_Gp00 | A3 -Florencia 33 kV | All generators | 0.94 | cap | Dorada 115/33/13.8 kV | m:cosphi:bushv | -0.46539 | ElmTr3
2031 | 2031_DzMD_GzMD_Dp00_Gp00 | A3 -Florencia 33 kV | All generators | 0.95 | cap | Dorada 115/33/13.8 kV | m:cosphi:bushv | -0.47307 | ElmTr3
2031 | 2031_DzMD_GzMD_Dp00_Gp00 | A3 -Florencia 33 kV | All generators | 0.96 | cap | Dorada 115/33/13.8 kV | m:cosphi:bushv | -0.48106 | ElmTr3
2031 | 2031_DzMD_GzMD_Dp00_Gp00 | A3 -Florencia 33 kV | All generators | 0.97 | cap | Dorada 115/33/13.8 kV | m:cosphi:bushv | -0.48962 | ElmTr3
2031 | 2031_DzMD_GzMD_Dp00_Gp00 | A3 -Florencia 33 kV | All generators | 0.98 | cap | Dorada 115/33/13.8 kV | m:cosphi:bushv | -0.49918 | ElmTr3
2031 | 2031_DzMD_GzMD_Dp00_Gp00 | A3 -Florencia 33 kV | All generators | 0.99 | cap | Dorada 115/33/13.8 kV | m:cosphi:bushv | -0.51092 | ElmTr3
2031 | 2031_DzMD_GzMD_Dp00_Gp00 | A3 -Florencia 33 kV | All generators | 1 | cap | Dorada 115/33/13.8 kV | m:cosphi:bushv | -0.53706 | ElmTr3
2031 | 2031_DzMD_GzMD_Dp00_Gp00 | A3 -Florencia 33 kV | All generators | 0.9 | cap | Manzanares 115/33/13.8 kV | m:P:bushv in MW | -7.2223 | ElmTr3
2031 | 2031_DzMD_GzMD_Dp00_Gp00 | A3 -Florencia 33 kV | All generators | 0.91 | cap | Manzanares 115/33/13.8 kV | m:P:bushv in MW | -7.3198 | ElmTr3
2031 | 2031_DzMD_GzMD_Dp00_Gp00 | A3 -Florencia 33 kV | All generators | 0.92 | cap | Manzanares 115/33/13.8 kV | m:P:bushv in MW | -7.4104 | ElmTr3
2031 | 2031_DzMD_GzMD_Dp00_Gp00 | A3 -Florencia 33 kV | All generators | 0.93 | cap | Manzanares 115/33/13.8 kV | m:P:bushv in MW | -7.4957 | ElmTr3
2031 | 2031_DzMD_GzMD_Dp00_Gp00 | A3 -Florencia 33 kV | All generators | 0.94 | cap | Manzanares 115/33/13.8 kV | m:P:bushv in MW | -7.5769 | ElmTr3
2031 | 2031_DzMD_GzMD_Dp00_Gp00 | A3 -Florencia 33 kV | All generators | 0.95 | cap | Manzanares 115/33/13.8 kV | m:P:bushv in MW | -7.6554 | ElmTr3
2031 | 2031_DzMD_GzMD_Dp00_Gp00 | A3 -Florencia 33 kV | All generators | 0.96 | cap | Manzanares 115/33/13.8 kV | m:P:bushv in MW | -7.7323 | ElmTr3
2031 | 2031_DzMD_GzMD_Dp00_Gp00 | A3 -Florencia 33 kV | All generators | 0.97 | cap | Manzanares 115/33/13.8 kV | m:P:bushv in MW | -7.8094 | ElmTr3
2031 | 2031_DzMD_GzMD_Dp00_Gp00 | A3 -Florencia 33 kV | All generators | 0.98 | cap | Manzanares 115/33/13.8 kV | m:P:bushv in MW | -7.8895 | ElmTr3
2031 | 2031_DzMD_GzMD_Dp00_Gp00 | A3 -Florencia 33 kV | All generators | 0.99 | cap | Manzanares 115/33/13.8 kV | m:P:bushv in MW | -7.9792 | ElmTr3
2031 | 2031_DzMD_GzMD_Dp00_Gp00 | A3 -Florencia 33 kV | All generators | 1 | cap | Manzanares 115/33/13.8 kV | m:P:bushv in MW | -8.1474 | ElmTr3
2031 | 2031_DzMD_GzMD_Dp00_Gp00 | A3 -Florencia 33 kV | All generators | 0.9 | cap | Manzanares 115/33/13.8 kV | m:Q:bushv in Mvar | 10.1456 | ElmTr3
2031 | 2031_DzMD_GzMD_Dp00_Gp00 | A3 -Florencia 33 kV | All generators | 0.91 | cap | Manzanares 115/33/13.8 kV | m:Q:bushv in Mvar | 9.7273 | ElmTr3
2031 | 2031_DzMD_GzMD_Dp00_Gp00 | A3 -Florencia 33 kV | All generators | 0.92 | cap | Manzanares 115/33/13.8 kV | m:Q:bushv in Mvar | 9.3212 | ElmTr3
2031 | 2031_DzMD_GzMD_Dp00_Gp00 | A3 -Florencia 33 kV | All generators | 0.93 | cap | Manzanares 115/33/13.8 kV | m:Q:bushv in Mvar | 8.9219 | ElmTr3
2031 | 2031_DzMD_GzMD_Dp00_Gp00 | A3 -Florencia 33 kV | All generators | 0.94 | cap | Manzanares 115/33/13.8 kV | m:Q:bushv in Mvar | 8.5242 | ElmTr3
2031 | 2031_DzMD_GzMD_Dp00_Gp00 | A3 -Florencia 33 kV | All generators | 0.95 | cap | Manzanares 115/33/13.8 kV | m:Q:bushv in Mvar | 8.122 | ElmTr3
2031 | 2031_DzMD_GzMD_Dp00_Gp00 | A3 -Florencia 33 kV | All generators | 0.96 | cap | Manzanares 115/33/13.8 kV | m:Q:bushv in Mvar | 7.7075 | ElmTr3
2031 | 2031_DzMD_GzMD_Dp00_Gp00 | A3 -Florencia 33 kV | All generators | 0.97 | cap | Manzanares 115/33/13.8 kV | m:Q:bushv in Mvar | 7.2689 | ElmTr3
2031 | 2031_DzMD_GzMD_Dp00_Gp00 | A3 -Florencia 33 kV | All generators | 0.98 | cap | Manzanares 115/33/13.8 kV | m:Q:bushv in Mvar | 6.7842 | ElmTr3
2031 | 2031_DzMD_GzMD_Dp00_Gp00 | A3 -Florencia 33 kV | All generators | 0.99 | cap | Manzanares 115/33/13.8 kV | m:Q:bushv in Mvar | 6.1985 | ElmTr3
2031 | 2031_DzMD_GzMD_Dp00_Gp00 | A3 -Florencia 33 kV | All generators | 1 | cap | Manzanares 115/33/13.8 kV | m:Q:bushv in Mvar | 4.9306 | ElmTr3
2031 | 2031_DzMD_GzMD_Dp00_Gp00 | A3 -Florencia 33 kV | All generators | 0.9 | cap | Manzanares 115/33/13.8 kV | m:cosphi:bushv | -0.57993 | ElmTr3
2031 | 2031_DzMD_GzMD_Dp00_Gp00 | A3 -Florencia 33 kV | All generators | 0.91 | cap | Manzanares 115/33/13.8 kV | m:cosphi:bushv | -0.60128 | ElmTr3
2031 | 2031_DzMD_GzMD_Dp00_Gp00 | A3 -Florencia 33 kV | All generators | 0.92 | cap | Manzanares 115/33/13.8 kV | m:cosphi:bushv | -0.62231 | ElmTr3
2031 | 2031_DzMD_GzMD_Dp00_Gp00 | A3 -Florencia 33 kV | All generators | 0.93 | cap | Manzanares 115/33/13.8 kV | m:cosphi:bushv | -0.64326 | ElmTr3
2031 | 2031_DzMD_GzMD_Dp00_Gp00 | A3 -Florencia 33 kV | All generators | 0.94 | cap | Manzanares 115/33/13.8 kV | m:cosphi:bushv | -0.66436 | ElmTr3
2031 | 2031_DzMD_GzMD_Dp00_Gp00 | A3 -Florencia 33 kV | All generators | 0.95 | cap | Manzanares 115/33/13.8 kV | m:cosphi:bushv | -0.6859 | ElmTr3
2031 | 2031_DzMD_GzMD_Dp00_Gp00 | A3 -Florencia 33 kV | All generators | 0.96 | cap | Manzanares 115/33/13.8 kV | m:cosphi:bushv | -0.70824 | ElmTr3
2031 | 2031_DzMD_GzMD_Dp00_Gp00 | A3 -Florencia 33 kV | All generators | 0.97 | cap | Manzanares 115/33/13.8 kV | m:cosphi:bushv | -0.73198 | ElmTr3
2031 | 2031_DzMD_GzMD_Dp00_Gp00 | A3 -Florencia 33 kV | All generators | 0.98 | cap | Manzanares 115/33/13.8 kV | m:cosphi:bushv | -0.75822 | ElmTr3
2031 | 2031_DzMD_GzMD_Dp00_Gp00 | A3 -Florencia 33 kV | All generators | 0.99 | cap | Manzanares 115/33/13.8 kV | m:cosphi:bushv | -0.78972 | ElmTr3
2031 | 2031_DzMD_GzMD_Dp00_Gp00 | A3 -Florencia 33 kV | All generators | 1 | cap | Manzanares 115/33/13.8 kV | m:cosphi:bushv | -0.85553 | ElmTr3
2031 | 2031_DzMD_GzMD_Dp00_Gp00 | A3 -Florencia 33 kV | All generators | 0.9 | cap | Purnio 230/115 | m:P:bushv in MW | -38.211 | ElmTr3
2031 | 2031_DzMD_GzMD_Dp00_Gp00 | A3 -Florencia 33 kV | All generators | 0.91 | cap | Purnio 230/115 | m:P:bushv in MW | -38.2202 | ElmTr3
2031 | 2031_DzMD_GzMD_Dp00_Gp00 | A3 -Florencia 33 kV | All generators | 0.92 | cap | Purnio 230/115 | m:P:bushv in MW | -38.2273 | ElmTr3
2031 | 2031_DzMD_GzMD_Dp00_Gp00 | A3 -Florencia 33 kV | All generators | 0.93 | cap | Purnio 230/115 | m:P:bushv in MW | -38.2326 | ElmTr3
2031 | 2031_DzMD_GzMD_Dp00_Gp00 | A3 -Florencia 33 kV | All generators | 0.94 | cap | Purnio 230/115 | m:P:bushv in MW | -38.2363 | ElmTr3
2031 | 2031_DzMD_GzMD_Dp00_Gp00 | A3 -Florencia 33 kV | All generators | 0.95 | cap | Purnio 230/115 | m:P:bushv in MW | -38.2384 | ElmTr3
2031 | 2031_DzMD_GzMD_Dp00_Gp00 | A3 -Florencia 33 kV | All generators | 0.96 | cap | Purnio 230/115 | m:P:bushv in MW | -38.2389 | ElmTr3
2031 | 2031_DzMD_GzMD_Dp00_Gp00 | A3 -Florencia 33 kV | All generators | 0.97 | cap | Purnio 230/115 | m:P:bushv in MW | -38.2375 | ElmTr3
2031 | 2031_DzMD_GzMD_Dp00_Gp00 | A3 -Florencia 33 kV | All generators | 0.98 | cap | Purnio 230/115 | m:P:bushv in MW | -38.2337 | ElmTr3
2031 | 2031_DzMD_GzMD_Dp00_Gp00 | A3 -Florencia 33 kV | All generators | 0.99 | cap | Purnio 230/115 | m:P:bushv in MW | -38.226 | ElmTr3
2031 | 2031_DzMD_GzMD_Dp00_Gp00 | A3 -Florencia 33 kV | All generators | 1 | cap | Purnio 230/115 | m:P:bushv in MW | -38.1979 | ElmTr3
2031 | 2031_DzMD_GzMD_Dp00_Gp00 | A3 -Florencia 33 kV | All generators | 0.9 | cap | Purnio 230/115 | m:Q:bushv in Mvar | 5.4014 | ElmTr3
2031 | 2031_DzMD_GzMD_Dp00_Gp00 | A3 -Florencia 33 kV | All generators | 0.91 | cap | Purnio 230/115 | m:Q:bushv in Mvar | 5.2027 | ElmTr3
2031 | 2031_DzMD_GzMD_Dp00_Gp00 | A3 -Florencia 33 kV | All generators | 0.92 | cap | Purnio 230/115 | m:Q:bushv in Mvar | 5.01 | ElmTr3
2031 | 2031_DzMD_GzMD_Dp00_Gp00 | A3 -Florencia 33 kV | All generators | 0.93 | cap | Purnio 230/115 | m:Q:bushv in Mvar | 4.8207 | ElmTr3
2031 | 2031_DzMD_GzMD_Dp00_Gp00 | A3 -Florencia 33 kV | All generators | 0.94 | cap | Purnio 230/115 | m:Q:bushv in Mvar | 4.6322 | ElmTr3
2031 | 2031_DzMD_GzMD_Dp00_Gp00 | A3 -Florencia 33 kV | All generators | 0.95 | cap | Purnio 230/115 | m:Q:bushv in Mvar | 4.4419 | ElmTr3
2031 | 2031_DzMD_GzMD_Dp00_Gp00 | A3 -Florencia 33 kV | All generators | 0.96 | cap | Purnio 230/115 | m:Q:bushv in Mvar | 4.2459 | ElmTr3
2031 | 2031_DzMD_GzMD_Dp00_Gp00 | A3 -Florencia 33 kV | All generators | 0.97 | cap | Purnio 230/115 | m:Q:bushv in Mvar | 4.0386 | ElmTr3
2031 | 2031_DzMD_GzMD_Dp00_Gp00 | A3 -Florencia 33 kV | All generators | 0.98 | cap | Purnio 230/115 | m:Q:bushv in Mvar | 3.8098 | ElmTr3
2031 | 2031_DzMD_GzMD_Dp00_Gp00 | A3 -Florencia 33 kV | All generators | 0.99 | cap | Purnio 230/115 | m:Q:bushv in Mvar | 3.5336 | ElmTr3
2031 | 2031_DzMD_GzMD_Dp00_Gp00 | A3 -Florencia 33 kV | All generators | 1 | cap | Purnio 230/115 | m:Q:bushv in Mvar | 2.9369 | ElmTr3
2031 | 2031_DzMD_GzMD_Dp00_Gp00 | A3 -Florencia 33 kV | All generators | 0.9 | cap | Purnio 230/115 | m:cosphi:bushv | -0.99016 | ElmTr3
2031 | 2031_DzMD_GzMD_Dp00_Gp00 | A3 -Florencia 33 kV | All generators | 0.91 | cap | Purnio 230/115 | m:cosphi:bushv | -0.99086 | ElmTr3
2031 | 2031_DzMD_GzMD_Dp00_Gp00 | A3 -Florencia 33 kV | All generators | 0.92 | cap | Purnio 230/115 | m:cosphi:bushv | -0.99152 | ElmTr3
2031 | 2031_DzMD_GzMD_Dp00_Gp00 | A3 -Florencia 33 kV | All generators | 0.93 | cap | Purnio 230/115 | m:cosphi:bushv | -0.99215 | ElmTr3
2031 | 2031_DzMD_GzMD_Dp00_Gp00 | A3 -Florencia 33 kV | All generators | 0.94 | cap | Purnio 230/115 | m:cosphi:bushv | -0.99274 | ElmTr3
2031 | 2031_DzMD_GzMD_Dp00_Gp00 | A3 -Florencia 33 kV | All generators | 0.95 | cap | Purnio 230/115 | m:cosphi:bushv | -0.99332 | ElmTr3
2031 | 2031_DzMD_GzMD_Dp00_Gp00 | A3 -Florencia 33 kV | All generators | 0.96 | cap | Purnio 230/115 | m:cosphi:bushv | -0.99389 | ElmTr3
2031 | 2031_DzMD_GzMD_Dp00_Gp00 | A3 -Florencia 33 kV | All generators | 0.97 | cap | Purnio 230/115 | m:cosphi:bushv | -0.99447 | ElmTr3
2031 | 2031_DzMD_GzMD_Dp00_Gp00 | A3 -Florencia 33 kV | All generators | 0.98 | cap | Purnio 230/115 | m:cosphi:bushv | -0.99507 | ElmTr3
2031 | 2031_DzMD_GzMD_Dp00_Gp00 | A3 -Florencia 33 kV | All generators | 0.99 | cap | Purnio 230/115 | m:cosphi:bushv | -0.99575 | ElmTr3
2031 | 2031_DzMD_GzMD_Dp00_Gp00 | A3 -Florencia 33 kV | All generators | 1 | cap | Purnio 230/115 | m:cosphi:bushv | -0.99706 | ElmTr3
2031 | 2031_DzMD_GzMD_Dp00_Gp00 | A3 -Florencia 33 kV | All generators | 0.9 | cap | Victoria 115/33/13.8 kV | m:P:bushv in MW | 3.5433 | ElmTr3
2031 | 2031_DzMD_GzMD_Dp00_Gp00 | A3 -Florencia 33 kV | All generators | 0.91 | cap | Victoria 115/33/13.8 kV | m:P:bushv in MW | 3.5242 | ElmTr3
2031 | 2031_DzMD_GzMD_Dp00_Gp00 | A3 -Florencia 33 kV | All generators | 0.92 | cap | Victoria 115/33/13.8 kV | m:P:bushv in MW | 3.508 | ElmTr3
2031 | 2031_DzMD_GzMD_Dp00_Gp00 | A3 -Florencia 33 kV | All generators | 0.93 | cap | Victoria 115/33/13.8 kV | m:P:bushv in MW | 3.4941 | ElmTr3
2031 | 2031_DzMD_GzMD_Dp00_Gp00 | A3 -Florencia 33 kV | All generators | 0.94 | cap | Victoria 115/33/13.8 kV | m:P:bushv in MW | 3.4824 | ElmTr3
2031 | 2031_DzMD_GzMD_Dp00_Gp00 | A3 -Florencia 33 kV | All generators | 0.95 | cap | Victoria 115/33/13.8 kV | m:P:bushv in MW | 3.4726 | ElmTr3
2031 | 2031_DzMD_GzMD_Dp00_Gp00 | A3 -Florencia 33 kV | All generators | 0.96 | cap | Victoria 115/33/13.8 kV | m:P:bushv in MW | 3.4647 | ElmTr3
2031 | 2031_DzMD_GzMD_Dp00_Gp00 | A3 -Florencia 33 kV | All generators | 0.97 | cap | Victoria 115/33/13.8 kV | m:P:bushv in MW | 3.4588 | ElmTr3
2031 | 2031_DzMD_GzMD_Dp00_Gp00 | A3 -Florencia 33 kV | All generators | 0.98 | cap | Victoria 115/33/13.8 kV | m:P:bushv in MW | 3.4551 | ElmTr3
2031 | 2031_DzMD_GzMD_Dp00_Gp00 | A3 -Florencia 33 kV | All generators | 0.99 | cap | Victoria 115/33/13.8 kV | m:P:bushv in MW | 3.4546 | ElmTr3
2031 | 2031_DzMD_GzMD_Dp00_Gp00 | A3 -Florencia 33 kV | All generators | 1 | cap | Victoria 115/33/13.8 kV | m:P:bushv in MW | 3.4683 | ElmTr3
2031 | 2031_DzMD_GzMD_Dp00_Gp00 | A3 -Florencia 33 kV | All generators | 0.9 | cap | Victoria 115/33/13.8 kV | m:Q:bushv in Mvar | 5.1245 | ElmTr3
2031 | 2031_DzMD_GzMD_Dp00_Gp00 | A3 -Florencia 33 kV | All generators | 0.91 | cap | Victoria 115/33/13.8 kV | m:Q:bushv in Mvar | 4.8794 | ElmTr3
2031 | 2031_DzMD_GzMD_Dp00_Gp00 | A3 -Florencia 33 kV | All generators | 0.92 | cap | Victoria 115/33/13.8 kV | m:Q:bushv in Mvar | 4.6418 | ElmTr3
2031 | 2031_DzMD_GzMD_Dp00_Gp00 | A3 -Florencia 33 kV | All generators | 0.93 | cap | Victoria 115/33/13.8 kV | m:Q:bushv in Mvar | 4.4086 | ElmTr3
2031 | 2031_DzMD_GzMD_Dp00_Gp00 | A3 -Florencia 33 kV | All generators | 0.94 | cap | Victoria 115/33/13.8 kV | m:Q:bushv in Mvar | 4.1765 | ElmTr3
2031 | 2031_DzMD_GzMD_Dp00_Gp00 | A3 -Florencia 33 kV | All generators | 0.95 | cap | Victoria 115/33/13.8 kV | m:Q:bushv in Mvar | 3.9422 | ElmTr3
2031 | 2031_DzMD_GzMD_Dp00_Gp00 | A3 -Florencia 33 kV | All generators | 0.96 | cap | Victoria 115/33/13.8 kV | m:Q:bushv in Mvar | 3.701 | ElmTr3
2031 | 2031_DzMD_GzMD_Dp00_Gp00 | A3 -Florencia 33 kV | All generators | 0.97 | cap | Victoria 115/33/13.8 kV | m:Q:bushv in Mvar | 3.4461 | ElmTr3
2031 | 2031_DzMD_GzMD_Dp00_Gp00 | A3 -Florencia 33 kV | All generators | 0.98 | cap | Victoria 115/33/13.8 kV | m:Q:bushv in Mvar | 3.165 | ElmTr3
2031 | 2031_DzMD_GzMD_Dp00_Gp00 | A3 -Florencia 33 kV | All generators | 0.99 | cap | Victoria 115/33/13.8 kV | m:Q:bushv in Mvar | 2.8257 | ElmTr3
2031 | 2031_DzMD_GzMD_Dp00_Gp00 | A3 -Florencia 33 kV | All generators | 1 | cap | Victoria 115/33/13.8 kV | m:Q:bushv in Mvar | 2.0937 | ElmTr3
2031 | 2031_DzMD_GzMD_Dp00_Gp00 | A3 -Florencia 33 kV | All generators | 0.9 | cap | Victoria 115/33/13.8 kV | m:cosphi:bushv | 0.56873 | ElmTr3
2031 | 2031_DzMD_GzMD_Dp00_Gp00 | A3 -Florencia 33 kV | All generators | 0.91 | cap | Victoria 115/33/13.8 kV | m:cosphi:bushv | 0.58551 | ElmTr3
2031 | 2031_DzMD_GzMD_Dp00_Gp00 | A3 -Florencia 33 kV | All generators | 0.92 | cap | Victoria 115/33/13.8 kV | m:cosphi:bushv | 0.60292 | ElmTr3
2031 | 2031_DzMD_GzMD_Dp00_Gp00 | A3 -Florencia 33 kV | All generators | 0.93 | cap | Victoria 115/33/13.8 kV | m:cosphi:bushv | 0.62114 | ElmTr3
2031 | 2031_DzMD_GzMD_Dp00_Gp00 | A3 -Florencia 33 kV | All generators | 0.94 | cap | Victoria 115/33/13.8 kV | m:cosphi:bushv | 0.64039 | ElmTr3
2031 | 2031_DzMD_GzMD_Dp00_Gp00 | A3 -Florencia 33 kV | All generators | 0.95 | cap | Victoria 115/33/13.8 kV | m:cosphi:bushv | 0.661 | ElmTr3
2031 | 2031_DzMD_GzMD_Dp00_Gp00 | A3 -Florencia 33 kV | All generators | 0.96 | cap | Victoria 115/33/13.8 kV | m:cosphi:bushv | 0.68342 | ElmTr3
2031 | 2031_DzMD_GzMD_Dp00_Gp00 | A3 -Florencia 33 kV | All generators | 0.97 | cap | Victoria 115/33/13.8 kV | m:cosphi:bushv | 0.7084 | ElmTr3
2031 | 2031_DzMD_GzMD_Dp00_Gp00 | A3 -Florencia 33 kV | All generators | 0.98 | cap | Victoria 115/33/13.8 kV | m:cosphi:bushv | 0.73739 | ElmTr3
2031 | 2031_DzMD_GzMD_Dp00_Gp00 | A3 -Florencia 33 kV | All generators | 0.99 | cap | Victoria 115/33/13.8 kV | m:cosphi:bushv | 0.77404 | ElmTr3
2031 | 2031_DzMD_GzMD_Dp00_Gp00 | A3 -Florencia 33 kV | All generators | 1 | cap | Victoria 115/33/13.8 kV | m:cosphi:bushv | 0.85611 | ElmTr3
2031 | 2031_DzMD_GzMD_Dp00_Gp00 | A3 -Florencia 33 kV | All generators | 0.9 | ind | Dorada - Magdalena 115 kV | m:P:bus1 in MW | 83.572 | ElmLne
2031 | 2031_DzMD_GzMD_Dp00_Gp00 | A3 -Florencia 33 kV | All generators | 0.91 | ind | Dorada - Magdalena 115 kV | m:P:bus1 in MW | 83.5644 | ElmLne
2031 | 2031_DzMD_GzMD_Dp00_Gp00 | A3 -Florencia 33 kV | All generators | 0.92 | ind | Dorada - Magdalena 115 kV | m:P:bus1 in MW | 83.5563 | ElmLne
2031 | 2031_DzMD_GzMD_Dp00_Gp00 | A3 -Florencia 33 kV | All generators | 0.93 | ind | Dorada - Magdalena 115 kV | m:P:bus1 in MW | 83.5478 | ElmLne
2031 | 2031_DzMD_GzMD_Dp00_Gp00 | A3 -Florencia 33 kV | All generators | 0.94 | ind | Dorada - Magdalena 115 kV | m:P:bus1 in MW | 83.5386 | ElmLne
2031 | 2031_DzMD_GzMD_Dp00_Gp00 | A3 -Florencia 33 kV | All generators | 0.95 | ind | Dorada - Magdalena 115 kV | m:P:bus1 in MW | 83.5285 | ElmLne
2031 | 2031_DzMD_GzMD_Dp00_Gp00 | A3 -Florencia 33 kV | All generators | 0.96 | ind | Dorada - Magdalena 115 kV | m:P:bus1 in MW | 83.5173 | ElmLne
2031 | 2031_DzMD_GzMD_Dp00_Gp00 | A3 -Florencia 33 kV | All generators | 0.97 | ind | Dorada - Magdalena 115 kV | m:P:bus1 in MW | 83.5045 | ElmLne
2031 | 2031_DzMD_GzMD_Dp00_Gp00 | A3 -Florencia 33 kV | All generators | 0.98 | ind | Dorada - Magdalena 115 kV | m:P:bus1 in MW | 83.4891 | ElmLne
2031 | 2031_DzMD_GzMD_Dp00_Gp00 | A3 -Florencia 33 kV | All generators | 0.99 | ind | Dorada - Magdalena 115 kV | m:P:bus1 in MW | 83.4684 | ElmLne
2031 | 2031_DzMD_GzMD_Dp00_Gp00 | A3 -Florencia 33 kV | All generators | 1 | ind | Dorada - Magdalena 115 kV | m:P:bus1 in MW | 83.4145 | ElmLne
2031 | 2031_DzMD_GzMD_Dp00_Gp00 | A3 -Florencia 33 kV | All generators | 0.9 | ind | Dorada - Magdalena 115 kV | m:P:bus2 in MW | -83.2071 | ElmLne
2031 | 2031_DzMD_GzMD_Dp00_Gp00 | A3 -Florencia 33 kV | All generators | 0.91 | ind | Dorada - Magdalena 115 kV | m:P:bus2 in MW | -83.1994 | ElmLne
2031 | 2031_DzMD_GzMD_Dp00_Gp00 | A3 -Florencia 33 kV | All generators | 0.92 | ind | Dorada - Magdalena 115 kV | m:P:bus2 in MW | -83.1913 | ElmLne
2031 | 2031_DzMD_GzMD_Dp00_Gp00 | A3 -Florencia 33 kV | All generators | 0.93 | ind | Dorada - Magdalena 115 kV | m:P:bus2 in MW | -83.1827 | ElmLne
2031 | 2031_DzMD_GzMD_Dp00_Gp00 | A3 -Florencia 33 kV | All generators | 0.94 | ind | Dorada - Magdalena 115 kV | m:P:bus2 in MW | -83.1735 | ElmLne
2031 | 2031_DzMD_GzMD_Dp00_Gp00 | A3 -Florencia 33 kV | All generators | 0.95 | ind | Dorada - Magdalena 115 kV | m:P:bus2 in MW | -83.1634 | ElmLne
2031 | 2031_DzMD_GzMD_Dp00_Gp00 | A3 -Florencia 33 kV | All generators | 0.96 | ind | Dorada - Magdalena 115 kV | m:P:bus2 in MW | -83.1522 | ElmLne
2031 | 2031_DzMD_GzMD_Dp00_Gp00 | A3 -Florencia 33 kV | All generators | 0.97 | ind | Dorada - Magdalena 115 kV | m:P:bus2 in MW | -83.1393 | ElmLne
2031 | 2031_DzMD_GzMD_Dp00_Gp00 | A3 -Florencia 33 kV | All generators | 0.98 | ind | Dorada - Magdalena 115 kV | m:P:bus2 in MW | -83.1238 | ElmLne
2031 | 2031_DzMD_GzMD_Dp00_Gp00 | A3 -Florencia 33 kV | All generators | 0.99 | ind | Dorada - Magdalena 115 kV | m:P:bus2 in MW | -83.103 | ElmLne
2031 | 2031_DzMD_GzMD_Dp00_Gp00 | A3 -Florencia 33 kV | All generators | 1 | ind | Dorada - Magdalena 115 kV | m:P:bus2 in MW | -83.0489 | ElmLne
2031 | 2031_DzMD_GzMD_Dp00_Gp00 | A3 -Florencia 33 kV | All generators | 0.9 | ind | Dorada - Magdalena 115 kV | m:Q:bus1 in Mvar | -6.1656 | ElmLne
2031 | 2031_DzMD_GzMD_Dp00_Gp00 | A3 -Florencia 33 kV | All generators | 0.91 | ind | Dorada - Magdalena 115 kV | m:Q:bus1 in Mvar | -6.1869 | ElmLne
2031 | 2031_DzMD_GzMD_Dp00_Gp00 | A3 -Florencia 33 kV | All generators | 0.92 | ind | Dorada - Magdalena 115 kV | m:Q:bus1 in Mvar | -6.2092 | ElmLne
2031 | 2031_DzMD_GzMD_Dp00_Gp00 | A3 -Florencia 33 kV | All generators | 0.93 | ind | Dorada - Magdalena 115 kV | m:Q:bus1 in Mvar | -6.2327 | ElmLne
2031 | 2031_DzMD_GzMD_Dp00_Gp00 | A3 -Florencia 33 kV | All generators | 0.94 | ind | Dorada - Magdalena 115 kV | m:Q:bus1 in Mvar | -6.2576 | ElmLne
2031 | 2031_DzMD_GzMD_Dp00_Gp00 | A3 -Florencia 33 kV | All generators | 0.95 | ind | Dorada - Magdalena 115 kV | m:Q:bus1 in Mvar | -6.2846 | ElmLne
2031 | 2031_DzMD_GzMD_Dp00_Gp00 | A3 -Florencia 33 kV | All generators | 0.96 | ind | Dorada - Magdalena 115 kV | m:Q:bus1 in Mvar | -6.3142 | ElmLne
2031 | 2031_DzMD_GzMD_Dp00_Gp00 | A3 -Florencia 33 kV | All generators | 0.97 | ind | Dorada - Magdalena 115 kV | m:Q:bus1 in Mvar | -6.3477 | ElmLne
2031 | 2031_DzMD_GzMD_Dp00_Gp00 | A3 -Florencia 33 kV | All generators | 0.98 | ind | Dorada - Magdalena 115 kV | m:Q:bus1 in Mvar | -6.3875 | ElmLne
2031 | 2031_DzMD_GzMD_Dp00_Gp00 | A3 -Florencia 33 kV | All generators | 0.99 | ind | Dorada - Magdalena 115 kV | m:Q:bus1 in Mvar | -6.4397 | ElmLne
2031 | 2031_DzMD_GzMD_Dp00_Gp00 | A3 -Florencia 33 kV | All generators | 1 | ind | Dorada - Magdalena 115 kV | m:Q:bus1 in Mvar | -6.5708 | ElmLne
2031 | 2031_DzMD_GzMD_Dp00_Gp00 | A3 -Florencia 33 kV | All generators | 0.9 | ind | Dorada - Magdalena 115 kV | m:Q:bus2 in Mvar | 7.6032 | ElmLne
2031 | 2031_DzMD_GzMD_Dp00_Gp00 | A3 -Florencia 33 kV | All generators | 0.91 | ind | Dorada - Magdalena 115 kV | m:Q:bus2 in Mvar | 7.6248 | ElmLne
2031 | 2031_DzMD_GzMD_Dp00_Gp00 | A3 -Florencia 33 kV | All generators | 0.92 | ind | Dorada - Magdalena 115 kV | m:Q:bus2 in Mvar | 7.6474 | ElmLne
2031 | 2031_DzMD_GzMD_Dp00_Gp00 | A3 -Florencia 33 kV | All generators | 0.93 | ind | Dorada - Magdalena 115 kV | m:Q:bus2 in Mvar | 7.6712 | ElmLne
2031 | 2031_DzMD_GzMD_Dp00_Gp00 | A3 -Florencia 33 kV | All generators | 0.94 | ind | Dorada - Magdalena 115 kV | m:Q:bus2 in Mvar | 7.6965 | ElmLne
2031 | 2031_DzMD_GzMD_Dp00_Gp00 | A3 -Florencia 33 kV | All generators | 0.95 | ind | Dorada - Magdalena 115 kV | m:Q:bus2 in Mvar | 7.7238 | ElmLne
2031 | 2031_DzMD_GzMD_Dp00_Gp00 | A3 -Florencia 33 kV | All generators | 0.96 | ind | Dorada - Magdalena 115 kV | m:Q:bus2 in Mvar | 7.7538 | ElmLne
2031 | 2031_DzMD_GzMD_Dp00_Gp00 | A3 -Florencia 33 kV | All generators | 0.97 | ind | Dorada - Magdalena 115 kV | m:Q:bus2 in Mvar | 7.7878 | ElmLne
2031 | 2031_DzMD_GzMD_Dp00_Gp00 | A3 -Florencia 33 kV | All generators | 0.98 | ind | Dorada - Magdalena 115 kV | m:Q:bus2 in Mvar | 7.828 | ElmLne
2031 | 2031_DzMD_GzMD_Dp00_Gp00 | A3 -Florencia 33 kV | All generators | 0.99 | ind | Dorada - Magdalena 115 kV | m:Q:bus2 in Mvar | 7.8809 | ElmLne
2031 | 2031_DzMD_GzMD_Dp00_Gp00 | A3 -Florencia 33 kV | All generators | 1 | ind | Dorada - Magdalena 115 kV | m:Q:bus2 in Mvar | 8.0135 | ElmLne
2031 | 2031_DzMD_GzMD_Dp00_Gp00 | A3 -Florencia 33 kV | All generators | 0.9 | ind | Dorada - Magdalena 115 kV | m:cosphi:bus1 | 0.99729 | ElmLne
2031 | 2031_DzMD_GzMD_Dp00_Gp00 | A3 -Florencia 33 kV | All generators | 0.91 | ind | Dorada - Magdalena 115 kV | m:cosphi:bus1 | 0.99727 | ElmLne
2031 | 2031_DzMD_GzMD_Dp00_Gp00 | A3 -Florencia 33 kV | All generators | 0.92 | ind | Dorada - Magdalena 115 kV | m:cosphi:bus1 | 0.99725 | ElmLne
2031 | 2031_DzMD_GzMD_Dp00_Gp00 | A3 -Florencia 33 kV | All generators | 0.93 | ind | Dorada - Magdalena 115 kV | m:cosphi:bus1 | 0.99723 | ElmLne
2031 | 2031_DzMD_GzMD_Dp00_Gp00 | A3 -Florencia 33 kV | All generators | 0.94 | ind | Dorada - Magdalena 115 kV | m:cosphi:bus1 | 0.99721 | ElmLne
2031 | 2031_DzMD_GzMD_Dp00_Gp00 | A3 -Florencia 33 kV | All generators | 0.95 | ind | Dorada - Magdalena 115 kV | m:cosphi:bus1 | 0.99718 | ElmLne
2031 | 2031_DzMD_GzMD_Dp00_Gp00 | A3 -Florencia 33 kV | All generators | 0.96 | ind | Dorada - Magdalena 115 kV | m:cosphi:bus1 | 0.99715 | ElmLne
2031 | 2031_DzMD_GzMD_Dp00_Gp00 | A3 -Florencia 33 kV | All generators | 0.97 | ind | Dorada - Magdalena 115 kV | m:cosphi:bus1 | 0.99712 | ElmLne
2031 | 2031_DzMD_GzMD_Dp00_Gp00 | A3 -Florencia 33 kV | All generators | 0.98 | ind | Dorada - Magdalena 115 kV | m:cosphi:bus1 | 0.99709 | ElmLne
2031 | 2031_DzMD_GzMD_Dp00_Gp00 | A3 -Florencia 33 kV | All generators | 0.99 | ind | Dorada - Magdalena 115 kV | m:cosphi:bus1 | 0.99704 | ElmLne
2031 | 2031_DzMD_GzMD_Dp00_Gp00 | A3 -Florencia 33 kV | All generators | 1 | ind | Dorada - Magdalena 115 kV | m:cosphi:bus1 | 0.99691 | ElmLne
2031 | 2031_DzMD_GzMD_Dp00_Gp00 | A3 -Florencia 33 kV | All generators | 0.9 | ind | Dorada - Magdalena 115 kV | m:cosphi:bus2 | -0.99585 | ElmLne
2031 | 2031_DzMD_GzMD_Dp00_Gp00 | A3 -Florencia 33 kV | All generators | 0.91 | ind | Dorada - Magdalena 115 kV | m:cosphi:bus2 | -0.99583 | ElmLne
2031 | 2031_DzMD_GzMD_Dp00_Gp00 | A3 -Florencia 33 kV | All generators | 0.92 | ind | Dorada - Magdalena 115 kV | m:cosphi:bus2 | -0.9958 | ElmLne
2031 | 2031_DzMD_GzMD_Dp00_Gp00 | A3 -Florencia 33 kV | All generators | 0.93 | ind | Dorada - Magdalena 115 kV | m:cosphi:bus2 | -0.99577 | ElmLne
2031 | 2031_DzMD_GzMD_Dp00_Gp00 | A3 -Florencia 33 kV | All generators | 0.94 | ind | Dorada - Magdalena 115 kV | m:cosphi:bus2 | -0.99575 | ElmLne
2031 | 2031_DzMD_GzMD_Dp00_Gp00 | A3 -Florencia 33 kV | All generators | 0.95 | ind | Dorada - Magdalena 115 kV | m:cosphi:bus2 | -0.99572 | ElmLne
2031 | 2031_DzMD_GzMD_Dp00_Gp00 | A3 -Florencia 33 kV | All generators | 0.96 | ind | Dorada - Magdalena 115 kV | m:cosphi:bus2 | -0.99568 | ElmLne
2031 | 2031_DzMD_GzMD_Dp00_Gp00 | A3 -Florencia 33 kV | All generators | 0.97 | ind | Dorada - Magdalena 115 kV | m:cosphi:bus2 | -0.99564 | ElmLne
2031 | 2031_DzMD_GzMD_Dp00_Gp00 | A3 -Florencia 33 kV | All generators | 0.98 | ind | Dorada - Magdalena 115 kV | m:cosphi:bus2 | -0.9956 | ElmLne
2031 | 2031_DzMD_GzMD_Dp00_Gp00 | A3 -Florencia 33 kV | All generators | 0.99 | ind | Dorada - Magdalena 115 kV | m:cosphi:bus2 | -0.99553 | ElmLne
2031 | 2031_DzMD_GzMD_Dp00_Gp00 | A3 -Florencia 33 kV | All generators | 1 | ind | Dorada - Magdalena 115 kV | m:cosphi:bus2 | -0.99538 | ElmLne
2031 | 2031_DzMD_GzMD_Dp00_Gp00 | A3 -Florencia 33 kV | All generators | 0.9 | ind | Mariquita - Victoria 2 115 | m:P:bus1 in MW | -11.6188 | ElmLne
2031 | 2031_DzMD_GzMD_Dp00_Gp00 | A3 -Florencia 33 kV | All generators | 0.91 | ind | Mariquita - Victoria 2 115 | m:P:bus1 in MW | -11.6168 | ElmLne
2031 | 2031_DzMD_GzMD_Dp00_Gp00 | A3 -Florencia 33 kV | All generators | 0.92 | ind | Mariquita - Victoria 2 115 | m:P:bus1 in MW | -11.6148 | ElmLne
2031 | 2031_DzMD_GzMD_Dp00_Gp00 | A3 -Florencia 33 kV | All generators | 0.93 | ind | Mariquita - Victoria 2 115 | m:P:bus1 in MW | -11.6128 | ElmLne
2031 | 2031_DzMD_GzMD_Dp00_Gp00 | A3 -Florencia 33 kV | All generators | 0.94 | ind | Mariquita - Victoria 2 115 | m:P:bus1 in MW | -11.6106 | ElmLne
2031 | 2031_DzMD_GzMD_Dp00_Gp00 | A3 -Florencia 33 kV | All generators | 0.95 | ind | Mariquita - Victoria 2 115 | m:P:bus1 in MW | -11.6083 | ElmLne
2031 | 2031_DzMD_GzMD_Dp00_Gp00 | A3 -Florencia 33 kV | All generators | 0.96 | ind | Mariquita - Victoria 2 115 | m:P:bus1 in MW | -11.6059 | ElmLne
2031 | 2031_DzMD_GzMD_Dp00_Gp00 | A3 -Florencia 33 kV | All generators | 0.97 | ind | Mariquita - Victoria 2 115 | m:P:bus1 in MW | -11.6031 | ElmLne
2031 | 2031_DzMD_GzMD_Dp00_Gp00 | A3 -Florencia 33 kV | All generators | 0.98 | ind | Mariquita - Victoria 2 115 | m:P:bus1 in MW | -11.6 | ElmLne
2031 | 2031_DzMD_GzMD_Dp00_Gp00 | A3 -Florencia 33 kV | All generators | 0.99 | ind | Mariquita - Victoria 2 115 | m:P:bus1 in MW | -11.5959 | ElmLne
2031 | 2031_DzMD_GzMD_Dp00_Gp00 | A3 -Florencia 33 kV | All generators | 1 | ind | Mariquita - Victoria 2 115 | m:P:bus1 in MW | -11.5865 | ElmLne
2031 | 2031_DzMD_GzMD_Dp00_Gp00 | A3 -Florencia 33 kV | All generators | 0.9 | ind | Mariquita - Victoria 2 115 | m:P:bus2 in MW | 11.6472 | ElmLne
2031 | 2031_DzMD_GzMD_Dp00_Gp00 | A3 -Florencia 33 kV | All generators | 0.91 | ind | Mariquita - Victoria 2 115 | m:P:bus2 in MW | 11.6453 | ElmLne
2031 | 2031_DzMD_GzMD_Dp00_Gp00 | A3 -Florencia 33 kV | All generators | 0.92 | ind | Mariquita - Victoria 2 115 | m:P:bus2 in MW | 11.6433 | ElmLne
2031 | 2031_DzMD_GzMD_Dp00_Gp00 | A3 -Florencia 33 kV | All generators | 0.93 | ind | Mariquita - Victoria 2 115 | m:P:bus2 in MW | 11.6412 | ElmLne
2031 | 2031_DzMD_GzMD_Dp00_Gp00 | A3 -Florencia 33 kV | All generators | 0.94 | ind | Mariquita - Victoria 2 115 | m:P:bus2 in MW | 11.6391 | ElmLne
2031 | 2031_DzMD_GzMD_Dp00_Gp00 | A3 -Florencia 33 kV | All generators | 0.95 | ind | Mariquita - Victoria 2 115 | m:P:bus2 in MW | 11.6368 | ElmLne
2031 | 2031_DzMD_GzMD_Dp00_Gp00 | A3 -Florencia 33 kV | All generators | 0.96 | ind | Mariquita - Victoria 2 115 | m:P:bus2 in MW | 11.6343 | ElmLne
2031 | 2031_DzMD_GzMD_Dp00_Gp00 | A3 -Florencia 33 kV | All generators | 0.97 | ind | Mariquita - Victoria 2 115 | m:P:bus2 in MW | 11.6316 | ElmLne
2031 | 2031_DzMD_GzMD_Dp00_Gp00 | A3 -Florencia 33 kV | All generators | 0.98 | ind | Mariquita - Victoria 2 115 | m:P:bus2 in MW | 11.6284 | ElmLne
2031 | 2031_DzMD_GzMD_Dp00_Gp00 | A3 -Florencia 33 kV | All generators | 0.99 | ind | Mariquita - Victoria 2 115 | m:P:bus2 in MW | 11.6244 | ElmLne
2031 | 2031_DzMD_GzMD_Dp00_Gp00 | A3 -Florencia 33 kV | All generators | 1 | ind | Mariquita - Victoria 2 115 | m:P:bus2 in MW | 11.615 | ElmLne
2031 | 2031_DzMD_GzMD_Dp00_Gp00 | A3 -Florencia 33 kV | All generators | 0.9 | ind | Mariquita - Victoria 2 115 | m:Q:bus1 in Mvar | -0.55205 | ElmLne
2031 | 2031_DzMD_GzMD_Dp00_Gp00 | A3 -Florencia 33 kV | All generators | 0.91 | ind | Mariquita - Victoria 2 115 | m:Q:bus1 in Mvar | -0.55649 | ElmLne
2031 | 2031_DzMD_GzMD_Dp00_Gp00 | A3 -Florencia 33 kV | All generators | 0.92 | ind | Mariquita - Victoria 2 115 | m:Q:bus1 in Mvar | -0.56114 | ElmLne
2031 | 2031_DzMD_GzMD_Dp00_Gp00 | A3 -Florencia 33 kV | All generators | 0.93 | ind | Mariquita - Victoria 2 115 | m:Q:bus1 in Mvar | -0.56605 | ElmLne
2031 | 2031_DzMD_GzMD_Dp00_Gp00 | A3 -Florencia 33 kV | All generators | 0.94 | ind | Mariquita - Victoria 2 115 | m:Q:bus1 in Mvar | -0.57128 | ElmLne
2031 | 2031_DzMD_GzMD_Dp00_Gp00 | A3 -Florencia 33 kV | All generators | 0.95 | ind | Mariquita - Victoria 2 115 | m:Q:bus1 in Mvar | -0.57693 | ElmLne
2031 | 2031_DzMD_GzMD_Dp00_Gp00 | A3 -Florencia 33 kV | All generators | 0.96 | ind | Mariquita - Victoria 2 115 | m:Q:bus1 in Mvar | -0.58316 | ElmLne
2031 | 2031_DzMD_GzMD_Dp00_Gp00 | A3 -Florencia 33 kV | All generators | 0.97 | ind | Mariquita - Victoria 2 115 | m:Q:bus1 in Mvar | -0.59023 | ElmLne
2031 | 2031_DzMD_GzMD_Dp00_Gp00 | A3 -Florencia 33 kV | All generators | 0.98 | ind | Mariquita - Victoria 2 115 | m:Q:bus1 in Mvar | -0.59863 | ElmLne
2031 | 2031_DzMD_GzMD_Dp00_Gp00 | A3 -Florencia 33 kV | All generators | 0.99 | ind | Mariquita - Victoria 2 115 | m:Q:bus1 in Mvar | -0.60971 | ElmLne
2031 | 2031_DzMD_GzMD_Dp00_Gp00 | A3 -Florencia 33 kV | All generators | 1 | ind | Mariquita - Victoria 2 115 | m:Q:bus1 in Mvar | -0.63767 | ElmLne
2031 | 2031_DzMD_GzMD_Dp00_Gp00 | A3 -Florencia 33 kV | All generators | 0.9 | ind | Mariquita - Victoria 2 115 | m:Q:bus2 in Mvar | -0.037745 | ElmLne
2031 | 2031_DzMD_GzMD_Dp00_Gp00 | A3 -Florencia 33 kV | All generators | 0.91 | ind | Mariquita - Victoria 2 115 | m:Q:bus2 in Mvar | -0.033081 | ElmLne
2031 | 2031_DzMD_GzMD_Dp00_Gp00 | A3 -Florencia 33 kV | All generators | 0.92 | ind | Mariquita - Victoria 2 115 | m:Q:bus2 in Mvar | -0.0282 | ElmLne
2031 | 2031_DzMD_GzMD_Dp00_Gp00 | A3 -Florencia 33 kV | All generators | 0.93 | ind | Mariquita - Victoria 2 115 | m:Q:bus2 in Mvar | -0.023049 | ElmLne
2031 | 2031_DzMD_GzMD_Dp00_Gp00 | A3 -Florencia 33 kV | All generators | 0.94 | ind | Mariquita - Victoria 2 115 | m:Q:bus2 in Mvar | -0.017556 | ElmLne
2031 | 2031_DzMD_GzMD_Dp00_Gp00 | A3 -Florencia 33 kV | All generators | 0.95 | ind | Mariquita - Victoria 2 115 | m:Q:bus2 in Mvar | -0.011619 | ElmLne
2031 | 2031_DzMD_GzMD_Dp00_Gp00 | A3 -Florencia 33 kV | All generators | 0.96 | ind | Mariquita - Victoria 2 115 | m:Q:bus2 in Mvar | -0.005078 | ElmLne
2031 | 2031_DzMD_GzMD_Dp00_Gp00 | A3 -Florencia 33 kV | All generators | 0.97 | ind | Mariquita - Victoria 2 115 | m:Q:bus2 in Mvar | 0.00234 | ElmLne
2031 | 2031_DzMD_GzMD_Dp00_Gp00 | A3 -Florencia 33 kV | All generators | 0.98 | ind | Mariquita - Victoria 2 115 | m:Q:bus2 in Mvar | 0.011167 | ElmLne
2031 | 2031_DzMD_GzMD_Dp00_Gp00 | A3 -Florencia 33 kV | All generators | 0.99 | ind | Mariquita - Victoria 2 115 | m:Q:bus2 in Mvar | 0.022795 | ElmLne
2031 | 2031_DzMD_GzMD_Dp00_Gp00 | A3 -Florencia 33 kV | All generators | 1 | ind | Mariquita - Victoria 2 115 | m:Q:bus2 in Mvar | 0.052149 | ElmLne
2031 | 2031_DzMD_GzMD_Dp00_Gp00 | A3 -Florencia 33 kV | All generators | 0.9 | ind | Mariquita - Victoria 2 115 | m:cosphi:bus1 | -0.99887 | ElmLne
2031 | 2031_DzMD_GzMD_Dp00_Gp00 | A3 -Florencia 33 kV | All generators | 0.91 | ind | Mariquita - Victoria 2 115 | m:cosphi:bus1 | -0.99885 | ElmLne
2031 | 2031_DzMD_GzMD_Dp00_Gp00 | A3 -Florencia 33 kV | All generators | 0.92 | ind | Mariquita - Victoria 2 115 | m:cosphi:bus1 | -0.99884 | ElmLne
2031 | 2031_DzMD_GzMD_Dp00_Gp00 | A3 -Florencia 33 kV | All generators | 0.93 | ind | Mariquita - Victoria 2 115 | m:cosphi:bus1 | -0.99881 | ElmLne
2031 | 2031_DzMD_GzMD_Dp00_Gp00 | A3 -Florencia 33 kV | All generators | 0.94 | ind | Mariquita - Victoria 2 115 | m:cosphi:bus1 | -0.99879 | ElmLne
2031 | 2031_DzMD_GzMD_Dp00_Gp00 | A3 -Florencia 33 kV | All generators | 0.95 | ind | Mariquita - Victoria 2 115 | m:cosphi:bus1 | -0.99877 | ElmLne
2031 | 2031_DzMD_GzMD_Dp00_Gp00 | A3 -Florencia 33 kV | All generators | 0.96 | ind | Mariquita - Victoria 2 115 | m:cosphi:bus1 | -0.99874 | ElmLne
2031 | 2031_DzMD_GzMD_Dp00_Gp00 | A3 -Florencia 33 kV | All generators | 0.97 | ind | Mariquita - Victoria 2 115 | m:cosphi:bus1 | -0.99871 | ElmLne
2031 | 2031_DzMD_GzMD_Dp00_Gp00 | A3 -Florencia 33 kV | All generators | 0.98 | ind | Mariquita - Victoria 2 115 | m:cosphi:bus1 | -0.99867 | ElmLne
2031 | 2031_DzMD_GzMD_Dp00_Gp00 | A3 -Florencia 33 kV | All generators | 0.99 | ind | Mariquita - Victoria 2 115 | m:cosphi:bus1 | -0.99862 | ElmLne
2031 | 2031_DzMD_GzMD_Dp00_Gp00 | A3 -Florencia 33 kV | All generators | 1 | ind | Mariquita - Victoria 2 115 | m:cosphi:bus1 | -0.99849 | ElmLne
2031 | 2031_DzMD_GzMD_Dp00_Gp00 | A3 -Florencia 33 kV | All generators | 0.9 | ind | Mariquita - Victoria 2 115 | m:cosphi:bus2 | 1 | ElmLne
2031 | 2031_DzMD_GzMD_Dp00_Gp00 | A3 -Florencia 33 kV | All generators | 0.91 | ind | Mariquita - Victoria 2 115 | m:cosphi:bus2 | 1 | ElmLne
2031 | 2031_DzMD_GzMD_Dp00_Gp00 | A3 -Florencia 33 kV | All generators | 0.92 | ind | Mariquita - Victoria 2 115 | m:cosphi:bus2 | 1 | ElmLne
2031 | 2031_DzMD_GzMD_Dp00_Gp00 | A3 -Florencia 33 kV | All generators | 0.93 | ind | Mariquita - Victoria 2 115 | m:cosphi:bus2 | 1 | ElmLne
2031 | 2031_DzMD_GzMD_Dp00_Gp00 | A3 -Florencia 33 kV | All generators | 0.94 | ind | Mariquita - Victoria 2 115 | m:cosphi:bus2 | 1 | ElmLne
2031 | 2031_DzMD_GzMD_Dp00_Gp00 | A3 -Florencia 33 kV | All generators | 0.95 | ind | Mariquita - Victoria 2 115 | m:cosphi:bus2 | 1 | ElmLne
2031 | 2031_DzMD_GzMD_Dp00_Gp00 | A3 -Florencia 33 kV | All generators | 0.96 | ind | Mariquita - Victoria 2 115 | m:cosphi:bus2 | 1 | ElmLne
2031 | 2031_DzMD_GzMD_Dp00_Gp00 | A3 -Florencia 33 kV | All generators | 0.97 | ind | Mariquita - Victoria 2 115 | m:cosphi:bus2 | 1 | ElmLne
2031 | 2031_DzMD_GzMD_Dp00_Gp00 | A3 -Florencia 33 kV | All generators | 0.98 | ind | Mariquita - Victoria 2 115 | m:cosphi:bus2 | 1 | ElmLne
2031 | 2031_DzMD_GzMD_Dp00_Gp00 | A3 -Florencia 33 kV | All generators | 0.99 | ind | Mariquita - Victoria 2 115 | m:cosphi:bus2 | 1 | ElmLne
2031 | 2031_DzMD_GzMD_Dp00_Gp00 | A3 -Florencia 33 kV | All generators | 1 | ind | Mariquita - Victoria 2 115 | m:cosphi:bus2 | 0.99999 | ElmLne
2031 | 2031_DzMD_GzMD_Dp00_Gp00 | A3 -Florencia 33 kV | All generators | 0.9 | ind | Dorada 115/33/13.8 kV | m:P:bushv in MW | -3.3543 | ElmTr3
2031 | 2031_DzMD_GzMD_Dp00_Gp00 | A3 -Florencia 33 kV | All generators | 0.91 | ind | Dorada 115/33/13.8 kV | m:P:bushv in MW | -3.3633 | ElmTr3
2031 | 2031_DzMD_GzMD_Dp00_Gp00 | A3 -Florencia 33 kV | All generators | 0.92 | ind | Dorada 115/33/13.8 kV | m:P:bushv in MW | -3.3724 | ElmTr3
2031 | 2031_DzMD_GzMD_Dp00_Gp00 | A3 -Florencia 33 kV | All generators | 0.93 | ind | Dorada 115/33/13.8 kV | m:P:bushv in MW | -3.3817 | ElmTr3
2031 | 2031_DzMD_GzMD_Dp00_Gp00 | A3 -Florencia 33 kV | All generators | 0.94 | ind | Dorada 115/33/13.8 kV | m:P:bushv in MW | -3.3913 | ElmTr3
2031 | 2031_DzMD_GzMD_Dp00_Gp00 | A3 -Florencia 33 kV | All generators | 0.95 | ind | Dorada 115/33/13.8 kV | m:P:bushv in MW | -3.4012 | ElmTr3
2031 | 2031_DzMD_GzMD_Dp00_Gp00 | A3 -Florencia 33 kV | All generators | 0.96 | ind | Dorada 115/33/13.8 kV | m:P:bushv in MW | -3.4117 | ElmTr3
2031 | 2031_DzMD_GzMD_Dp00_Gp00 | A3 -Florencia 33 kV | All generators | 0.97 | ind | Dorada 115/33/13.8 kV | m:P:bushv in MW | -3.423 | ElmTr3
2031 | 2031_DzMD_GzMD_Dp00_Gp00 | A3 -Florencia 33 kV | All generators | 0.98 | ind | Dorada 115/33/13.8 kV | m:P:bushv in MW | -3.4355 | ElmTr3
2031 | 2031_DzMD_GzMD_Dp00_Gp00 | A3 -Florencia 33 kV | All generators | 0.99 | ind | Dorada 115/33/13.8 kV | m:P:bushv in MW | -3.4507 | ElmTr3
2031 | 2031_DzMD_GzMD_Dp00_Gp00 | A3 -Florencia 33 kV | All generators | 1 | ind | Dorada 115/33/13.8 kV | m:P:bushv in MW | -3.4823 | ElmTr3
2031 | 2031_DzMD_GzMD_Dp00_Gp00 | A3 -Florencia 33 kV | All generators | 0.9 | ind | Dorada 115/33/13.8 kV | m:Q:bushv in Mvar | 4.2714 | ElmTr3
2031 | 2031_DzMD_GzMD_Dp00_Gp00 | A3 -Florencia 33 kV | All generators | 0.91 | ind | Dorada 115/33/13.8 kV | m:Q:bushv in Mvar | 4.3344 | ElmTr3
2031 | 2031_DzMD_GzMD_Dp00_Gp00 | A3 -Florencia 33 kV | All generators | 0.92 | ind | Dorada 115/33/13.8 kV | m:Q:bushv in Mvar | 4.4003 | ElmTr3
2031 | 2031_DzMD_GzMD_Dp00_Gp00 | A3 -Florencia 33 kV | All generators | 0.93 | ind | Dorada 115/33/13.8 kV | m:Q:bushv in Mvar | 4.4697 | ElmTr3
2031 | 2031_DzMD_GzMD_Dp00_Gp00 | A3 -Florencia 33 kV | All generators | 0.94 | ind | Dorada 115/33/13.8 kV | m:Q:bushv in Mvar | 4.5436 | ElmTr3
2031 | 2031_DzMD_GzMD_Dp00_Gp00 | A3 -Florencia 33 kV | All generators | 0.95 | ind | Dorada 115/33/13.8 kV | m:Q:bushv in Mvar | 4.6233 | ElmTr3
2031 | 2031_DzMD_GzMD_Dp00_Gp00 | A3 -Florencia 33 kV | All generators | 0.96 | ind | Dorada 115/33/13.8 kV | m:Q:bushv in Mvar | 4.7109 | ElmTr3
2031 | 2031_DzMD_GzMD_Dp00_Gp00 | A3 -Florencia 33 kV | All generators | 0.97 | ind | Dorada 115/33/13.8 kV | m:Q:bushv in Mvar | 4.81 | ElmTr3
2031 | 2031_DzMD_GzMD_Dp00_Gp00 | A3 -Florencia 33 kV | All generators | 0.98 | ind | Dorada 115/33/13.8 kV | m:Q:bushv in Mvar | 4.9277 | ElmTr3
2031 | 2031_DzMD_GzMD_Dp00_Gp00 | A3 -Florencia 33 kV | All generators | 0.99 | ind | Dorada 115/33/13.8 kV | m:Q:bushv in Mvar | 5.0822 | ElmTr3
2031 | 2031_DzMD_GzMD_Dp00_Gp00 | A3 -Florencia 33 kV | All generators | 1 | ind | Dorada 115/33/13.8 kV | m:Q:bushv in Mvar | 5.4696 | ElmTr3
2031 | 2031_DzMD_GzMD_Dp00_Gp00 | A3 -Florencia 33 kV | All generators | 0.9 | ind | Dorada 115/33/13.8 kV | m:cosphi:bushv | -0.61762 | ElmTr3
2031 | 2031_DzMD_GzMD_Dp00_Gp00 | A3 -Florencia 33 kV | All generators | 0.91 | ind | Dorada 115/33/13.8 kV | m:cosphi:bushv | -0.61304 | ElmTr3
2031 | 2031_DzMD_GzMD_Dp00_Gp00 | A3 -Florencia 33 kV | All generators | 0.92 | ind | Dorada 115/33/13.8 kV | m:cosphi:bushv | -0.6083 | ElmTr3
2031 | 2031_DzMD_GzMD_Dp00_Gp00 | A3 -Florencia 33 kV | All generators | 0.93 | ind | Dorada 115/33/13.8 kV | m:cosphi:bushv | -0.60336 | ElmTr3
2031 | 2031_DzMD_GzMD_Dp00_Gp00 | A3 -Florencia 33 kV | All generators | 0.94 | ind | Dorada 115/33/13.8 kV | m:cosphi:bushv | -0.59815 | ElmTr3
2031 | 2031_DzMD_GzMD_Dp00_Gp00 | A3 -Florencia 33 kV | All generators | 0.95 | ind | Dorada 115/33/13.8 kV | m:cosphi:bushv | -0.59259 | ElmTr3
2031 | 2031_DzMD_GzMD_Dp00_Gp00 | A3 -Florencia 33 kV | All generators | 0.96 | ind | Dorada 115/33/13.8 kV | m:cosphi:bushv | -0.58655 | ElmTr3
2031 | 2031_DzMD_GzMD_Dp00_Gp00 | A3 -Florencia 33 kV | All generators | 0.97 | ind | Dorada 115/33/13.8 kV | m:cosphi:bushv | -0.5798 | ElmTr3
2031 | 2031_DzMD_GzMD_Dp00_Gp00 | A3 -Florencia 33 kV | All generators | 0.98 | ind | Dorada 115/33/13.8 kV | m:cosphi:bushv | -0.57191 | ElmTr3
2031 | 2031_DzMD_GzMD_Dp00_Gp00 | A3 -Florencia 33 kV | All generators | 0.99 | ind | Dorada 115/33/13.8 kV | m:cosphi:bushv | -0.56174 | ElmTr3
2031 | 2031_DzMD_GzMD_Dp00_Gp00 | A3 -Florencia 33 kV | All generators | 1 | ind | Dorada 115/33/13.8 kV | m:cosphi:bushv | -0.53706 | ElmTr3
2031 | 2031_DzMD_GzMD_Dp00_Gp00 | A3 -Florencia 33 kV | All generators | 0.9 | ind | Manzanares 115/33/13.8 kV | m:P:bushv in MW | -8.4338 | ElmTr3
2031 | 2031_DzMD_GzMD_Dp00_Gp00 | A3 -Florencia 33 kV | All generators | 0.91 | ind | Manzanares 115/33/13.8 kV | m:P:bushv in MW | -8.4255 | ElmTr3
2031 | 2031_DzMD_GzMD_Dp00_Gp00 | A3 -Florencia 33 kV | All generators | 0.92 | ind | Manzanares 115/33/13.8 kV | m:P:bushv in MW | -8.416 | ElmTr3
2031 | 2031_DzMD_GzMD_Dp00_Gp00 | A3 -Florencia 33 kV | All generators | 0.93 | ind | Manzanares 115/33/13.8 kV | m:P:bushv in MW | -8.405 | ElmTr3
2031 | 2031_DzMD_GzMD_Dp00_Gp00 | A3 -Florencia 33 kV | All generators | 0.94 | ind | Manzanares 115/33/13.8 kV | m:P:bushv in MW | -8.3924 | ElmTr3
2031 | 2031_DzMD_GzMD_Dp00_Gp00 | A3 -Florencia 33 kV | All generators | 0.95 | ind | Manzanares 115/33/13.8 kV | m:P:bushv in MW | -8.3776 | ElmTr3
2031 | 2031_DzMD_GzMD_Dp00_Gp00 | A3 -Florencia 33 kV | All generators | 0.96 | ind | Manzanares 115/33/13.8 kV | m:P:bushv in MW | -8.36 | ElmTr3
2031 | 2031_DzMD_GzMD_Dp00_Gp00 | A3 -Florencia 33 kV | All generators | 0.97 | ind | Manzanares 115/33/13.8 kV | m:P:bushv in MW | -8.3383 | ElmTr3
2031 | 2031_DzMD_GzMD_Dp00_Gp00 | A3 -Florencia 33 kV | All generators | 0.98 | ind | Manzanares 115/33/13.8 kV | m:P:bushv in MW | -8.3102 | ElmTr3
2031 | 2031_DzMD_GzMD_Dp00_Gp00 | A3 -Florencia 33 kV | All generators | 0.99 | ind | Manzanares 115/33/13.8 kV | m:P:bushv in MW | -8.2694 | ElmTr3
2031 | 2031_DzMD_GzMD_Dp00_Gp00 | A3 -Florencia 33 kV | All generators | 1 | ind | Manzanares 115/33/13.8 kV | m:P:bushv in MW | -8.1474 | ElmTr3
2031 | 2031_DzMD_GzMD_Dp00_Gp00 | A3 -Florencia 33 kV | All generators | 0.9 | ind | Manzanares 115/33/13.8 kV | m:Q:bushv in Mvar | 1.3515 | ElmTr3
2031 | 2031_DzMD_GzMD_Dp00_Gp00 | A3 -Florencia 33 kV | All generators | 0.91 | ind | Manzanares 115/33/13.8 kV | m:Q:bushv in Mvar | 1.5416 | ElmTr3
2031 | 2031_DzMD_GzMD_Dp00_Gp00 | A3 -Florencia 33 kV | All generators | 0.92 | ind | Manzanares 115/33/13.8 kV | m:Q:bushv in Mvar | 1.74 | ElmTr3
2031 | 2031_DzMD_GzMD_Dp00_Gp00 | A3 -Florencia 33 kV | All generators | 0.93 | ind | Manzanares 115/33/13.8 kV | m:Q:bushv in Mvar | 1.9487 | ElmTr3
2031 | 2031_DzMD_GzMD_Dp00_Gp00 | A3 -Florencia 33 kV | All generators | 0.94 | ind | Manzanares 115/33/13.8 kV | m:Q:bushv in Mvar | 2.1707 | ElmTr3
2031 | 2031_DzMD_GzMD_Dp00_Gp00 | A3 -Florencia 33 kV | All generators | 0.95 | ind | Manzanares 115/33/13.8 kV | m:Q:bushv in Mvar | 2.4098 | ElmTr3
2031 | 2031_DzMD_GzMD_Dp00_Gp00 | A3 -Florencia 33 kV | All generators | 0.96 | ind | Manzanares 115/33/13.8 kV | m:Q:bushv in Mvar | 2.6724 | ElmTr3
2031 | 2031_DzMD_GzMD_Dp00_Gp00 | A3 -Florencia 33 kV | All generators | 0.97 | ind | Manzanares 115/33/13.8 kV | m:Q:bushv in Mvar | 2.9691 | ElmTr3
2031 | 2031_DzMD_GzMD_Dp00_Gp00 | A3 -Florencia 33 kV | All generators | 0.98 | ind | Manzanares 115/33/13.8 kV | m:Q:bushv in Mvar | 3.3205 | ElmTr3
2031 | 2031_DzMD_GzMD_Dp00_Gp00 | A3 -Florencia 33 kV | All generators | 0.99 | ind | Manzanares 115/33/13.8 kV | m:Q:bushv in Mvar | 3.781 | ElmTr3
2031 | 2031_DzMD_GzMD_Dp00_Gp00 | A3 -Florencia 33 kV | All generators | 1 | ind | Manzanares 115/33/13.8 kV | m:Q:bushv in Mvar | 4.9306 | ElmTr3
2031 | 2031_DzMD_GzMD_Dp00_Gp00 | A3 -Florencia 33 kV | All generators | 0.9 | ind | Manzanares 115/33/13.8 kV | m:cosphi:bushv | -0.9874 | ElmTr3
2031 | 2031_DzMD_GzMD_Dp00_Gp00 | A3 -Florencia 33 kV | All generators | 0.91 | ind | Manzanares 115/33/13.8 kV | m:cosphi:bushv | -0.98367 | ElmTr3
2031 | 2031_DzMD_GzMD_Dp00_Gp00 | A3 -Florencia 33 kV | All generators | 0.92 | ind | Manzanares 115/33/13.8 kV | m:cosphi:bushv | -0.97929 | ElmTr3
2031 | 2031_DzMD_GzMD_Dp00_Gp00 | A3 -Florencia 33 kV | All generators | 0.93 | ind | Manzanares 115/33/13.8 kV | m:cosphi:bushv | -0.97416 | ElmTr3
2031 | 2031_DzMD_GzMD_Dp00_Gp00 | A3 -Florencia 33 kV | All generators | 0.94 | ind | Manzanares 115/33/13.8 kV | m:cosphi:bushv | -0.96814 | ElmTr3
2031 | 2031_DzMD_GzMD_Dp00_Gp00 | A3 -Florencia 33 kV | All generators | 0.95 | ind | Manzanares 115/33/13.8 kV | m:cosphi:bushv | -0.96103 | ElmTr3
2031 | 2031_DzMD_GzMD_Dp00_Gp00 | A3 -Florencia 33 kV | All generators | 0.96 | ind | Manzanares 115/33/13.8 kV | m:cosphi:bushv | -0.95252 | ElmTr3
2031 | 2031_DzMD_GzMD_Dp00_Gp00 | A3 -Florencia 33 kV | All generators | 0.97 | ind | Manzanares 115/33/13.8 kV | m:cosphi:bushv | -0.94206 | ElmTr3
2031 | 2031_DzMD_GzMD_Dp00_Gp00 | A3 -Florencia 33 kV | All generators | 0.98 | ind | Manzanares 115/33/13.8 kV | m:cosphi:bushv | -0.92861 | ElmTr3
2031 | 2031_DzMD_GzMD_Dp00_Gp00 | A3 -Florencia 33 kV | All generators | 0.99 | ind | Manzanares 115/33/13.8 kV | m:cosphi:bushv | -0.90945 | ElmTr3
2031 | 2031_DzMD_GzMD_Dp00_Gp00 | A3 -Florencia 33 kV | All generators | 1 | ind | Manzanares 115/33/13.8 kV | m:cosphi:bushv | -0.85553 | ElmTr3
2031 | 2031_DzMD_GzMD_Dp00_Gp00 | A3 -Florencia 33 kV | All generators | 0.9 | ind | Purnio 230/115 | m:P:bushv in MW | -38.0359 | ElmTr3
2031 | 2031_DzMD_GzMD_Dp00_Gp00 | A3 -Florencia 33 kV | All generators | 0.91 | ind | Purnio 230/115 | m:P:bushv in MW | -38.0475 | ElmTr3
2031 | 2031_DzMD_GzMD_Dp00_Gp00 | A3 -Florencia 33 kV | All generators | 0.92 | ind | Purnio 230/115 | m:P:bushv in MW | -38.0593 | ElmTr3
2031 | 2031_DzMD_GzMD_Dp00_Gp00 | A3 -Florencia 33 kV | All generators | 0.93 | ind | Purnio 230/115 | m:P:bushv in MW | -38.0713 | ElmTr3
2031 | 2031_DzMD_GzMD_Dp00_Gp00 | A3 -Florencia 33 kV | All generators | 0.94 | ind | Purnio 230/115 | m:P:bushv in MW | -38.0836 | ElmTr3
2031 | 2031_DzMD_GzMD_Dp00_Gp00 | A3 -Florencia 33 kV | All generators | 0.95 | ind | Purnio 230/115 | m:P:bushv in MW | -38.0963 | ElmTr3
2031 | 2031_DzMD_GzMD_Dp00_Gp00 | A3 -Florencia 33 kV | All generators | 0.96 | ind | Purnio 230/115 | m:P:bushv in MW | -38.1097 | ElmTr3
2031 | 2031_DzMD_GzMD_Dp00_Gp00 | A3 -Florencia 33 kV | All generators | 0.97 | ind | Purnio 230/115 | m:P:bushv in MW | -38.124 | ElmTr3
2031 | 2031_DzMD_GzMD_Dp00_Gp00 | A3 -Florencia 33 kV | All generators | 0.98 | ind | Purnio 230/115 | m:P:bushv in MW | -38.1399 | ElmTr3
2031 | 2031_DzMD_GzMD_Dp00_Gp00 | A3 -Florencia 33 kV | All generators | 0.99 | ind | Purnio 230/115 | m:P:bushv in MW | -38.159 | ElmTr3
2031 | 2031_DzMD_GzMD_Dp00_Gp00 | A3 -Florencia 33 kV | All generators | 1 | ind | Purnio 230/115 | m:P:bushv in MW | -38.1979 | ElmTr3
2031 | 2031_DzMD_GzMD_Dp00_Gp00 | A3 -Florencia 33 kV | All generators | 0.9 | ind | Purnio 230/115 | m:Q:bushv in Mvar | 1.2606 | ElmTr3
2031 | 2031_DzMD_GzMD_Dp00_Gp00 | A3 -Florencia 33 kV | All generators | 0.91 | ind | Purnio 230/115 | m:Q:bushv in Mvar | 1.3493 | ElmTr3
2031 | 2031_DzMD_GzMD_Dp00_Gp00 | A3 -Florencia 33 kV | All generators | 0.92 | ind | Purnio 230/115 | m:Q:bushv in Mvar | 1.442 | ElmTr3
2031 | 2031_DzMD_GzMD_Dp00_Gp00 | A3 -Florencia 33 kV | All generators | 0.93 | ind | Purnio 230/115 | m:Q:bushv in Mvar | 1.5395 | ElmTr3
2031 | 2031_DzMD_GzMD_Dp00_Gp00 | A3 -Florencia 33 kV | All generators | 0.94 | ind | Purnio 230/115 | m:Q:bushv in Mvar | 1.6432 | ElmTr3
2031 | 2031_DzMD_GzMD_Dp00_Gp00 | A3 -Florencia 33 kV | All generators | 0.95 | ind | Purnio 230/115 | m:Q:bushv in Mvar | 1.755 | ElmTr3
2031 | 2031_DzMD_GzMD_Dp00_Gp00 | A3 -Florencia 33 kV | All generators | 0.96 | ind | Purnio 230/115 | m:Q:bushv in Mvar | 1.8779 | ElmTr3
2031 | 2031_DzMD_GzMD_Dp00_Gp00 | A3 -Florencia 33 kV | All generators | 0.97 | ind | Purnio 230/115 | m:Q:bushv in Mvar | 2.0167 | ElmTr3
2031 | 2031_DzMD_GzMD_Dp00_Gp00 | A3 -Florencia 33 kV | All generators | 0.98 | ind | Purnio 230/115 | m:Q:bushv in Mvar | 2.1813 | ElmTr3
2031 | 2031_DzMD_GzMD_Dp00_Gp00 | A3 -Florencia 33 kV | All generators | 0.99 | ind | Purnio 230/115 | m:Q:bushv in Mvar | 2.3971 | ElmTr3
2031 | 2031_DzMD_GzMD_Dp00_Gp00 | A3 -Florencia 33 kV | All generators | 1 | ind | Purnio 230/115 | m:Q:bushv in Mvar | 2.9369 | ElmTr3
2031 | 2031_DzMD_GzMD_Dp00_Gp00 | A3 -Florencia 33 kV | All generators | 0.9 | ind | Purnio 230/115 | m:cosphi:bushv | -0.99945 | ElmTr3
2031 | 2031_DzMD_GzMD_Dp00_Gp00 | A3 -Florencia 33 kV | All generators | 0.91 | ind | Purnio 230/115 | m:cosphi:bushv | -0.99937 | ElmTr3
2031 | 2031_DzMD_GzMD_Dp00_Gp00 | A3 -Florencia 33 kV | All generators | 0.92 | ind | Purnio 230/115 | m:cosphi:bushv | -0.99928 | ElmTr3
2031 | 2031_DzMD_GzMD_Dp00_Gp00 | A3 -Florencia 33 kV | All generators | 0.93 | ind | Purnio 230/115 | m:cosphi:bushv | -0.99918 | ElmTr3
2031 | 2031_DzMD_GzMD_Dp00_Gp00 | A3 -Florencia 33 kV | All generators | 0.94 | ind | Purnio 230/115 | m:cosphi:bushv | -0.99907 | ElmTr3
2031 | 2031_DzMD_GzMD_Dp00_Gp00 | A3 -Florencia 33 kV | All generators | 0.95 | ind | Purnio 230/115 | m:cosphi:bushv | -0.99894 | ElmTr3
2031 | 2031_DzMD_GzMD_Dp00_Gp00 | A3 -Florencia 33 kV | All generators | 0.96 | ind | Purnio 230/115 | m:cosphi:bushv | -0.99879 | ElmTr3
2031 | 2031_DzMD_GzMD_Dp00_Gp00 | A3 -Florencia 33 kV | All generators | 0.97 | ind | Purnio 230/115 | m:cosphi:bushv | -0.9986 | ElmTr3
2031 | 2031_DzMD_GzMD_Dp00_Gp00 | A3 -Florencia 33 kV | All generators | 0.98 | ind | Purnio 230/115 | m:cosphi:bushv | -0.99837 | ElmTr3
2031 | 2031_DzMD_GzMD_Dp00_Gp00 | A3 -Florencia 33 kV | All generators | 0.99 | ind | Purnio 230/115 | m:cosphi:bushv | -0.99803 | ElmTr3
2031 | 2031_DzMD_GzMD_Dp00_Gp00 | A3 -Florencia 33 kV | All generators | 1 | ind | Purnio 230/115 | m:cosphi:bushv | -0.99706 | ElmTr3
2031 | 2031_DzMD_GzMD_Dp00_Gp00 | A3 -Florencia 33 kV | All generators | 0.9 | ind | Victoria 115/33/13.8 kV | m:P:bushv in MW | 3.6125 | ElmTr3
2031 | 2031_DzMD_GzMD_Dp00_Gp00 | A3 -Florencia 33 kV | All generators | 0.91 | ind | Victoria 115/33/13.8 kV | m:P:bushv in MW | 3.601 | ElmTr3
2031 | 2031_DzMD_GzMD_Dp00_Gp00 | A3 -Florencia 33 kV | All generators | 0.92 | ind | Victoria 115/33/13.8 kV | m:P:bushv in MW | 3.5894 | ElmTr3
2031 | 2031_DzMD_GzMD_Dp00_Gp00 | A3 -Florencia 33 kV | All generators | 0.93 | ind | Victoria 115/33/13.8 kV | m:P:bushv in MW | 3.5778 | ElmTr3
2031 | 2031_DzMD_GzMD_Dp00_Gp00 | A3 -Florencia 33 kV | All generators | 0.94 | ind | Victoria 115/33/13.8 kV | m:P:bushv in MW | 3.5659 | ElmTr3
2031 | 2031_DzMD_GzMD_Dp00_Gp00 | A3 -Florencia 33 kV | All generators | 0.95 | ind | Victoria 115/33/13.8 kV | m:P:bushv in MW | 3.5539 | ElmTr3
2031 | 2031_DzMD_GzMD_Dp00_Gp00 | A3 -Florencia 33 kV | All generators | 0.96 | ind | Victoria 115/33/13.8 kV | m:P:bushv in MW | 3.5414 | ElmTr3
2031 | 2031_DzMD_GzMD_Dp00_Gp00 | A3 -Florencia 33 kV | All generators | 0.97 | ind | Victoria 115/33/13.8 kV | m:P:bushv in MW | 3.5282 | ElmTr3
2031 | 2031_DzMD_GzMD_Dp00_Gp00 | A3 -Florencia 33 kV | All generators | 0.98 | ind | Victoria 115/33/13.8 kV | m:P:bushv in MW | 3.5141 | ElmTr3
2031 | 2031_DzMD_GzMD_Dp00_Gp00 | A3 -Florencia 33 kV | All generators | 0.99 | ind | Victoria 115/33/13.8 kV | m:P:bushv in MW | 3.4978 | ElmTr3
2031 | 2031_DzMD_GzMD_Dp00_Gp00 | A3 -Florencia 33 kV | All generators | 1 | ind | Victoria 115/33/13.8 kV | m:P:bushv in MW | 3.4683 | ElmTr3
2031 | 2031_DzMD_GzMD_Dp00_Gp00 | A3 -Florencia 33 kV | All generators | 0.9 | ind | Victoria 115/33/13.8 kV | m:Q:bushv in Mvar | 0.04285 | ElmTr3
2031 | 2031_DzMD_GzMD_Dp00_Gp00 | A3 -Florencia 33 kV | All generators | 0.91 | ind | Victoria 115/33/13.8 kV | m:Q:bushv in Mvar | 0.15117 | ElmTr3
2031 | 2031_DzMD_GzMD_Dp00_Gp00 | A3 -Florencia 33 kV | All generators | 0.92 | ind | Victoria 115/33/13.8 kV | m:Q:bushv in Mvar | 0.26432 | ElmTr3
2031 | 2031_DzMD_GzMD_Dp00_Gp00 | A3 -Florencia 33 kV | All generators | 0.93 | ind | Victoria 115/33/13.8 kV | m:Q:bushv in Mvar | 0.38346 | ElmTr3
2031 | 2031_DzMD_GzMD_Dp00_Gp00 | A3 -Florencia 33 kV | All generators | 0.94 | ind | Victoria 115/33/13.8 kV | m:Q:bushv in Mvar | 0.51021 | ElmTr3
2031 | 2031_DzMD_GzMD_Dp00_Gp00 | A3 -Florencia 33 kV | All generators | 0.95 | ind | Victoria 115/33/13.8 kV | m:Q:bushv in Mvar | 0.64688 | ElmTr3
2031 | 2031_DzMD_GzMD_Dp00_Gp00 | A3 -Florencia 33 kV | All generators | 0.96 | ind | Victoria 115/33/13.8 kV | m:Q:bushv in Mvar | 0.79707 | ElmTr3
2031 | 2031_DzMD_GzMD_Dp00_Gp00 | A3 -Florencia 33 kV | All generators | 0.97 | ind | Victoria 115/33/13.8 kV | m:Q:bushv in Mvar | 0.96687 | ElmTr3
2031 | 2031_DzMD_GzMD_Dp00_Gp00 | A3 -Florencia 33 kV | All generators | 0.98 | ind | Victoria 115/33/13.8 kV | m:Q:bushv in Mvar | 1.1682 | ElmTr3
2031 | 2031_DzMD_GzMD_Dp00_Gp00 | A3 -Florencia 33 kV | All generators | 0.99 | ind | Victoria 115/33/13.8 kV | m:Q:bushv in Mvar | 1.4324 | ElmTr3
2031 | 2031_DzMD_GzMD_Dp00_Gp00 | A3 -Florencia 33 kV | All generators | 1 | ind | Victoria 115/33/13.8 kV | m:Q:bushv in Mvar | 2.0937 | ElmTr3
2031 | 2031_DzMD_GzMD_Dp00_Gp00 | A3 -Florencia 33 kV | All generators | 0.9 | ind | Victoria 115/33/13.8 kV | m:cosphi:bushv | 0.99993 | ElmTr3
2031 | 2031_DzMD_GzMD_Dp00_Gp00 | A3 -Florencia 33 kV | All generators | 0.91 | ind | Victoria 115/33/13.8 kV | m:cosphi:bushv | 0.99912 | ElmTr3
2031 | 2031_DzMD_GzMD_Dp00_Gp00 | A3 -Florencia 33 kV | All generators | 0.92 | ind | Victoria 115/33/13.8 kV | m:cosphi:bushv | 0.9973 | ElmTr3
2031 | 2031_DzMD_GzMD_Dp00_Gp00 | A3 -Florencia 33 kV | All generators | 0.93 | ind | Victoria 115/33/13.8 kV | m:cosphi:bushv | 0.9943 | ElmTr3
2031 | 2031_DzMD_GzMD_Dp00_Gp00 | A3 -Florencia 33 kV | All generators | 0.94 | ind | Victoria 115/33/13.8 kV | m:cosphi:bushv | 0.98992 | ElmTr3
2031 | 2031_DzMD_GzMD_Dp00_Gp00 | A3 -Florencia 33 kV | All generators | 0.95 | ind | Victoria 115/33/13.8 kV | m:cosphi:bushv | 0.98384 | ElmTr3
2031 | 2031_DzMD_GzMD_Dp00_Gp00 | A3 -Florencia 33 kV | All generators | 0.96 | ind | Victoria 115/33/13.8 kV | m:cosphi:bushv | 0.97559 | ElmTr3
2031 | 2031_DzMD_GzMD_Dp00_Gp00 | A3 -Florencia 33 kV | All generators | 0.97 | ind | Victoria 115/33/13.8 kV | m:cosphi:bushv | 0.96444 | ElmTr3
2031 | 2031_DzMD_GzMD_Dp00_Gp00 | A3 -Florencia 33 kV | All generators | 0.98 | ind | Victoria 115/33/13.8 kV | m:cosphi:bushv | 0.94894 | ElmTr3
2031 | 2031_DzMD_GzMD_Dp00_Gp00 | A3 -Florencia 33 kV | All generators | 0.99 | ind | Victoria 115/33/13.8 kV | m:cosphi:bushv | 0.92541 | ElmTr3
2031 | 2031_DzMD_GzMD_Dp00_Gp00 | A3 -Florencia 33 kV | All generators | 1 | ind | Victoria 115/33/13.8 kV | m:cosphi:bushv | 0.85611 | ElmTr3
2031 | 2031_DzMD_GzMD_Dp00_Gp00 | Caso Base | All generators | 0.9 | cap | Dorada - Magdalena 115 kV | m:P:bus1 in MW | 82.8604 | ElmLne
2031 | 2031_DzMD_GzMD_Dp00_Gp00 | Caso Base | All generators | 0.91 | cap | Dorada - Magdalena 115 kV | m:P:bus1 in MW | 82.8604 | ElmLne
2031 | 2031_DzMD_GzMD_Dp00_Gp00 | Caso Base | All generators | 0.92 | cap | Dorada - Magdalena 115 kV | m:P:bus1 in MW | 82.8604 | ElmLne
2031 | 2031_DzMD_GzMD_Dp00_Gp00 | Caso Base | All generators | 0.93 | cap | Dorada - Magdalena 115 kV | m:P:bus1 in MW | 82.8604 | ElmLne
2031 | 2031_DzMD_GzMD_Dp00_Gp00 | Caso Base | All generators | 0.94 | cap | Dorada - Magdalena 115 kV | m:P:bus1 in MW | 82.8604 | ElmLne
2031 | 2031_DzMD_GzMD_Dp00_Gp00 | Caso Base | All generators | 0.95 | cap | Dorada - Magdalena 115 kV | m:P:bus1 in MW | 82.8604 | ElmLne
2031 | 2031_DzMD_GzMD_Dp00_Gp00 | Caso Base | All generators | 0.96 | cap | Dorada - Magdalena 115 kV | m:P:bus1 in MW | 82.8604 | ElmLne
2031 | 2031_DzMD_GzMD_Dp00_Gp00 | Caso Base | All generators | 0.97 | cap | Dorada - Magdalena 115 kV | m:P:bus1 in MW | 82.8604 | ElmLne
2031 | 2031_DzMD_GzMD_Dp00_Gp00 | Caso Base | All generators | 0.98 | cap | Dorada - Magdalena 115 kV | m:P:bus1 in MW | 82.8604 | ElmLne
2031 | 2031_DzMD_GzMD_Dp00_Gp00 | Caso Base | All generators | 0.99 | cap | Dorada - Magdalena 115 kV | m:P:bus1 in MW | 82.8604 | ElmLne
2031 | 2031_DzMD_GzMD_Dp00_Gp00 | Caso Base | All generators | 1 | cap | Dorada - Magdalena 115 kV | m:P:bus1 in MW | 82.8604 | ElmLne
2031 | 2031_DzMD_GzMD_Dp00_Gp00 | Caso Base | All generators | 0.9 | cap | Dorada - Magdalena 115 kV | m:P:bus2 in MW | -82.5006 | ElmLne
2031 | 2031_DzMD_GzMD_Dp00_Gp00 | Caso Base | All generators | 0.91 | cap | Dorada - Magdalena 115 kV | m:P:bus2 in MW | -82.5006 | ElmLne
2031 | 2031_DzMD_GzMD_Dp00_Gp00 | Caso Base | All generators | 0.92 | cap | Dorada - Magdalena 115 kV | m:P:bus2 in MW | -82.5006 | ElmLne
2031 | 2031_DzMD_GzMD_Dp00_Gp00 | Caso Base | All generators | 0.93 | cap | Dorada - Magdalena 115 kV | m:P:bus2 in MW | -82.5006 | ElmLne
2031 | 2031_DzMD_GzMD_Dp00_Gp00 | Caso Base | All generators | 0.94 | cap | Dorada - Magdalena 115 kV | m:P:bus2 in MW | -82.5006 | ElmLne
2031 | 2031_DzMD_GzMD_Dp00_Gp00 | Caso Base | All generators | 0.95 | cap | Dorada - Magdalena 115 kV | m:P:bus2 in MW | -82.5006 | ElmLne
2031 | 2031_DzMD_GzMD_Dp00_Gp00 | Caso Base | All generators | 0.96 | cap | Dorada - Magdalena 115 kV | m:P:bus2 in MW | -82.5006 | ElmLne
2031 | 2031_DzMD_GzMD_Dp00_Gp00 | Caso Base | All generators | 0.97 | cap | Dorada - Magdalena 115 kV | m:P:bus2 in MW | -82.5006 | ElmLne
2031 | 2031_DzMD_GzMD_Dp00_Gp00 | Caso Base | All generators | 0.98 | cap | Dorada - Magdalena 115 kV | m:P:bus2 in MW | -82.5006 | ElmLne
2031 | 2031_DzMD_GzMD_Dp00_Gp00 | Caso Base | All generators | 0.99 | cap | Dorada - Magdalena 115 kV | m:P:bus2 in MW | -82.5006 | ElmLne
2031 | 2031_DzMD_GzMD_Dp00_Gp00 | Caso Base | All generators | 1 | cap | Dorada - Magdalena 115 kV | m:P:bus2 in MW | -82.5006 | ElmLne
2031 | 2031_DzMD_GzMD_Dp00_Gp00 | Caso Base | All generators | 0.9 | cap | Dorada - Magdalena 115 kV | m:Q:bus1 in Mvar | -6.4754 | ElmLne
2031 | 2031_DzMD_GzMD_Dp00_Gp00 | Caso Base | All generators | 0.91 | cap | Dorada - Magdalena 115 kV | m:Q:bus1 in Mvar | -6.4754 | ElmLne
2031 | 2031_DzMD_GzMD_Dp00_Gp00 | Caso Base | All generators | 0.92 | cap | Dorada - Magdalena 115 kV | m:Q:bus1 in Mvar | -6.4754 | ElmLne
2031 | 2031_DzMD_GzMD_Dp00_Gp00 | Caso Base | All generators | 0.93 | cap | Dorada - Magdalena 115 kV | m:Q:bus1 in Mvar | -6.4754 | ElmLne
2031 | 2031_DzMD_GzMD_Dp00_Gp00 | Caso Base | All generators | 0.94 | cap | Dorada - Magdalena 115 kV | m:Q:bus1 in Mvar | -6.4754 | ElmLne
2031 | 2031_DzMD_GzMD_Dp00_Gp00 | Caso Base | All generators | 0.95 | cap | Dorada - Magdalena 115 kV | m:Q:bus1 in Mvar | -6.4754 | ElmLne
2031 | 2031_DzMD_GzMD_Dp00_Gp00 | Caso Base | All generators | 0.96 | cap | Dorada - Magdalena 115 kV | m:Q:bus1 in Mvar | -6.4754 | ElmLne
2031 | 2031_DzMD_GzMD_Dp00_Gp00 | Caso Base | All generators | 0.97 | cap | Dorada - Magdalena 115 kV | m:Q:bus1 in Mvar | -6.4754 | ElmLne
2031 | 2031_DzMD_GzMD_Dp00_Gp00 | Caso Base | All generators | 0.98 | cap | Dorada - Magdalena 115 kV | m:Q:bus1 in Mvar | -6.4754 | ElmLne
2031 | 2031_DzMD_GzMD_Dp00_Gp00 | Caso Base | All generators | 0.99 | cap | Dorada - Magdalena 115 kV | m:Q:bus1 in Mvar | -6.4754 | ElmLne
2031 | 2031_DzMD_GzMD_Dp00_Gp00 | Caso Base | All generators | 1 | cap | Dorada - Magdalena 115 kV | m:Q:bus1 in Mvar | -6.4754 | ElmLne
2031 | 2031_DzMD_GzMD_Dp00_Gp00 | Caso Base | All generators | 0.9 | cap | Dorada - Magdalena 115 kV | m:Q:bus2 in Mvar | 7.8889 | ElmLne
2031 | 2031_DzMD_GzMD_Dp00_Gp00 | Caso Base | All generators | 0.91 | cap | Dorada - Magdalena 115 kV | m:Q:bus2 in Mvar | 7.8889 | ElmLne
2031 | 2031_DzMD_GzMD_Dp00_Gp00 | Caso Base | All generators | 0.92 | cap | Dorada - Magdalena 115 kV | m:Q:bus2 in Mvar | 7.8889 | ElmLne
2031 | 2031_DzMD_GzMD_Dp00_Gp00 | Caso Base | All generators | 0.93 | cap | Dorada - Magdalena 115 kV | m:Q:bus2 in Mvar | 7.8889 | ElmLne
2031 | 2031_DzMD_GzMD_Dp00_Gp00 | Caso Base | All generators | 0.94 | cap | Dorada - Magdalena 115 kV | m:Q:bus2 in Mvar | 7.8889 | ElmLne
2031 | 2031_DzMD_GzMD_Dp00_Gp00 | Caso Base | All generators | 0.95 | cap | Dorada - Magdalena 115 kV | m:Q:bus2 in Mvar | 7.8889 | ElmLne
2031 | 2031_DzMD_GzMD_Dp00_Gp00 | Caso Base | All generators | 0.96 | cap | Dorada - Magdalena 115 kV | m:Q:bus2 in Mvar | 7.8889 | ElmLne
2031 | 2031_DzMD_GzMD_Dp00_Gp00 | Caso Base | All generators | 0.97 | cap | Dorada - Magdalena 115 kV | m:Q:bus2 in Mvar | 7.8889 | ElmLne
2031 | 2031_DzMD_GzMD_Dp00_Gp00 | Caso Base | All generators | 0.98 | cap | Dorada - Magdalena 115 kV | m:Q:bus2 in Mvar | 7.8889 | ElmLne
2031 | 2031_DzMD_GzMD_Dp00_Gp00 | Caso Base | All generators | 0.99 | cap | Dorada - Magdalena 115 kV | m:Q:bus2 in Mvar | 7.8889 | ElmLne
2031 | 2031_DzMD_GzMD_Dp00_Gp00 | Caso Base | All generators | 1 | cap | Dorada - Magdalena 115 kV | m:Q:bus2 in Mvar | 7.8889 | ElmLne
2031 | 2031_DzMD_GzMD_Dp00_Gp00 | Caso Base | All generators | 0.9 | cap | Dorada - Magdalena 115 kV | m:cosphi:bus1 | 0.99696 | ElmLne
2031 | 2031_DzMD_GzMD_Dp00_Gp00 | Caso Base | All generators | 0.91 | cap | Dorada - Magdalena 115 kV | m:cosphi:bus1 | 0.99696 | ElmLne
2031 | 2031_DzMD_GzMD_Dp00_Gp00 | Caso Base | All generators | 0.92 | cap | Dorada - Magdalena 115 kV | m:cosphi:bus1 | 0.99696 | ElmLne
2031 | 2031_DzMD_GzMD_Dp00_Gp00 | Caso Base | All generators | 0.93 | cap | Dorada - Magdalena 115 kV | m:cosphi:bus1 | 0.99696 | ElmLne
2031 | 2031_DzMD_GzMD_Dp00_Gp00 | Caso Base | All generators | 0.94 | cap | Dorada - Magdalena 115 kV | m:cosphi:bus1 | 0.99696 | ElmLne
2031 | 2031_DzMD_GzMD_Dp00_Gp00 | Caso Base | All generators | 0.95 | cap | Dorada - Magdalena 115 kV | m:cosphi:bus1 | 0.99696 | ElmLne
2031 | 2031_DzMD_GzMD_Dp00_Gp00 | Caso Base | All generators | 0.96 | cap | Dorada - Magdalena 115 kV | m:cosphi:bus1 | 0.99696 | ElmLne
2031 | 2031_DzMD_GzMD_Dp00_Gp00 | Caso Base | All generators | 0.97 | cap | Dorada - Magdalena 115 kV | m:cosphi:bus1 | 0.99696 | ElmLne
2031 | 2031_DzMD_GzMD_Dp00_Gp00 | Caso Base | All generators | 0.98 | cap | Dorada - Magdalena 115 kV | m:cosphi:bus1 | 0.99696 | ElmLne
2031 | 2031_DzMD_GzMD_Dp00_Gp00 | Caso Base | All generators | 0.99 | cap | Dorada - Magdalena 115 kV | m:cosphi:bus1 | 0.99696 | ElmLne
2031 | 2031_DzMD_GzMD_Dp00_Gp00 | Caso Base | All generators | 1 | cap | Dorada - Magdalena 115 kV | m:cosphi:bus1 | 0.99696 | ElmLne
2031 | 2031_DzMD_GzMD_Dp00_Gp00 | Caso Base | All generators | 0.9 | cap | Dorada - Magdalena 115 kV | m:cosphi:bus2 | -0.99546 | ElmLne
2031 | 2031_DzMD_GzMD_Dp00_Gp00 | Caso Base | All generators | 0.91 | cap | Dorada - Magdalena 115 kV | m:cosphi:bus2 | -0.99546 | ElmLne
2031 | 2031_DzMD_GzMD_Dp00_Gp00 | Caso Base | All generators | 0.92 | cap | Dorada - Magdalena 115 kV | m:cosphi:bus2 | -0.99546 | ElmLne
2031 | 2031_DzMD_GzMD_Dp00_Gp00 | Caso Base | All generators | 0.93 | cap | Dorada - Magdalena 115 kV | m:cosphi:bus2 | -0.99546 | ElmLne
2031 | 2031_DzMD_GzMD_Dp00_Gp00 | Caso Base | All generators | 0.94 | cap | Dorada - Magdalena 115 kV | m:cosphi:bus2 | -0.99546 | ElmLne
2031 | 2031_DzMD_GzMD_Dp00_Gp00 | Caso Base | All generators | 0.95 | cap | Dorada - Magdalena 115 kV | m:cosphi:bus2 | -0.99546 | ElmLne
2031 | 2031_DzMD_GzMD_Dp00_Gp00 | Caso Base | All generators | 0.96 | cap | Dorada - Magdalena 115 kV | m:cosphi:bus2 | -0.99546 | ElmLne
2031 | 2031_DzMD_GzMD_Dp00_Gp00 | Caso Base | All generators | 0.97 | cap | Dorada - Magdalena 115 kV | m:cosphi:bus2 | -0.99546 | ElmLne
2031 | 2031_DzMD_GzMD_Dp00_Gp00 | Caso Base | All generators | 0.98 | cap | Dorada - Magdalena 115 kV | m:cosphi:bus2 | -0.99546 | ElmLne
2031 | 2031_DzMD_GzMD_Dp00_Gp00 | Caso Base | All generators | 0.99 | cap | Dorada - Magdalena 115 kV | m:cosphi:bus2 | -0.99546 | ElmLne
2031 | 2031_DzMD_GzMD_Dp00_Gp00 | Caso Base | All generators | 1 | cap | Dorada - Magdalena 115 kV | m:cosphi:bus2 | -0.99546 | ElmLne
2031 | 2031_DzMD_GzMD_Dp00_Gp00 | Caso Base | All generators | 0.9 | cap | Mariquita - Victoria 2 115 | m:P:bus1 in MW | -11.987 | ElmLne
2031 | 2031_DzMD_GzMD_Dp00_Gp00 | Caso Base | All generators | 0.91 | cap | Mariquita - Victoria 2 115 | m:P:bus1 in MW | -11.987 | ElmLne
2031 | 2031_DzMD_GzMD_Dp00_Gp00 | Caso Base | All generators | 0.92 | cap | Mariquita - Victoria 2 115 | m:P:bus1 in MW | -11.987 | ElmLne
2031 | 2031_DzMD_GzMD_Dp00_Gp00 | Caso Base | All generators | 0.93 | cap | Mariquita - Victoria 2 115 | m:P:bus1 in MW | -11.987 | ElmLne
2031 | 2031_DzMD_GzMD_Dp00_Gp00 | Caso Base | All generators | 0.94 | cap | Mariquita - Victoria 2 115 | m:P:bus1 in MW | -11.987 | ElmLne
2031 | 2031_DzMD_GzMD_Dp00_Gp00 | Caso Base | All generators | 0.95 | cap | Mariquita - Victoria 2 115 | m:P:bus1 in MW | -11.987 | ElmLne
2031 | 2031_DzMD_GzMD_Dp00_Gp00 | Caso Base | All generators | 0.96 | cap | Mariquita - Victoria 2 115 | m:P:bus1 in MW | -11.987 | ElmLne
2031 | 2031_DzMD_GzMD_Dp00_Gp00 | Caso Base | All generators | 0.97 | cap | Mariquita - Victoria 2 115 | m:P:bus1 in MW | -11.987 | ElmLne
2031 | 2031_DzMD_GzMD_Dp00_Gp00 | Caso Base | All generators | 0.98 | cap | Mariquita - Victoria 2 115 | m:P:bus1 in MW | -11.987 | ElmLne
2031 | 2031_DzMD_GzMD_Dp00_Gp00 | Caso Base | All generators | 0.99 | cap | Mariquita - Victoria 2 115 | m:P:bus1 in MW | -11.987 | ElmLne
2031 | 2031_DzMD_GzMD_Dp00_Gp00 | Caso Base | All generators | 1 | cap | Mariquita - Victoria 2 115 | m:P:bus1 in MW | -11.987 | ElmLne
2031 | 2031_DzMD_GzMD_Dp00_Gp00 | Caso Base | All generators | 0.9 | cap | Mariquita - Victoria 2 115 | m:P:bus2 in MW | 12.0174 | ElmLne
2031 | 2031_DzMD_GzMD_Dp00_Gp00 | Caso Base | All generators | 0.91 | cap | Mariquita - Victoria 2 115 | m:P:bus2 in MW | 12.0174 | ElmLne
2031 | 2031_DzMD_GzMD_Dp00_Gp00 | Caso Base | All generators | 0.92 | cap | Mariquita - Victoria 2 115 | m:P:bus2 in MW | 12.0174 | ElmLne
2031 | 2031_DzMD_GzMD_Dp00_Gp00 | Caso Base | All generators | 0.93 | cap | Mariquita - Victoria 2 115 | m:P:bus2 in MW | 12.0174 | ElmLne
2031 | 2031_DzMD_GzMD_Dp00_Gp00 | Caso Base | All generators | 0.94 | cap | Mariquita - Victoria 2 115 | m:P:bus2 in MW | 12.0174 | ElmLne
2031 | 2031_DzMD_GzMD_Dp00_Gp00 | Caso Base | All generators | 0.95 | cap | Mariquita - Victoria 2 115 | m:P:bus2 in MW | 12.0174 | ElmLne
2031 | 2031_DzMD_GzMD_Dp00_Gp00 | Caso Base | All generators | 0.96 | cap | Mariquita - Victoria 2 115 | m:P:bus2 in MW | 12.0174 | ElmLne
2031 | 2031_DzMD_GzMD_Dp00_Gp00 | Caso Base | All generators | 0.97 | cap | Mariquita - Victoria 2 115 | m:P:bus2 in MW | 12.0174 | ElmLne
2031 | 2031_DzMD_GzMD_Dp00_Gp00 | Caso Base | All generators | 0.98 | cap | Mariquita - Victoria 2 115 | m:P:bus2 in MW | 12.0174 | ElmLne
2031 | 2031_DzMD_GzMD_Dp00_Gp00 | Caso Base | All generators | 0.99 | cap | Mariquita - Victoria 2 115 | m:P:bus2 in MW | 12.0174 | ElmLne
2031 | 2031_DzMD_GzMD_Dp00_Gp00 | Caso Base | All generators | 1 | cap | Mariquita - Victoria 2 115 | m:P:bus2 in MW | 12.0174 | ElmLne
2031 | 2031_DzMD_GzMD_Dp00_Gp00 | Caso Base | All generators | 0.9 | cap | Mariquita - Victoria 2 115 | m:Q:bus1 in Mvar | -0.6237 | ElmLne
2031 | 2031_DzMD_GzMD_Dp00_Gp00 | Caso Base | All generators | 0.91 | cap | Mariquita - Victoria 2 115 | m:Q:bus1 in Mvar | -0.6237 | ElmLne
2031 | 2031_DzMD_GzMD_Dp00_Gp00 | Caso Base | All generators | 0.92 | cap | Mariquita - Victoria 2 115 | m:Q:bus1 in Mvar | -0.6237 | ElmLne
2031 | 2031_DzMD_GzMD_Dp00_Gp00 | Caso Base | All generators | 0.93 | cap | Mariquita - Victoria 2 115 | m:Q:bus1 in Mvar | -0.6237 | ElmLne
2031 | 2031_DzMD_GzMD_Dp00_Gp00 | Caso Base | All generators | 0.94 | cap | Mariquita - Victoria 2 115 | m:Q:bus1 in Mvar | -0.6237 | ElmLne
2031 | 2031_DzMD_GzMD_Dp00_Gp00 | Caso Base | All generators | 0.95 | cap | Mariquita - Victoria 2 115 | m:Q:bus1 in Mvar | -0.6237 | ElmLne
2031 | 2031_DzMD_GzMD_Dp00_Gp00 | Caso Base | All generators | 0.96 | cap | Mariquita - Victoria 2 115 | m:Q:bus1 in Mvar | -0.6237 | ElmLne
2031 | 2031_DzMD_GzMD_Dp00_Gp00 | Caso Base | All generators | 0.97 | cap | Mariquita - Victoria 2 115 | m:Q:bus1 in Mvar | -0.6237 | ElmLne
2031 | 2031_DzMD_GzMD_Dp00_Gp00 | Caso Base | All generators | 0.98 | cap | Mariquita - Victoria 2 115 | m:Q:bus1 in Mvar | -0.6237 | ElmLne
2031 | 2031_DzMD_GzMD_Dp00_Gp00 | Caso Base | All generators | 0.99 | cap | Mariquita - Victoria 2 115 | m:Q:bus1 in Mvar | -0.6237 | ElmLne
2031 | 2031_DzMD_GzMD_Dp00_Gp00 | Caso Base | All generators | 1 | cap | Mariquita - Victoria 2 115 | m:Q:bus1 in Mvar | -0.6237 | ElmLne
2031 | 2031_DzMD_GzMD_Dp00_Gp00 | Caso Base | All generators | 0.9 | cap | Mariquita - Victoria 2 115 | m:Q:bus2 in Mvar | 0.041018 | ElmLne
2031 | 2031_DzMD_GzMD_Dp00_Gp00 | Caso Base | All generators | 0.91 | cap | Mariquita - Victoria 2 115 | m:Q:bus2 in Mvar | 0.041018 | ElmLne
2031 | 2031_DzMD_GzMD_Dp00_Gp00 | Caso Base | All generators | 0.92 | cap | Mariquita - Victoria 2 115 | m:Q:bus2 in Mvar | 0.041018 | ElmLne
2031 | 2031_DzMD_GzMD_Dp00_Gp00 | Caso Base | All generators | 0.93 | cap | Mariquita - Victoria 2 115 | m:Q:bus2 in Mvar | 0.041018 | ElmLne
2031 | 2031_DzMD_GzMD_Dp00_Gp00 | Caso Base | All generators | 0.94 | cap | Mariquita - Victoria 2 115 | m:Q:bus2 in Mvar | 0.041018 | ElmLne
2031 | 2031_DzMD_GzMD_Dp00_Gp00 | Caso Base | All generators | 0.95 | cap | Mariquita - Victoria 2 115 | m:Q:bus2 in Mvar | 0.041018 | ElmLne
2031 | 2031_DzMD_GzMD_Dp00_Gp00 | Caso Base | All generators | 0.96 | cap | Mariquita - Victoria 2 115 | m:Q:bus2 in Mvar | 0.041018 | ElmLne
2031 | 2031_DzMD_GzMD_Dp00_Gp00 | Caso Base | All generators | 0.97 | cap | Mariquita - Victoria 2 115 | m:Q:bus2 in Mvar | 0.041018 | ElmLne
2031 | 2031_DzMD_GzMD_Dp00_Gp00 | Caso Base | All generators | 0.98 | cap | Mariquita - Victoria 2 115 | m:Q:bus2 in Mvar | 0.041018 | ElmLne
2031 | 2031_DzMD_GzMD_Dp00_Gp00 | Caso Base | All generators | 0.99 | cap | Mariquita - Victoria 2 115 | m:Q:bus2 in Mvar | 0.041018 | ElmLne
2031 | 2031_DzMD_GzMD_Dp00_Gp00 | Caso Base | All generators | 1 | cap | Mariquita - Victoria 2 115 | m:Q:bus2 in Mvar | 0.041018 | ElmLne
2031 | 2031_DzMD_GzMD_Dp00_Gp00 | Caso Base | All generators | 0.9 | cap | Mariquita - Victoria 2 115 | m:cosphi:bus1 | -0.99865 | ElmLne
2031 | 2031_DzMD_GzMD_Dp00_Gp00 | Caso Base | All generators | 0.91 | cap | Mariquita - Victoria 2 115 | m:cosphi:bus1 | -0.99865 | ElmLne
2031 | 2031_DzMD_GzMD_Dp00_Gp00 | Caso Base | All generators | 0.92 | cap | Mariquita - Victoria 2 115 | m:cosphi:bus1 | -0.99865 | ElmLne
2031 | 2031_DzMD_GzMD_Dp00_Gp00 | Caso Base | All generators | 0.93 | cap | Mariquita - Victoria 2 115 | m:cosphi:bus1 | -0.99865 | ElmLne
2031 | 2031_DzMD_GzMD_Dp00_Gp00 | Caso Base | All generators | 0.94 | cap | Mariquita - Victoria 2 115 | m:cosphi:bus1 | -0.99865 | ElmLne
2031 | 2031_DzMD_GzMD_Dp00_Gp00 | Caso Base | All generators | 0.95 | cap | Mariquita - Victoria 2 115 | m:cosphi:bus1 | -0.99865 | ElmLne
2031 | 2031_DzMD_GzMD_Dp00_Gp00 | Caso Base | All generators | 0.96 | cap | Mariquita - Victoria 2 115 | m:cosphi:bus1 | -0.99865 | ElmLne
2031 | 2031_DzMD_GzMD_Dp00_Gp00 | Caso Base | All generators | 0.97 | cap | Mariquita - Victoria 2 115 | m:cosphi:bus1 | -0.99865 | ElmLne
2031 | 2031_DzMD_GzMD_Dp00_Gp00 | Caso Base | All generators | 0.98 | cap | Mariquita - Victoria 2 115 | m:cosphi:bus1 | -0.99865 | ElmLne
2031 | 2031_DzMD_GzMD_Dp00_Gp00 | Caso Base | All generators | 0.99 | cap | Mariquita - Victoria 2 115 | m:cosphi:bus1 | -0.99865 | ElmLne
2031 | 2031_DzMD_GzMD_Dp00_Gp00 | Caso Base | All generators | 1 | cap | Mariquita - Victoria 2 115 | m:cosphi:bus1 | -0.99865 | ElmLne
2031 | 2031_DzMD_GzMD_Dp00_Gp00 | Caso Base | All generators | 0.9 | cap | Mariquita - Victoria 2 115 | m:cosphi:bus2 | 0.99999 | ElmLne
2031 | 2031_DzMD_GzMD_Dp00_Gp00 | Caso Base | All generators | 0.91 | cap | Mariquita - Victoria 2 115 | m:cosphi:bus2 | 0.99999 | ElmLne
2031 | 2031_DzMD_GzMD_Dp00_Gp00 | Caso Base | All generators | 0.92 | cap | Mariquita - Victoria 2 115 | m:cosphi:bus2 | 0.99999 | ElmLne
2031 | 2031_DzMD_GzMD_Dp00_Gp00 | Caso Base | All generators | 0.93 | cap | Mariquita - Victoria 2 115 | m:cosphi:bus2 | 0.99999 | ElmLne
2031 | 2031_DzMD_GzMD_Dp00_Gp00 | Caso Base | All generators | 0.94 | cap | Mariquita - Victoria 2 115 | m:cosphi:bus2 | 0.99999 | ElmLne
2031 | 2031_DzMD_GzMD_Dp00_Gp00 | Caso Base | All generators | 0.95 | cap | Mariquita - Victoria 2 115 | m:cosphi:bus2 | 0.99999 | ElmLne
2031 | 2031_DzMD_GzMD_Dp00_Gp00 | Caso Base | All generators | 0.96 | cap | Mariquita - Victoria 2 115 | m:cosphi:bus2 | 0.99999 | ElmLne
2031 | 2031_DzMD_GzMD_Dp00_Gp00 | Caso Base | All generators | 0.97 | cap | Mariquita - Victoria 2 115 | m:cosphi:bus2 | 0.99999 | ElmLne
2031 | 2031_DzMD_GzMD_Dp00_Gp00 | Caso Base | All generators | 0.98 | cap | Mariquita - Victoria 2 115 | m:cosphi:bus2 | 0.99999 | ElmLne
2031 | 2031_DzMD_GzMD_Dp00_Gp00 | Caso Base | All generators | 0.99 | cap | Mariquita - Victoria 2 115 | m:cosphi:bus2 | 0.99999 | ElmLne
2031 | 2031_DzMD_GzMD_Dp00_Gp00 | Caso Base | All generators | 1 | cap | Mariquita - Victoria 2 115 | m:cosphi:bus2 | 0.99999 | ElmLne
2031 | 2031_DzMD_GzMD_Dp00_Gp00 | Caso Base | All generators | 0.9 | cap | Dorada 115/33/13.8 kV | m:P:bushv in MW | -1.6998 | ElmTr3
2031 | 2031_DzMD_GzMD_Dp00_Gp00 | Caso Base | All generators | 0.91 | cap | Dorada 115/33/13.8 kV | m:P:bushv in MW | -1.6998 | ElmTr3
2031 | 2031_DzMD_GzMD_Dp00_Gp00 | Caso Base | All generators | 0.92 | cap | Dorada 115/33/13.8 kV | m:P:bushv in MW | -1.6998 | ElmTr3
2031 | 2031_DzMD_GzMD_Dp00_Gp00 | Caso Base | All generators | 0.93 | cap | Dorada 115/33/13.8 kV | m:P:bushv in MW | -1.6998 | ElmTr3
2031 | 2031_DzMD_GzMD_Dp00_Gp00 | Caso Base | All generators | 0.94 | cap | Dorada 115/33/13.8 kV | m:P:bushv in MW | -1.6998 | ElmTr3
2031 | 2031_DzMD_GzMD_Dp00_Gp00 | Caso Base | All generators | 0.95 | cap | Dorada 115/33/13.8 kV | m:P:bushv in MW | -1.6998 | ElmTr3
2031 | 2031_DzMD_GzMD_Dp00_Gp00 | Caso Base | All generators | 0.96 | cap | Dorada 115/33/13.8 kV | m:P:bushv in MW | -1.6998 | ElmTr3
2031 | 2031_DzMD_GzMD_Dp00_Gp00 | Caso Base | All generators | 0.97 | cap | Dorada 115/33/13.8 kV | m:P:bushv in MW | -1.6998 | ElmTr3
2031 | 2031_DzMD_GzMD_Dp00_Gp00 | Caso Base | All generators | 0.98 | cap | Dorada 115/33/13.8 kV | m:P:bushv in MW | -1.6998 | ElmTr3
2031 | 2031_DzMD_GzMD_Dp00_Gp00 | Caso Base | All generators | 0.99 | cap | Dorada 115/33/13.8 kV | m:P:bushv in MW | -1.6998 | ElmTr3
2031 | 2031_DzMD_GzMD_Dp00_Gp00 | Caso Base | All generators | 1 | cap | Dorada 115/33/13.8 kV | m:P:bushv in MW | -1.6998 | ElmTr3
2031 | 2031_DzMD_GzMD_Dp00_Gp00 | Caso Base | All generators | 0.9 | cap | Dorada 115/33/13.8 kV | m:Q:bushv in Mvar | 5.256 | ElmTr3
2031 | 2031_DzMD_GzMD_Dp00_Gp00 | Caso Base | All generators | 0.91 | cap | Dorada 115/33/13.8 kV | m:Q:bushv in Mvar | 5.256 | ElmTr3
2031 | 2031_DzMD_GzMD_Dp00_Gp00 | Caso Base | All generators | 0.92 | cap | Dorada 115/33/13.8 kV | m:Q:bushv in Mvar | 5.256 | ElmTr3
2031 | 2031_DzMD_GzMD_Dp00_Gp00 | Caso Base | All generators | 0.93 | cap | Dorada 115/33/13.8 kV | m:Q:bushv in Mvar | 5.256 | ElmTr3
2031 | 2031_DzMD_GzMD_Dp00_Gp00 | Caso Base | All generators | 0.94 | cap | Dorada 115/33/13.8 kV | m:Q:bushv in Mvar | 5.256 | ElmTr3
2031 | 2031_DzMD_GzMD_Dp00_Gp00 | Caso Base | All generators | 0.95 | cap | Dorada 115/33/13.8 kV | m:Q:bushv in Mvar | 5.256 | ElmTr3
2031 | 2031_DzMD_GzMD_Dp00_Gp00 | Caso Base | All generators | 0.96 | cap | Dorada 115/33/13.8 kV | m:Q:bushv in Mvar | 5.256 | ElmTr3
2031 | 2031_DzMD_GzMD_Dp00_Gp00 | Caso Base | All generators | 0.97 | cap | Dorada 115/33/13.8 kV | m:Q:bushv in Mvar | 5.256 | ElmTr3
2031 | 2031_DzMD_GzMD_Dp00_Gp00 | Caso Base | All generators | 0.98 | cap | Dorada 115/33/13.8 kV | m:Q:bushv in Mvar | 5.256 | ElmTr3
2031 | 2031_DzMD_GzMD_Dp00_Gp00 | Caso Base | All generators | 0.99 | cap | Dorada 115/33/13.8 kV | m:Q:bushv in Mvar | 5.256 | ElmTr3
2031 | 2031_DzMD_GzMD_Dp00_Gp00 | Caso Base | All generators | 1 | cap | Dorada 115/33/13.8 kV | m:Q:bushv in Mvar | 5.256 | ElmTr3
2031 | 2031_DzMD_GzMD_Dp00_Gp00 | Caso Base | All generators | 0.9 | cap | Dorada 115/33/13.8 kV | m:cosphi:bushv | -0.30771 | ElmTr3
2031 | 2031_DzMD_GzMD_Dp00_Gp00 | Caso Base | All generators | 0.91 | cap | Dorada 115/33/13.8 kV | m:cosphi:bushv | -0.30771 | ElmTr3
2031 | 2031_DzMD_GzMD_Dp00_Gp00 | Caso Base | All generators | 0.92 | cap | Dorada 115/33/13.8 kV | m:cosphi:bushv | -0.30771 | ElmTr3
2031 | 2031_DzMD_GzMD_Dp00_Gp00 | Caso Base | All generators | 0.93 | cap | Dorada 115/33/13.8 kV | m:cosphi:bushv | -0.30771 | ElmTr3
2031 | 2031_DzMD_GzMD_Dp00_Gp00 | Caso Base | All generators | 0.94 | cap | Dorada 115/33/13.8 kV | m:cosphi:bushv | -0.30771 | ElmTr3
2031 | 2031_DzMD_GzMD_Dp00_Gp00 | Caso Base | All generators | 0.95 | cap | Dorada 115/33/13.8 kV | m:cosphi:bushv | -0.30771 | ElmTr3
2031 | 2031_DzMD_GzMD_Dp00_Gp00 | Caso Base | All generators | 0.96 | cap | Dorada 115/33/13.8 kV | m:cosphi:bushv | -0.30771 | ElmTr3
2031 | 2031_DzMD_GzMD_Dp00_Gp00 | Caso Base | All generators | 0.97 | cap | Dorada 115/33/13.8 kV | m:cosphi:bushv | -0.30771 | ElmTr3
2031 | 2031_DzMD_GzMD_Dp00_Gp00 | Caso Base | All generators | 0.98 | cap | Dorada 115/33/13.8 kV | m:cosphi:bushv | -0.30771 | ElmTr3
2031 | 2031_DzMD_GzMD_Dp00_Gp00 | Caso Base | All generators | 0.99 | cap | Dorada 115/33/13.8 kV | m:cosphi:bushv | -0.30771 | ElmTr3
2031 | 2031_DzMD_GzMD_Dp00_Gp00 | Caso Base | All generators | 1 | cap | Dorada 115/33/13.8 kV | m:cosphi:bushv | -0.30771 | ElmTr3
2031 | 2031_DzMD_GzMD_Dp00_Gp00 | Caso Base | All generators | 0.9 | cap | Manzanares 115/33/13.8 kV | m:P:bushv in MW | -0.60469 | ElmTr3
2031 | 2031_DzMD_GzMD_Dp00_Gp00 | Caso Base | All generators | 0.91 | cap | Manzanares 115/33/13.8 kV | m:P:bushv in MW | -0.60469 | ElmTr3
2031 | 2031_DzMD_GzMD_Dp00_Gp00 | Caso Base | All generators | 0.92 | cap | Manzanares 115/33/13.8 kV | m:P:bushv in MW | -0.60469 | ElmTr3
2031 | 2031_DzMD_GzMD_Dp00_Gp00 | Caso Base | All generators | 0.93 | cap | Manzanares 115/33/13.8 kV | m:P:bushv in MW | -0.60469 | ElmTr3
2031 | 2031_DzMD_GzMD_Dp00_Gp00 | Caso Base | All generators | 0.94 | cap | Manzanares 115/33/13.8 kV | m:P:bushv in MW | -0.60469 | ElmTr3
2031 | 2031_DzMD_GzMD_Dp00_Gp00 | Caso Base | All generators | 0.95 | cap | Manzanares 115/33/13.8 kV | m:P:bushv in MW | -0.60469 | ElmTr3
2031 | 2031_DzMD_GzMD_Dp00_Gp00 | Caso Base | All generators | 0.96 | cap | Manzanares 115/33/13.8 kV | m:P:bushv in MW | -0.60469 | ElmTr3
2031 | 2031_DzMD_GzMD_Dp00_Gp00 | Caso Base | All generators | 0.97 | cap | Manzanares 115/33/13.8 kV | m:P:bushv in MW | -0.60469 | ElmTr3
2031 | 2031_DzMD_GzMD_Dp00_Gp00 | Caso Base | All generators | 0.98 | cap | Manzanares 115/33/13.8 kV | m:P:bushv in MW | -0.60469 | ElmTr3
2031 | 2031_DzMD_GzMD_Dp00_Gp00 | Caso Base | All generators | 0.99 | cap | Manzanares 115/33/13.8 kV | m:P:bushv in MW | -0.60469 | ElmTr3
2031 | 2031_DzMD_GzMD_Dp00_Gp00 | Caso Base | All generators | 1 | cap | Manzanares 115/33/13.8 kV | m:P:bushv in MW | -0.60469 | ElmTr3
2031 | 2031_DzMD_GzMD_Dp00_Gp00 | Caso Base | All generators | 0.9 | cap | Manzanares 115/33/13.8 kV | m:Q:bushv in Mvar | 2.3534 | ElmTr3
2031 | 2031_DzMD_GzMD_Dp00_Gp00 | Caso Base | All generators | 0.91 | cap | Manzanares 115/33/13.8 kV | m:Q:bushv in Mvar | 2.3534 | ElmTr3
2031 | 2031_DzMD_GzMD_Dp00_Gp00 | Caso Base | All generators | 0.92 | cap | Manzanares 115/33/13.8 kV | m:Q:bushv in Mvar | 2.3534 | ElmTr3
2031 | 2031_DzMD_GzMD_Dp00_Gp00 | Caso Base | All generators | 0.93 | cap | Manzanares 115/33/13.8 kV | m:Q:bushv in Mvar | 2.3534 | ElmTr3
2031 | 2031_DzMD_GzMD_Dp00_Gp00 | Caso Base | All generators | 0.94 | cap | Manzanares 115/33/13.8 kV | m:Q:bushv in Mvar | 2.3534 | ElmTr3
2031 | 2031_DzMD_GzMD_Dp00_Gp00 | Caso Base | All generators | 0.95 | cap | Manzanares 115/33/13.8 kV | m:Q:bushv in Mvar | 2.3534 | ElmTr3
2031 | 2031_DzMD_GzMD_Dp00_Gp00 | Caso Base | All generators | 0.96 | cap | Manzanares 115/33/13.8 kV | m:Q:bushv in Mvar | 2.3534 | ElmTr3
2031 | 2031_DzMD_GzMD_Dp00_Gp00 | Caso Base | All generators | 0.97 | cap | Manzanares 115/33/13.8 kV | m:Q:bushv in Mvar | 2.3534 | ElmTr3
2031 | 2031_DzMD_GzMD_Dp00_Gp00 | Caso Base | All generators | 0.98 | cap | Manzanares 115/33/13.8 kV | m:Q:bushv in Mvar | 2.3534 | ElmTr3
2031 | 2031_DzMD_GzMD_Dp00_Gp00 | Caso Base | All generators | 0.99 | cap | Manzanares 115/33/13.8 kV | m:Q:bushv in Mvar | 2.3534 | ElmTr3
2031 | 2031_DzMD_GzMD_Dp00_Gp00 | Caso Base | All generators | 1 | cap | Manzanares 115/33/13.8 kV | m:Q:bushv in Mvar | 2.3534 | ElmTr3
2031 | 2031_DzMD_GzMD_Dp00_Gp00 | Caso Base | All generators | 0.9 | cap | Manzanares 115/33/13.8 kV | m:cosphi:bushv | -0.24886 | ElmTr3
2031 | 2031_DzMD_GzMD_Dp00_Gp00 | Caso Base | All generators | 0.91 | cap | Manzanares 115/33/13.8 kV | m:cosphi:bushv | -0.24886 | ElmTr3
2031 | 2031_DzMD_GzMD_Dp00_Gp00 | Caso Base | All generators | 0.92 | cap | Manzanares 115/33/13.8 kV | m:cosphi:bushv | -0.24886 | ElmTr3
2031 | 2031_DzMD_GzMD_Dp00_Gp00 | Caso Base | All generators | 0.93 | cap | Manzanares 115/33/13.8 kV | m:cosphi:bushv | -0.24886 | ElmTr3
2031 | 2031_DzMD_GzMD_Dp00_Gp00 | Caso Base | All generators | 0.94 | cap | Manzanares 115/33/13.8 kV | m:cosphi:bushv | -0.24886 | ElmTr3
2031 | 2031_DzMD_GzMD_Dp00_Gp00 | Caso Base | All generators | 0.95 | cap | Manzanares 115/33/13.8 kV | m:cosphi:bushv | -0.24886 | ElmTr3
2031 | 2031_DzMD_GzMD_Dp00_Gp00 | Caso Base | All generators | 0.96 | cap | Manzanares 115/33/13.8 kV | m:cosphi:bushv | -0.24886 | ElmTr3
2031 | 2031_DzMD_GzMD_Dp00_Gp00 | Caso Base | All generators | 0.97 | cap | Manzanares 115/33/13.8 kV | m:cosphi:bushv | -0.24886 | ElmTr3
2031 | 2031_DzMD_GzMD_Dp00_Gp00 | Caso Base | All generators | 0.98 | cap | Manzanares 115/33/13.8 kV | m:cosphi:bushv | -0.24886 | ElmTr3
2031 | 2031_DzMD_GzMD_Dp00_Gp00 | Caso Base | All generators | 0.99 | cap | Manzanares 115/33/13.8 kV | m:cosphi:bushv | -0.24886 | ElmTr3
2031 | 2031_DzMD_GzMD_Dp00_Gp00 | Caso Base | All generators | 1 | cap | Manzanares 115/33/13.8 kV | m:cosphi:bushv | -0.24886 | ElmTr3
2031 | 2031_DzMD_GzMD_Dp00_Gp00 | Caso Base | All generators | 0.9 | cap | Purnio 230/115 | m:P:bushv in MW | -35.2771 | ElmTr3
2031 | 2031_DzMD_GzMD_Dp00_Gp00 | Caso Base | All generators | 0.91 | cap | Purnio 230/115 | m:P:bushv in MW | -35.2771 | ElmTr3
2031 | 2031_DzMD_GzMD_Dp00_Gp00 | Caso Base | All generators | 0.92 | cap | Purnio 230/115 | m:P:bushv in MW | -35.2771 | ElmTr3
2031 | 2031_DzMD_GzMD_Dp00_Gp00 | Caso Base | All generators | 0.93 | cap | Purnio 230/115 | m:P:bushv in MW | -35.2771 | ElmTr3
2031 | 2031_DzMD_GzMD_Dp00_Gp00 | Caso Base | All generators | 0.94 | cap | Purnio 230/115 | m:P:bushv in MW | -35.2771 | ElmTr3
2031 | 2031_DzMD_GzMD_Dp00_Gp00 | Caso Base | All generators | 0.95 | cap | Purnio 230/115 | m:P:bushv in MW | -35.2771 | ElmTr3
2031 | 2031_DzMD_GzMD_Dp00_Gp00 | Caso Base | All generators | 0.96 | cap | Purnio 230/115 | m:P:bushv in MW | -35.2771 | ElmTr3
2031 | 2031_DzMD_GzMD_Dp00_Gp00 | Caso Base | All generators | 0.97 | cap | Purnio 230/115 | m:P:bushv in MW | -35.2771 | ElmTr3
2031 | 2031_DzMD_GzMD_Dp00_Gp00 | Caso Base | All generators | 0.98 | cap | Purnio 230/115 | m:P:bushv in MW | -35.2771 | ElmTr3
2031 | 2031_DzMD_GzMD_Dp00_Gp00 | Caso Base | All generators | 0.99 | cap | Purnio 230/115 | m:P:bushv in MW | -35.2771 | ElmTr3
2031 | 2031_DzMD_GzMD_Dp00_Gp00 | Caso Base | All generators | 1 | cap | Purnio 230/115 | m:P:bushv in MW | -35.2771 | ElmTr3
2031 | 2031_DzMD_GzMD_Dp00_Gp00 | Caso Base | All generators | 0.9 | cap | Purnio 230/115 | m:Q:bushv in Mvar | 1.8478 | ElmTr3
2031 | 2031_DzMD_GzMD_Dp00_Gp00 | Caso Base | All generators | 0.91 | cap | Purnio 230/115 | m:Q:bushv in Mvar | 1.8478 | ElmTr3
2031 | 2031_DzMD_GzMD_Dp00_Gp00 | Caso Base | All generators | 0.92 | cap | Purnio 230/115 | m:Q:bushv in Mvar | 1.8478 | ElmTr3
2031 | 2031_DzMD_GzMD_Dp00_Gp00 | Caso Base | All generators | 0.93 | cap | Purnio 230/115 | m:Q:bushv in Mvar | 1.8478 | ElmTr3
2031 | 2031_DzMD_GzMD_Dp00_Gp00 | Caso Base | All generators | 0.94 | cap | Purnio 230/115 | m:Q:bushv in Mvar | 1.8478 | ElmTr3
2031 | 2031_DzMD_GzMD_Dp00_Gp00 | Caso Base | All generators | 0.95 | cap | Purnio 230/115 | m:Q:bushv in Mvar | 1.8478 | ElmTr3
2031 | 2031_DzMD_GzMD_Dp00_Gp00 | Caso Base | All generators | 0.96 | cap | Purnio 230/115 | m:Q:bushv in Mvar | 1.8478 | ElmTr3
2031 | 2031_DzMD_GzMD_Dp00_Gp00 | Caso Base | All generators | 0.97 | cap | Purnio 230/115 | m:Q:bushv in Mvar | 1.8478 | ElmTr3
2031 | 2031_DzMD_GzMD_Dp00_Gp00 | Caso Base | All generators | 0.98 | cap | Purnio 230/115 | m:Q:bushv in Mvar | 1.8478 | ElmTr3
2031 | 2031_DzMD_GzMD_Dp00_Gp00 | Caso Base | All generators | 0.99 | cap | Purnio 230/115 | m:Q:bushv in Mvar | 1.8478 | ElmTr3
2031 | 2031_DzMD_GzMD_Dp00_Gp00 | Caso Base | All generators | 1 | cap | Purnio 230/115 | m:Q:bushv in Mvar | 1.8478 | ElmTr3
2031 | 2031_DzMD_GzMD_Dp00_Gp00 | Caso Base | All generators | 0.9 | cap | Purnio 230/115 | m:cosphi:bushv | -0.99863 | ElmTr3
2031 | 2031_DzMD_GzMD_Dp00_Gp00 | Caso Base | All generators | 0.91 | cap | Purnio 230/115 | m:cosphi:bushv | -0.99863 | ElmTr3
2031 | 2031_DzMD_GzMD_Dp00_Gp00 | Caso Base | All generators | 0.92 | cap | Purnio 230/115 | m:cosphi:bushv | -0.99863 | ElmTr3
2031 | 2031_DzMD_GzMD_Dp00_Gp00 | Caso Base | All generators | 0.93 | cap | Purnio 230/115 | m:cosphi:bushv | -0.99863 | ElmTr3
2031 | 2031_DzMD_GzMD_Dp00_Gp00 | Caso Base | All generators | 0.94 | cap | Purnio 230/115 | m:cosphi:bushv | -0.99863 | ElmTr3
2031 | 2031_DzMD_GzMD_Dp00_Gp00 | Caso Base | All generators | 0.95 | cap | Purnio 230/115 | m:cosphi:bushv | -0.99863 | ElmTr3
2031 | 2031_DzMD_GzMD_Dp00_Gp00 | Caso Base | All generators | 0.96 | cap | Purnio 230/115 | m:cosphi:bushv | -0.99863 | ElmTr3
2031 | 2031_DzMD_GzMD_Dp00_Gp00 | Caso Base | All generators | 0.97 | cap | Purnio 230/115 | m:cosphi:bushv | -0.99863 | ElmTr3
2031 | 2031_DzMD_GzMD_Dp00_Gp00 | Caso Base | All generators | 0.98 | cap | Purnio 230/115 | m:cosphi:bushv | -0.99863 | ElmTr3
2031 | 2031_DzMD_GzMD_Dp00_Gp00 | Caso Base | All generators | 0.99 | cap | Purnio 230/115 | m:cosphi:bushv | -0.99863 | ElmTr3
2031 | 2031_DzMD_GzMD_Dp00_Gp00 | Caso Base | All generators | 1 | cap | Purnio 230/115 | m:cosphi:bushv | -0.99863 | ElmTr3
2031 | 2031_DzMD_GzMD_Dp00_Gp00 | Caso Base | All generators | 0.9 | cap | Victoria 115/33/13.8 kV | m:P:bushv in MW | 6.9051 | ElmTr3
2031 | 2031_DzMD_GzMD_Dp00_Gp00 | Caso Base | All generators | 0.91 | cap | Victoria 115/33/13.8 kV | m:P:bushv in MW | 6.9051 | ElmTr3
2031 | 2031_DzMD_GzMD_Dp00_Gp00 | Caso Base | All generators | 0.92 | cap | Victoria 115/33/13.8 kV | m:P:bushv in MW | 6.9051 | ElmTr3
2031 | 2031_DzMD_GzMD_Dp00_Gp00 | Caso Base | All generators | 0.93 | cap | Victoria 115/33/13.8 kV | m:P:bushv in MW | 6.9051 | ElmTr3
2031 | 2031_DzMD_GzMD_Dp00_Gp00 | Caso Base | All generators | 0.94 | cap | Victoria 115/33/13.8 kV | m:P:bushv in MW | 6.9051 | ElmTr3
2031 | 2031_DzMD_GzMD_Dp00_Gp00 | Caso Base | All generators | 0.95 | cap | Victoria 115/33/13.8 kV | m:P:bushv in MW | 6.9051 | ElmTr3
2031 | 2031_DzMD_GzMD_Dp00_Gp00 | Caso Base | All generators | 0.96 | cap | Victoria 115/33/13.8 kV | m:P:bushv in MW | 6.9051 | ElmTr3
2031 | 2031_DzMD_GzMD_Dp00_Gp00 | Caso Base | All generators | 0.97 | cap | Victoria 115/33/13.8 kV | m:P:bushv in MW | 6.9051 | ElmTr3
2031 | 2031_DzMD_GzMD_Dp00_Gp00 | Caso Base | All generators | 0.98 | cap | Victoria 115/33/13.8 kV | m:P:bushv in MW | 6.9051 | ElmTr3
2031 | 2031_DzMD_GzMD_Dp00_Gp00 | Caso Base | All generators | 0.99 | cap | Victoria 115/33/13.8 kV | m:P:bushv in MW | 6.9051 | ElmTr3
2031 | 2031_DzMD_GzMD_Dp00_Gp00 | Caso Base | All generators | 1 | cap | Victoria 115/33/13.8 kV | m:P:bushv in MW | 6.9051 | ElmTr3
2031 | 2031_DzMD_GzMD_Dp00_Gp00 | Caso Base | All generators | 0.9 | cap | Victoria 115/33/13.8 kV | m:Q:bushv in Mvar | 1.4403 | ElmTr3
2031 | 2031_DzMD_GzMD_Dp00_Gp00 | Caso Base | All generators | 0.91 | cap | Victoria 115/33/13.8 kV | m:Q:bushv in Mvar | 1.4403 | ElmTr3
2031 | 2031_DzMD_GzMD_Dp00_Gp00 | Caso Base | All generators | 0.92 | cap | Victoria 115/33/13.8 kV | m:Q:bushv in Mvar | 1.4403 | ElmTr3
2031 | 2031_DzMD_GzMD_Dp00_Gp00 | Caso Base | All generators | 0.93 | cap | Victoria 115/33/13.8 kV | m:Q:bushv in Mvar | 1.4403 | ElmTr3
2031 | 2031_DzMD_GzMD_Dp00_Gp00 | Caso Base | All generators | 0.94 | cap | Victoria 115/33/13.8 kV | m:Q:bushv in Mvar | 1.4403 | ElmTr3
2031 | 2031_DzMD_GzMD_Dp00_Gp00 | Caso Base | All generators | 0.95 | cap | Victoria 115/33/13.8 kV | m:Q:bushv in Mvar | 1.4403 | ElmTr3
2031 | 2031_DzMD_GzMD_Dp00_Gp00 | Caso Base | All generators | 0.96 | cap | Victoria 115/33/13.8 kV | m:Q:bushv in Mvar | 1.4403 | ElmTr3
2031 | 2031_DzMD_GzMD_Dp00_Gp00 | Caso Base | All generators | 0.97 | cap | Victoria 115/33/13.8 kV | m:Q:bushv in Mvar | 1.4403 | ElmTr3
2031 | 2031_DzMD_GzMD_Dp00_Gp00 | Caso Base | All generators | 0.98 | cap | Victoria 115/33/13.8 kV | m:Q:bushv in Mvar | 1.4403 | ElmTr3
2031 | 2031_DzMD_GzMD_Dp00_Gp00 | Caso Base | All generators | 0.99 | cap | Victoria 115/33/13.8 kV | m:Q:bushv in Mvar | 1.4403 | ElmTr3
2031 | 2031_DzMD_GzMD_Dp00_Gp00 | Caso Base | All generators | 1 | cap | Victoria 115/33/13.8 kV | m:Q:bushv in Mvar | 1.4403 | ElmTr3
2031 | 2031_DzMD_GzMD_Dp00_Gp00 | Caso Base | All generators | 0.9 | cap | Victoria 115/33/13.8 kV | m:cosphi:bushv | 0.97893 | ElmTr3
2031 | 2031_DzMD_GzMD_Dp00_Gp00 | Caso Base | All generators | 0.91 | cap | Victoria 115/33/13.8 kV | m:cosphi:bushv | 0.97893 | ElmTr3
2031 | 2031_DzMD_GzMD_Dp00_Gp00 | Caso Base | All generators | 0.92 | cap | Victoria 115/33/13.8 kV | m:cosphi:bushv | 0.97893 | ElmTr3
2031 | 2031_DzMD_GzMD_Dp00_Gp00 | Caso Base | All generators | 0.93 | cap | Victoria 115/33/13.8 kV | m:cosphi:bushv | 0.97893 | ElmTr3
2031 | 2031_DzMD_GzMD_Dp00_Gp00 | Caso Base | All generators | 0.94 | cap | Victoria 115/33/13.8 kV | m:cosphi:bushv | 0.97893 | ElmTr3
2031 | 2031_DzMD_GzMD_Dp00_Gp00 | Caso Base | All generators | 0.95 | cap | Victoria 115/33/13.8 kV | m:cosphi:bushv | 0.97893 | ElmTr3
2031 | 2031_DzMD_GzMD_Dp00_Gp00 | Caso Base | All generators | 0.96 | cap | Victoria 115/33/13.8 kV | m:cosphi:bushv | 0.97893 | ElmTr3
2031 | 2031_DzMD_GzMD_Dp00_Gp00 | Caso Base | All generators | 0.97 | cap | Victoria 115/33/13.8 kV | m:cosphi:bushv | 0.97893 | ElmTr3
2031 | 2031_DzMD_GzMD_Dp00_Gp00 | Caso Base | All generators | 0.98 | cap | Victoria 115/33/13.8 kV | m:cosphi:bushv | 0.97893 | ElmTr3
2031 | 2031_DzMD_GzMD_Dp00_Gp00 | Caso Base | All generators | 0.99 | cap | Victoria 115/33/13.8 kV | m:cosphi:bushv | 0.97893 | ElmTr3
2031 | 2031_DzMD_GzMD_Dp00_Gp00 | Caso Base | All generators | 1 | cap | Victoria 115/33/13.8 kV | m:cosphi:bushv | 0.97893 | ElmTr3
2031 | 2031_DzMD_GzMD_Dp00_Gp00 | Caso Base | All generators | 0.9 | ind | Dorada - Magdalena 115 kV | m:P:bus1 in MW | 82.8604 | ElmLne
2031 | 2031_DzMD_GzMD_Dp00_Gp00 | Caso Base | All generators | 0.91 | ind | Dorada - Magdalena 115 kV | m:P:bus1 in MW | 82.8604 | ElmLne
2031 | 2031_DzMD_GzMD_Dp00_Gp00 | Caso Base | All generators | 0.92 | ind | Dorada - Magdalena 115 kV | m:P:bus1 in MW | 82.8604 | ElmLne
2031 | 2031_DzMD_GzMD_Dp00_Gp00 | Caso Base | All generators | 0.93 | ind | Dorada - Magdalena 115 kV | m:P:bus1 in MW | 82.8604 | ElmLne
2031 | 2031_DzMD_GzMD_Dp00_Gp00 | Caso Base | All generators | 0.94 | ind | Dorada - Magdalena 115 kV | m:P:bus1 in MW | 82.8604 | ElmLne
2031 | 2031_DzMD_GzMD_Dp00_Gp00 | Caso Base | All generators | 0.95 | ind | Dorada - Magdalena 115 kV | m:P:bus1 in MW | 82.8604 | ElmLne
2031 | 2031_DzMD_GzMD_Dp00_Gp00 | Caso Base | All generators | 0.96 | ind | Dorada - Magdalena 115 kV | m:P:bus1 in MW | 82.8604 | ElmLne
2031 | 2031_DzMD_GzMD_Dp00_Gp00 | Caso Base | All generators | 0.97 | ind | Dorada - Magdalena 115 kV | m:P:bus1 in MW | 82.8604 | ElmLne
2031 | 2031_DzMD_GzMD_Dp00_Gp00 | Caso Base | All generators | 0.98 | ind | Dorada - Magdalena 115 kV | m:P:bus1 in MW | 82.8604 | ElmLne
2031 | 2031_DzMD_GzMD_Dp00_Gp00 | Caso Base | All generators | 0.99 | ind | Dorada - Magdalena 115 kV | m:P:bus1 in MW | 82.8604 | ElmLne
2031 | 2031_DzMD_GzMD_Dp00_Gp00 | Caso Base | All generators | 1 | ind | Dorada - Magdalena 115 kV | m:P:bus1 in MW | 82.8604 | ElmLne
2031 | 2031_DzMD_GzMD_Dp00_Gp00 | Caso Base | All generators | 0.9 | ind | Dorada - Magdalena 115 kV | m:P:bus2 in MW | -82.5006 | ElmLne
2031 | 2031_DzMD_GzMD_Dp00_Gp00 | Caso Base | All generators | 0.91 | ind | Dorada - Magdalena 115 kV | m:P:bus2 in MW | -82.5006 | ElmLne
2031 | 2031_DzMD_GzMD_Dp00_Gp00 | Caso Base | All generators | 0.92 | ind | Dorada - Magdalena 115 kV | m:P:bus2 in MW | -82.5006 | ElmLne
2031 | 2031_DzMD_GzMD_Dp00_Gp00 | Caso Base | All generators | 0.93 | ind | Dorada - Magdalena 115 kV | m:P:bus2 in MW | -82.5006 | ElmLne
2031 | 2031_DzMD_GzMD_Dp00_Gp00 | Caso Base | All generators | 0.94 | ind | Dorada - Magdalena 115 kV | m:P:bus2 in MW | -82.5006 | ElmLne
2031 | 2031_DzMD_GzMD_Dp00_Gp00 | Caso Base | All generators | 0.95 | ind | Dorada - Magdalena 115 kV | m:P:bus2 in MW | -82.5006 | ElmLne
2031 | 2031_DzMD_GzMD_Dp00_Gp00 | Caso Base | All generators | 0.96 | ind | Dorada - Magdalena 115 kV | m:P:bus2 in MW | -82.5006 | ElmLne
2031 | 2031_DzMD_GzMD_Dp00_Gp00 | Caso Base | All generators | 0.97 | ind | Dorada - Magdalena 115 kV | m:P:bus2 in MW | -82.5006 | ElmLne
2031 | 2031_DzMD_GzMD_Dp00_Gp00 | Caso Base | All generators | 0.98 | ind | Dorada - Magdalena 115 kV | m:P:bus2 in MW | -82.5006 | ElmLne
2031 | 2031_DzMD_GzMD_Dp00_Gp00 | Caso Base | All generators | 0.99 | ind | Dorada - Magdalena 115 kV | m:P:bus2 in MW | -82.5006 | ElmLne
2031 | 2031_DzMD_GzMD_Dp00_Gp00 | Caso Base | All generators | 1 | ind | Dorada - Magdalena 115 kV | m:P:bus2 in MW | -82.5006 | ElmLne
2031 | 2031_DzMD_GzMD_Dp00_Gp00 | Caso Base | All generators | 0.9 | ind | Dorada - Magdalena 115 kV | m:Q:bus1 in Mvar | -6.4754 | ElmLne
2031 | 2031_DzMD_GzMD_Dp00_Gp00 | Caso Base | All generators | 0.91 | ind | Dorada - Magdalena 115 kV | m:Q:bus1 in Mvar | -6.4754 | ElmLne
2031 | 2031_DzMD_GzMD_Dp00_Gp00 | Caso Base | All generators | 0.92 | ind | Dorada - Magdalena 115 kV | m:Q:bus1 in Mvar | -6.4754 | ElmLne
2031 | 2031_DzMD_GzMD_Dp00_Gp00 | Caso Base | All generators | 0.93 | ind | Dorada - Magdalena 115 kV | m:Q:bus1 in Mvar | -6.4754 | ElmLne
2031 | 2031_DzMD_GzMD_Dp00_Gp00 | Caso Base | All generators | 0.94 | ind | Dorada - Magdalena 115 kV | m:Q:bus1 in Mvar | -6.4754 | ElmLne
2031 | 2031_DzMD_GzMD_Dp00_Gp00 | Caso Base | All generators | 0.95 | ind | Dorada - Magdalena 115 kV | m:Q:bus1 in Mvar | -6.4754 | ElmLne
2031 | 2031_DzMD_GzMD_Dp00_Gp00 | Caso Base | All generators | 0.96 | ind | Dorada - Magdalena 115 kV | m:Q:bus1 in Mvar | -6.4754 | ElmLne
2031 | 2031_DzMD_GzMD_Dp00_Gp00 | Caso Base | All generators | 0.97 | ind | Dorada - Magdalena 115 kV | m:Q:bus1 in Mvar | -6.4754 | ElmLne
2031 | 2031_DzMD_GzMD_Dp00_Gp00 | Caso Base | All generators | 0.98 | ind | Dorada - Magdalena 115 kV | m:Q:bus1 in Mvar | -6.4754 | ElmLne
2031 | 2031_DzMD_GzMD_Dp00_Gp00 | Caso Base | All generators | 0.99 | ind | Dorada - Magdalena 115 kV | m:Q:bus1 in Mvar | -6.4754 | ElmLne
2031 | 2031_DzMD_GzMD_Dp00_Gp00 | Caso Base | All generators | 1 | ind | Dorada - Magdalena 115 kV | m:Q:bus1 in Mvar | -6.4754 | ElmLne
2031 | 2031_DzMD_GzMD_Dp00_Gp00 | Caso Base | All generators | 0.9 | ind | Dorada - Magdalena 115 kV | m:Q:bus2 in Mvar | 7.8889 | ElmLne
2031 | 2031_DzMD_GzMD_Dp00_Gp00 | Caso Base | All generators | 0.91 | ind | Dorada - Magdalena 115 kV | m:Q:bus2 in Mvar | 7.8889 | ElmLne
2031 | 2031_DzMD_GzMD_Dp00_Gp00 | Caso Base | All generators | 0.92 | ind | Dorada - Magdalena 115 kV | m:Q:bus2 in Mvar | 7.8889 | ElmLne
2031 | 2031_DzMD_GzMD_Dp00_Gp00 | Caso Base | All generators | 0.93 | ind | Dorada - Magdalena 115 kV | m:Q:bus2 in Mvar | 7.8889 | ElmLne
2031 | 2031_DzMD_GzMD_Dp00_Gp00 | Caso Base | All generators | 0.94 | ind | Dorada - Magdalena 115 kV | m:Q:bus2 in Mvar | 7.8889 | ElmLne
2031 | 2031_DzMD_GzMD_Dp00_Gp00 | Caso Base | All generators | 0.95 | ind | Dorada - Magdalena 115 kV | m:Q:bus2 in Mvar | 7.8889 | ElmLne
2031 | 2031_DzMD_GzMD_Dp00_Gp00 | Caso Base | All generators | 0.96 | ind | Dorada - Magdalena 115 kV | m:Q:bus2 in Mvar | 7.8889 | ElmLne
2031 | 2031_DzMD_GzMD_Dp00_Gp00 | Caso Base | All generators | 0.97 | ind | Dorada - Magdalena 115 kV | m:Q:bus2 in Mvar | 7.8889 | ElmLne
2031 | 2031_DzMD_GzMD_Dp00_Gp00 | Caso Base | All generators | 0.98 | ind | Dorada - Magdalena 115 kV | m:Q:bus2 in Mvar | 7.8889 | ElmLne
2031 | 2031_DzMD_GzMD_Dp00_Gp00 | Caso Base | All generators | 0.99 | ind | Dorada - Magdalena 115 kV | m:Q:bus2 in Mvar | 7.8889 | ElmLne
2031 | 2031_DzMD_GzMD_Dp00_Gp00 | Caso Base | All generators | 1 | ind | Dorada - Magdalena 115 kV | m:Q:bus2 in Mvar | 7.8889 | ElmLne
2031 | 2031_DzMD_GzMD_Dp00_Gp00 | Caso Base | All generators | 0.9 | ind | Dorada - Magdalena 115 kV | m:cosphi:bus1 | 0.99696 | ElmLne
2031 | 2031_DzMD_GzMD_Dp00_Gp00 | Caso Base | All generators | 0.91 | ind | Dorada - Magdalena 115 kV | m:cosphi:bus1 | 0.99696 | ElmLne
2031 | 2031_DzMD_GzMD_Dp00_Gp00 | Caso Base | All generators | 0.92 | ind | Dorada - Magdalena 115 kV | m:cosphi:bus1 | 0.99696 | ElmLne
2031 | 2031_DzMD_GzMD_Dp00_Gp00 | Caso Base | All generators | 0.93 | ind | Dorada - Magdalena 115 kV | m:cosphi:bus1 | 0.99696 | ElmLne
2031 | 2031_DzMD_GzMD_Dp00_Gp00 | Caso Base | All generators | 0.94 | ind | Dorada - Magdalena 115 kV | m:cosphi:bus1 | 0.99696 | ElmLne
2031 | 2031_DzMD_GzMD_Dp00_Gp00 | Caso Base | All generators | 0.95 | ind | Dorada - Magdalena 115 kV | m:cosphi:bus1 | 0.99696 | ElmLne
2031 | 2031_DzMD_GzMD_Dp00_Gp00 | Caso Base | All generators | 0.96 | ind | Dorada - Magdalena 115 kV | m:cosphi:bus1 | 0.99696 | ElmLne
2031 | 2031_DzMD_GzMD_Dp00_Gp00 | Caso Base | All generators | 0.97 | ind | Dorada - Magdalena 115 kV | m:cosphi:bus1 | 0.99696 | ElmLne
2031 | 2031_DzMD_GzMD_Dp00_Gp00 | Caso Base | All generators | 0.98 | ind | Dorada - Magdalena 115 kV | m:cosphi:bus1 | 0.99696 | ElmLne
2031 | 2031_DzMD_GzMD_Dp00_Gp00 | Caso Base | All generators | 0.99 | ind | Dorada - Magdalena 115 kV | m:cosphi:bus1 | 0.99696 | ElmLne
2031 | 2031_DzMD_GzMD_Dp00_Gp00 | Caso Base | All generators | 1 | ind | Dorada - Magdalena 115 kV | m:cosphi:bus1 | 0.99696 | ElmLne
2031 | 2031_DzMD_GzMD_Dp00_Gp00 | Caso Base | All generators | 0.9 | ind | Dorada - Magdalena 115 kV | m:cosphi:bus2 | -0.99546 | ElmLne
2031 | 2031_DzMD_GzMD_Dp00_Gp00 | Caso Base | All generators | 0.91 | ind | Dorada - Magdalena 115 kV | m:cosphi:bus2 | -0.99546 | ElmLne
2031 | 2031_DzMD_GzMD_Dp00_Gp00 | Caso Base | All generators | 0.92 | ind | Dorada - Magdalena 115 kV | m:cosphi:bus2 | -0.99546 | ElmLne
2031 | 2031_DzMD_GzMD_Dp00_Gp00 | Caso Base | All generators | 0.93 | ind | Dorada - Magdalena 115 kV | m:cosphi:bus2 | -0.99546 | ElmLne
2031 | 2031_DzMD_GzMD_Dp00_Gp00 | Caso Base | All generators | 0.94 | ind | Dorada - Magdalena 115 kV | m:cosphi:bus2 | -0.99546 | ElmLne
2031 | 2031_DzMD_GzMD_Dp00_Gp00 | Caso Base | All generators | 0.95 | ind | Dorada - Magdalena 115 kV | m:cosphi:bus2 | -0.99546 | ElmLne
2031 | 2031_DzMD_GzMD_Dp00_Gp00 | Caso Base | All generators | 0.96 | ind | Dorada - Magdalena 115 kV | m:cosphi:bus2 | -0.99546 | ElmLne
2031 | 2031_DzMD_GzMD_Dp00_Gp00 | Caso Base | All generators | 0.97 | ind | Dorada - Magdalena 115 kV | m:cosphi:bus2 | -0.99546 | ElmLne
2031 | 2031_DzMD_GzMD_Dp00_Gp00 | Caso Base | All generators | 0.98 | ind | Dorada - Magdalena 115 kV | m:cosphi:bus2 | -0.99546 | ElmLne
2031 | 2031_DzMD_GzMD_Dp00_Gp00 | Caso Base | All generators | 0.99 | ind | Dorada - Magdalena 115 kV | m:cosphi:bus2 | -0.99546 | ElmLne
2031 | 2031_DzMD_GzMD_Dp00_Gp00 | Caso Base | All generators | 1 | ind | Dorada - Magdalena 115 kV | m:cosphi:bus2 | -0.99546 | ElmLne
2031 | 2031_DzMD_GzMD_Dp00_Gp00 | Caso Base | All generators | 0.9 | ind | Mariquita - Victoria 2 115 | m:P:bus1 in MW | -11.987 | ElmLne
2031 | 2031_DzMD_GzMD_Dp00_Gp00 | Caso Base | All generators | 0.91 | ind | Mariquita - Victoria 2 115 | m:P:bus1 in MW | -11.987 | ElmLne
2031 | 2031_DzMD_GzMD_Dp00_Gp00 | Caso Base | All generators | 0.92 | ind | Mariquita - Victoria 2 115 | m:P:bus1 in MW | -11.987 | ElmLne
2031 | 2031_DzMD_GzMD_Dp00_Gp00 | Caso Base | All generators | 0.93 | ind | Mariquita - Victoria 2 115 | m:P:bus1 in MW | -11.987 | ElmLne
2031 | 2031_DzMD_GzMD_Dp00_Gp00 | Caso Base | All generators | 0.94 | ind | Mariquita - Victoria 2 115 | m:P:bus1 in MW | -11.987 | ElmLne
2031 | 2031_DzMD_GzMD_Dp00_Gp00 | Caso Base | All generators | 0.95 | ind | Mariquita - Victoria 2 115 | m:P:bus1 in MW | -11.987 | ElmLne
2031 | 2031_DzMD_GzMD_Dp00_Gp00 | Caso Base | All generators | 0.96 | ind | Mariquita - Victoria 2 115 | m:P:bus1 in MW | -11.987 | ElmLne
2031 | 2031_DzMD_GzMD_Dp00_Gp00 | Caso Base | All generators | 0.97 | ind | Mariquita - Victoria 2 115 | m:P:bus1 in MW | -11.987 | ElmLne
2031 | 2031_DzMD_GzMD_Dp00_Gp00 | Caso Base | All generators | 0.98 | ind | Mariquita - Victoria 2 115 | m:P:bus1 in MW | -11.987 | ElmLne
2031 | 2031_DzMD_GzMD_Dp00_Gp00 | Caso Base | All generators | 0.99 | ind | Mariquita - Victoria 2 115 | m:P:bus1 in MW | -11.987 | ElmLne
2031 | 2031_DzMD_GzMD_Dp00_Gp00 | Caso Base | All generators | 1 | ind | Mariquita - Victoria 2 115 | m:P:bus1 in MW | -11.987 | ElmLne
2031 | 2031_DzMD_GzMD_Dp00_Gp00 | Caso Base | All generators | 0.9 | ind | Mariquita - Victoria 2 115 | m:P:bus2 in MW | 12.0174 | ElmLne
2031 | 2031_DzMD_GzMD_Dp00_Gp00 | Caso Base | All generators | 0.91 | ind | Mariquita - Victoria 2 115 | m:P:bus2 in MW | 12.0174 | ElmLne
2031 | 2031_DzMD_GzMD_Dp00_Gp00 | Caso Base | All generators | 0.92 | ind | Mariquita - Victoria 2 115 | m:P:bus2 in MW | 12.0174 | ElmLne
2031 | 2031_DzMD_GzMD_Dp00_Gp00 | Caso Base | All generators | 0.93 | ind | Mariquita - Victoria 2 115 | m:P:bus2 in MW | 12.0174 | ElmLne
2031 | 2031_DzMD_GzMD_Dp00_Gp00 | Caso Base | All generators | 0.94 | ind | Mariquita - Victoria 2 115 | m:P:bus2 in MW | 12.0174 | ElmLne
2031 | 2031_DzMD_GzMD_Dp00_Gp00 | Caso Base | All generators | 0.95 | ind | Mariquita - Victoria 2 115 | m:P:bus2 in MW | 12.0174 | ElmLne
2031 | 2031_DzMD_GzMD_Dp00_Gp00 | Caso Base | All generators | 0.96 | ind | Mariquita - Victoria 2 115 | m:P:bus2 in MW | 12.0174 | ElmLne
2031 | 2031_DzMD_GzMD_Dp00_Gp00 | Caso Base | All generators | 0.97 | ind | Mariquita - Victoria 2 115 | m:P:bus2 in MW | 12.0174 | ElmLne
2031 | 2031_DzMD_GzMD_Dp00_Gp00 | Caso Base | All generators | 0.98 | ind | Mariquita - Victoria 2 115 | m:P:bus2 in MW | 12.0174 | ElmLne
2031 | 2031_DzMD_GzMD_Dp00_Gp00 | Caso Base | All generators | 0.99 | ind | Mariquita - Victoria 2 115 | m:P:bus2 in MW | 12.0174 | ElmLne
2031 | 2031_DzMD_GzMD_Dp00_Gp00 | Caso Base | All generators | 1 | ind | Mariquita - Victoria 2 115 | m:P:bus2 in MW | 12.0174 | ElmLne
2031 | 2031_DzMD_GzMD_Dp00_Gp00 | Caso Base | All generators | 0.9 | ind | Mariquita - Victoria 2 115 | m:Q:bus1 in Mvar | -0.6237 | ElmLne
2031 | 2031_DzMD_GzMD_Dp00_Gp00 | Caso Base | All generators | 0.91 | ind | Mariquita - Victoria 2 115 | m:Q:bus1 in Mvar | -0.6237 | ElmLne
2031 | 2031_DzMD_GzMD_Dp00_Gp00 | Caso Base | All generators | 0.92 | ind | Mariquita - Victoria 2 115 | m:Q:bus1 in Mvar | -0.6237 | ElmLne
2031 | 2031_DzMD_GzMD_Dp00_Gp00 | Caso Base | All generators | 0.93 | ind | Mariquita - Victoria 2 115 | m:Q:bus1 in Mvar | -0.6237 | ElmLne
2031 | 2031_DzMD_GzMD_Dp00_Gp00 | Caso Base | All generators | 0.94 | ind | Mariquita - Victoria 2 115 | m:Q:bus1 in Mvar | -0.6237 | ElmLne
2031 | 2031_DzMD_GzMD_Dp00_Gp00 | Caso Base | All generators | 0.95 | ind | Mariquita - Victoria 2 115 | m:Q:bus1 in Mvar | -0.6237 | ElmLne
2031 | 2031_DzMD_GzMD_Dp00_Gp00 | Caso Base | All generators | 0.96 | ind | Mariquita - Victoria 2 115 | m:Q:bus1 in Mvar | -0.6237 | ElmLne
2031 | 2031_DzMD_GzMD_Dp00_Gp00 | Caso Base | All generators | 0.97 | ind | Mariquita - Victoria 2 115 | m:Q:bus1 in Mvar | -0.6237 | ElmLne
2031 | 2031_DzMD_GzMD_Dp00_Gp00 | Caso Base | All generators | 0.98 | ind | Mariquita - Victoria 2 115 | m:Q:bus1 in Mvar | -0.6237 | ElmLne
2031 | 2031_DzMD_GzMD_Dp00_Gp00 | Caso Base | All generators | 0.99 | ind | Mariquita - Victoria 2 115 | m:Q:bus1 in Mvar | -0.6237 | ElmLne
2031 | 2031_DzMD_GzMD_Dp00_Gp00 | Caso Base | All generators | 1 | ind | Mariquita - Victoria 2 115 | m:Q:bus1 in Mvar | -0.6237 | ElmLne
2031 | 2031_DzMD_GzMD_Dp00_Gp00 | Caso Base | All generators | 0.9 | ind | Mariquita - Victoria 2 115 | m:Q:bus2 in Mvar | 0.041018 | ElmLne
2031 | 2031_DzMD_GzMD_Dp00_Gp00 | Caso Base | All generators | 0.91 | ind | Mariquita - Victoria 2 115 | m:Q:bus2 in Mvar | 0.041018 | ElmLne
2031 | 2031_DzMD_GzMD_Dp00_Gp00 | Caso Base | All generators | 0.92 | ind | Mariquita - Victoria 2 115 | m:Q:bus2 in Mvar | 0.041018 | ElmLne
2031 | 2031_DzMD_GzMD_Dp00_Gp00 | Caso Base | All generators | 0.93 | ind | Mariquita - Victoria 2 115 | m:Q:bus2 in Mvar | 0.041018 | ElmLne
2031 | 2031_DzMD_GzMD_Dp00_Gp00 | Caso Base | All generators | 0.94 | ind | Mariquita - Victoria 2 115 | m:Q:bus2 in Mvar | 0.041018 | ElmLne
2031 | 2031_DzMD_GzMD_Dp00_Gp00 | Caso Base | All generators | 0.95 | ind | Mariquita - Victoria 2 115 | m:Q:bus2 in Mvar | 0.041018 | ElmLne
2031 | 2031_DzMD_GzMD_Dp00_Gp00 | Caso Base | All generators | 0.96 | ind | Mariquita - Victoria 2 115 | m:Q:bus2 in Mvar | 0.041018 | ElmLne
2031 | 2031_DzMD_GzMD_Dp00_Gp00 | Caso Base | All generators | 0.97 | ind | Mariquita - Victoria 2 115 | m:Q:bus2 in Mvar | 0.041018 | ElmLne
2031 | 2031_DzMD_GzMD_Dp00_Gp00 | Caso Base | All generators | 0.98 | ind | Mariquita - Victoria 2 115 | m:Q:bus2 in Mvar | 0.041018 | ElmLne
2031 | 2031_DzMD_GzMD_Dp00_Gp00 | Caso Base | All generators | 0.99 | ind | Mariquita - Victoria 2 115 | m:Q:bus2 in Mvar | 0.041018 | ElmLne
2031 | 2031_DzMD_GzMD_Dp00_Gp00 | Caso Base | All generators | 1 | ind | Mariquita - Victoria 2 115 | m:Q:bus2 in Mvar | 0.041018 | ElmLne
2031 | 2031_DzMD_GzMD_Dp00_Gp00 | Caso Base | All generators | 0.9 | ind | Mariquita - Victoria 2 115 | m:cosphi:bus1 | -0.99865 | ElmLne
2031 | 2031_DzMD_GzMD_Dp00_Gp00 | Caso Base | All generators | 0.91 | ind | Mariquita - Victoria 2 115 | m:cosphi:bus1 | -0.99865 | ElmLne
2031 | 2031_DzMD_GzMD_Dp00_Gp00 | Caso Base | All generators | 0.92 | ind | Mariquita - Victoria 2 115 | m:cosphi:bus1 | -0.99865 | ElmLne
2031 | 2031_DzMD_GzMD_Dp00_Gp00 | Caso Base | All generators | 0.93 | ind | Mariquita - Victoria 2 115 | m:cosphi:bus1 | -0.99865 | ElmLne
2031 | 2031_DzMD_GzMD_Dp00_Gp00 | Caso Base | All generators | 0.94 | ind | Mariquita - Victoria 2 115 | m:cosphi:bus1 | -0.99865 | ElmLne
2031 | 2031_DzMD_GzMD_Dp00_Gp00 | Caso Base | All generators | 0.95 | ind | Mariquita - Victoria 2 115 | m:cosphi:bus1 | -0.99865 | ElmLne
2031 | 2031_DzMD_GzMD_Dp00_Gp00 | Caso Base | All generators | 0.96 | ind | Mariquita - Victoria 2 115 | m:cosphi:bus1 | -0.99865 | ElmLne
2031 | 2031_DzMD_GzMD_Dp00_Gp00 | Caso Base | All generators | 0.97 | ind | Mariquita - Victoria 2 115 | m:cosphi:bus1 | -0.99865 | ElmLne
2031 | 2031_DzMD_GzMD_Dp00_Gp00 | Caso Base | All generators | 0.98 | ind | Mariquita - Victoria 2 115 | m:cosphi:bus1 | -0.99865 | ElmLne
2031 | 2031_DzMD_GzMD_Dp00_Gp00 | Caso Base | All generators | 0.99 | ind | Mariquita - Victoria 2 115 | m:cosphi:bus1 | -0.99865 | ElmLne
2031 | 2031_DzMD_GzMD_Dp00_Gp00 | Caso Base | All generators | 1 | ind | Mariquita - Victoria 2 115 | m:cosphi:bus1 | -0.99865 | ElmLne
2031 | 2031_DzMD_GzMD_Dp00_Gp00 | Caso Base | All generators | 0.9 | ind | Mariquita - Victoria 2 115 | m:cosphi:bus2 | 0.99999 | ElmLne
2031 | 2031_DzMD_GzMD_Dp00_Gp00 | Caso Base | All generators | 0.91 | ind | Mariquita - Victoria 2 115 | m:cosphi:bus2 | 0.99999 | ElmLne
2031 | 2031_DzMD_GzMD_Dp00_Gp00 | Caso Base | All generators | 0.92 | ind | Mariquita - Victoria 2 115 | m:cosphi:bus2 | 0.99999 | ElmLne
2031 | 2031_DzMD_GzMD_Dp00_Gp00 | Caso Base | All generators | 0.93 | ind | Mariquita - Victoria 2 115 | m:cosphi:bus2 | 0.99999 | ElmLne
2031 | 2031_DzMD_GzMD_Dp00_Gp00 | Caso Base | All generators | 0.94 | ind | Mariquita - Victoria 2 115 | m:cosphi:bus2 | 0.99999 | ElmLne
2031 | 2031_DzMD_GzMD_Dp00_Gp00 | Caso Base | All generators | 0.95 | ind | Mariquita - Victoria 2 115 | m:cosphi:bus2 | 0.99999 | ElmLne
2031 | 2031_DzMD_GzMD_Dp00_Gp00 | Caso Base | All generators | 0.96 | ind | Mariquita - Victoria 2 115 | m:cosphi:bus2 | 0.99999 | ElmLne
2031 | 2031_DzMD_GzMD_Dp00_Gp00 | Caso Base | All generators | 0.97 | ind | Mariquita - Victoria 2 115 | m:cosphi:bus2 | 0.99999 | ElmLne
2031 | 2031_DzMD_GzMD_Dp00_Gp00 | Caso Base | All generators | 0.98 | ind | Mariquita - Victoria 2 115 | m:cosphi:bus2 | 0.99999 | ElmLne
2031 | 2031_DzMD_GzMD_Dp00_Gp00 | Caso Base | All generators | 0.99 | ind | Mariquita - Victoria 2 115 | m:cosphi:bus2 | 0.99999 | ElmLne
2031 | 2031_DzMD_GzMD_Dp00_Gp00 | Caso Base | All generators | 1 | ind | Mariquita - Victoria 2 115 | m:cosphi:bus2 | 0.99999 | ElmLne
2031 | 2031_DzMD_GzMD_Dp00_Gp00 | Caso Base | All generators | 0.9 | ind | Dorada 115/33/13.8 kV | m:P:bushv in MW | -1.6998 | ElmTr3
2031 | 2031_DzMD_GzMD_Dp00_Gp00 | Caso Base | All generators | 0.91 | ind | Dorada 115/33/13.8 kV | m:P:bushv in MW | -1.6998 | ElmTr3
2031 | 2031_DzMD_GzMD_Dp00_Gp00 | Caso Base | All generators | 0.92 | ind | Dorada 115/33/13.8 kV | m:P:bushv in MW | -1.6998 | ElmTr3
2031 | 2031_DzMD_GzMD_Dp00_Gp00 | Caso Base | All generators | 0.93 | ind | Dorada 115/33/13.8 kV | m:P:bushv in MW | -1.6998 | ElmTr3
2031 | 2031_DzMD_GzMD_Dp00_Gp00 | Caso Base | All generators | 0.94 | ind | Dorada 115/33/13.8 kV | m:P:bushv in MW | -1.6998 | ElmTr3
2031 | 2031_DzMD_GzMD_Dp00_Gp00 | Caso Base | All generators | 0.95 | ind | Dorada 115/33/13.8 kV | m:P:bushv in MW | -1.6998 | ElmTr3
2031 | 2031_DzMD_GzMD_Dp00_Gp00 | Caso Base | All generators | 0.96 | ind | Dorada 115/33/13.8 kV | m:P:bushv in MW | -1.6998 | ElmTr3
2031 | 2031_DzMD_GzMD_Dp00_Gp00 | Caso Base | All generators | 0.97 | ind | Dorada 115/33/13.8 kV | m:P:bushv in MW | -1.6998 | ElmTr3
2031 | 2031_DzMD_GzMD_Dp00_Gp00 | Caso Base | All generators | 0.98 | ind | Dorada 115/33/13.8 kV | m:P:bushv in MW | -1.6998 | ElmTr3
2031 | 2031_DzMD_GzMD_Dp00_Gp00 | Caso Base | All generators | 0.99 | ind | Dorada 115/33/13.8 kV | m:P:bushv in MW | -1.6998 | ElmTr3
2031 | 2031_DzMD_GzMD_Dp00_Gp00 | Caso Base | All generators | 1 | ind | Dorada 115/33/13.8 kV | m:P:bushv in MW | -1.6998 | ElmTr3
2031 | 2031_DzMD_GzMD_Dp00_Gp00 | Caso Base | All generators | 0.9 | ind | Dorada 115/33/13.8 kV | m:Q:bushv in Mvar | 5.256 | ElmTr3
2031 | 2031_DzMD_GzMD_Dp00_Gp00 | Caso Base | All generators | 0.91 | ind | Dorada 115/33/13.8 kV | m:Q:bushv in Mvar | 5.256 | ElmTr3
2031 | 2031_DzMD_GzMD_Dp00_Gp00 | Caso Base | All generators | 0.92 | ind | Dorada 115/33/13.8 kV | m:Q:bushv in Mvar | 5.256 | ElmTr3
2031 | 2031_DzMD_GzMD_Dp00_Gp00 | Caso Base | All generators | 0.93 | ind | Dorada 115/33/13.8 kV | m:Q:bushv in Mvar | 5.256 | ElmTr3
2031 | 2031_DzMD_GzMD_Dp00_Gp00 | Caso Base | All generators | 0.94 | ind | Dorada 115/33/13.8 kV | m:Q:bushv in Mvar | 5.256 | ElmTr3
2031 | 2031_DzMD_GzMD_Dp00_Gp00 | Caso Base | All generators | 0.95 | ind | Dorada 115/33/13.8 kV | m:Q:bushv in Mvar | 5.256 | ElmTr3
2031 | 2031_DzMD_GzMD_Dp00_Gp00 | Caso Base | All generators | 0.96 | ind | Dorada 115/33/13.8 kV | m:Q:bushv in Mvar | 5.256 | ElmTr3
2031 | 2031_DzMD_GzMD_Dp00_Gp00 | Caso Base | All generators | 0.97 | ind | Dorada 115/33/13.8 kV | m:Q:bushv in Mvar | 5.256 | ElmTr3
2031 | 2031_DzMD_GzMD_Dp00_Gp00 | Caso Base | All generators | 0.98 | ind | Dorada 115/33/13.8 kV | m:Q:bushv in Mvar | 5.256 | ElmTr3
2031 | 2031_DzMD_GzMD_Dp00_Gp00 | Caso Base | All generators | 0.99 | ind | Dorada 115/33/13.8 kV | m:Q:bushv in Mvar | 5.256 | ElmTr3
2031 | 2031_DzMD_GzMD_Dp00_Gp00 | Caso Base | All generators | 1 | ind | Dorada 115/33/13.8 kV | m:Q:bushv in Mvar | 5.256 | ElmTr3
2031 | 2031_DzMD_GzMD_Dp00_Gp00 | Caso Base | All generators | 0.9 | ind | Dorada 115/33/13.8 kV | m:cosphi:bushv | -0.30771 | ElmTr3
2031 | 2031_DzMD_GzMD_Dp00_Gp00 | Caso Base | All generators | 0.91 | ind | Dorada 115/33/13.8 kV | m:cosphi:bushv | -0.30771 | ElmTr3
2031 | 2031_DzMD_GzMD_Dp00_Gp00 | Caso Base | All generators | 0.92 | ind | Dorada 115/33/13.8 kV | m:cosphi:bushv | -0.30771 | ElmTr3
2031 | 2031_DzMD_GzMD_Dp00_Gp00 | Caso Base | All generators | 0.93 | ind | Dorada 115/33/13.8 kV | m:cosphi:bushv | -0.30771 | ElmTr3
2031 | 2031_DzMD_GzMD_Dp00_Gp00 | Caso Base | All generators | 0.94 | ind | Dorada 115/33/13.8 kV | m:cosphi:bushv | -0.30771 | ElmTr3
2031 | 2031_DzMD_GzMD_Dp00_Gp00 | Caso Base | All generators | 0.95 | ind | Dorada 115/33/13.8 kV | m:cosphi:bushv | -0.30771 | ElmTr3
2031 | 2031_DzMD_GzMD_Dp00_Gp00 | Caso Base | All generators | 0.96 | ind | Dorada 115/33/13.8 kV | m:cosphi:bushv | -0.30771 | ElmTr3
2031 | 2031_DzMD_GzMD_Dp00_Gp00 | Caso Base | All generators | 0.97 | ind | Dorada 115/33/13.8 kV | m:cosphi:bushv | -0.30771 | ElmTr3
2031 | 2031_DzMD_GzMD_Dp00_Gp00 | Caso Base | All generators | 0.98 | ind | Dorada 115/33/13.8 kV | m:cosphi:bushv | -0.30771 | ElmTr3
2031 | 2031_DzMD_GzMD_Dp00_Gp00 | Caso Base | All generators | 0.99 | ind | Dorada 115/33/13.8 kV | m:cosphi:bushv | -0.30771 | ElmTr3
2031 | 2031_DzMD_GzMD_Dp00_Gp00 | Caso Base | All generators | 1 | ind | Dorada 115/33/13.8 kV | m:cosphi:bushv | -0.30771 | ElmTr3
2031 | 2031_DzMD_GzMD_Dp00_Gp00 | Caso Base | All generators | 0.9 | ind | Manzanares 115/33/13.8 kV | m:P:bushv in MW | -0.60469 | ElmTr3
2031 | 2031_DzMD_GzMD_Dp00_Gp00 | Caso Base | All generators | 0.91 | ind | Manzanares 115/33/13.8 kV | m:P:bushv in MW | -0.60469 | ElmTr3
2031 | 2031_DzMD_GzMD_Dp00_Gp00 | Caso Base | All generators | 0.92 | ind | Manzanares 115/33/13.8 kV | m:P:bushv in MW | -0.60469 | ElmTr3
2031 | 2031_DzMD_GzMD_Dp00_Gp00 | Caso Base | All generators | 0.93 | ind | Manzanares 115/33/13.8 kV | m:P:bushv in MW | -0.60469 | ElmTr3
2031 | 2031_DzMD_GzMD_Dp00_Gp00 | Caso Base | All generators | 0.94 | ind | Manzanares 115/33/13.8 kV | m:P:bushv in MW | -0.60469 | ElmTr3
2031 | 2031_DzMD_GzMD_Dp00_Gp00 | Caso Base | All generators | 0.95 | ind | Manzanares 115/33/13.8 kV | m:P:bushv in MW | -0.60469 | ElmTr3
2031 | 2031_DzMD_GzMD_Dp00_Gp00 | Caso Base | All generators | 0.96 | ind | Manzanares 115/33/13.8 kV | m:P:bushv in MW | -0.60469 | ElmTr3
2031 | 2031_DzMD_GzMD_Dp00_Gp00 | Caso Base | All generators | 0.97 | ind | Manzanares 115/33/13.8 kV | m:P:bushv in MW | -0.60469 | ElmTr3
2031 | 2031_DzMD_GzMD_Dp00_Gp00 | Caso Base | All generators | 0.98 | ind | Manzanares 115/33/13.8 kV | m:P:bushv in MW | -0.60469 | ElmTr3
2031 | 2031_DzMD_GzMD_Dp00_Gp00 | Caso Base | All generators | 0.99 | ind | Manzanares 115/33/13.8 kV | m:P:bushv in MW | -0.60469 | ElmTr3
2031 | 2031_DzMD_GzMD_Dp00_Gp00 | Caso Base | All generators | 1 | ind | Manzanares 115/33/13.8 kV | m:P:bushv in MW | -0.60469 | ElmTr3
2031 | 2031_DzMD_GzMD_Dp00_Gp00 | Caso Base | All generators | 0.9 | ind | Manzanares 115/33/13.8 kV | m:Q:bushv in Mvar | 2.3534 | ElmTr3
2031 | 2031_DzMD_GzMD_Dp00_Gp00 | Caso Base | All generators | 0.91 | ind | Manzanares 115/33/13.8 kV | m:Q:bushv in Mvar | 2.3534 | ElmTr3
2031 | 2031_DzMD_GzMD_Dp00_Gp00 | Caso Base | All generators | 0.92 | ind | Manzanares 115/33/13.8 kV | m:Q:bushv in Mvar | 2.3534 | ElmTr3
2031 | 2031_DzMD_GzMD_Dp00_Gp00 | Caso Base | All generators | 0.93 | ind | Manzanares 115/33/13.8 kV | m:Q:bushv in Mvar | 2.3534 | ElmTr3
2031 | 2031_DzMD_GzMD_Dp00_Gp00 | Caso Base | All generators | 0.94 | ind | Manzanares 115/33/13.8 kV | m:Q:bushv in Mvar | 2.3534 | ElmTr3
2031 | 2031_DzMD_GzMD_Dp00_Gp00 | Caso Base | All generators | 0.95 | ind | Manzanares 115/33/13.8 kV | m:Q:bushv in Mvar | 2.3534 | ElmTr3
2031 | 2031_DzMD_GzMD_Dp00_Gp00 | Caso Base | All generators | 0.96 | ind | Manzanares 115/33/13.8 kV | m:Q:bushv in Mvar | 2.3534 | ElmTr3
2031 | 2031_DzMD_GzMD_Dp00_Gp00 | Caso Base | All generators | 0.97 | ind | Manzanares 115/33/13.8 kV | m:Q:bushv in Mvar | 2.3534 | ElmTr3
2031 | 2031_DzMD_GzMD_Dp00_Gp00 | Caso Base | All generators | 0.98 | ind | Manzanares 115/33/13.8 kV | m:Q:bushv in Mvar | 2.3534 | ElmTr3
2031 | 2031_DzMD_GzMD_Dp00_Gp00 | Caso Base | All generators | 0.99 | ind | Manzanares 115/33/13.8 kV | m:Q:bushv in Mvar | 2.3534 | ElmTr3
2031 | 2031_DzMD_GzMD_Dp00_Gp00 | Caso Base | All generators | 1 | ind | Manzanares 115/33/13.8 kV | m:Q:bushv in Mvar | 2.3534 | ElmTr3
2031 | 2031_DzMD_GzMD_Dp00_Gp00 | Caso Base | All generators | 0.9 | ind | Manzanares 115/33/13.8 kV | m:cosphi:bushv | -0.24886 | ElmTr3
2031 | 2031_DzMD_GzMD_Dp00_Gp00 | Caso Base | All generators | 0.91 | ind | Manzanares 115/33/13.8 kV | m:cosphi:bushv | -0.24886 | ElmTr3
2031 | 2031_DzMD_GzMD_Dp00_Gp00 | Caso Base | All generators | 0.92 | ind | Manzanares 115/33/13.8 kV | m:cosphi:bushv | -0.24886 | ElmTr3
2031 | 2031_DzMD_GzMD_Dp00_Gp00 | Caso Base | All generators | 0.93 | ind | Manzanares 115/33/13.8 kV | m:cosphi:bushv | -0.24886 | ElmTr3
2031 | 2031_DzMD_GzMD_Dp00_Gp00 | Caso Base | All generators | 0.94 | ind | Manzanares 115/33/13.8 kV | m:cosphi:bushv | -0.24886 | ElmTr3
2031 | 2031_DzMD_GzMD_Dp00_Gp00 | Caso Base | All generators | 0.95 | ind | Manzanares 115/33/13.8 kV | m:cosphi:bushv | -0.24886 | ElmTr3
2031 | 2031_DzMD_GzMD_Dp00_Gp00 | Caso Base | All generators | 0.96 | ind | Manzanares 115/33/13.8 kV | m:cosphi:bushv | -0.24886 | ElmTr3
2031 | 2031_DzMD_GzMD_Dp00_Gp00 | Caso Base | All generators | 0.97 | ind | Manzanares 115/33/13.8 kV | m:cosphi:bushv | -0.24886 | ElmTr3
2031 | 2031_DzMD_GzMD_Dp00_Gp00 | Caso Base | All generators | 0.98 | ind | Manzanares 115/33/13.8 kV | m:cosphi:bushv | -0.24886 | ElmTr3
2031 | 2031_DzMD_GzMD_Dp00_Gp00 | Caso Base | All generators | 0.99 | ind | Manzanares 115/33/13.8 kV | m:cosphi:bushv | -0.24886 | ElmTr3
2031 | 2031_DzMD_GzMD_Dp00_Gp00 | Caso Base | All generators | 1 | ind | Manzanares 115/33/13.8 kV | m:cosphi:bushv | -0.24886 | ElmTr3
2031 | 2031_DzMD_GzMD_Dp00_Gp00 | Caso Base | All generators | 0.9 | ind | Purnio 230/115 | m:P:bushv in MW | -35.2771 | ElmTr3
2031 | 2031_DzMD_GzMD_Dp00_Gp00 | Caso Base | All generators | 0.91 | ind | Purnio 230/115 | m:P:bushv in MW | -35.2771 | ElmTr3
2031 | 2031_DzMD_GzMD_Dp00_Gp00 | Caso Base | All generators | 0.92 | ind | Purnio 230/115 | m:P:bushv in MW | -35.2771 | ElmTr3
2031 | 2031_DzMD_GzMD_Dp00_Gp00 | Caso Base | All generators | 0.93 | ind | Purnio 230/115 | m:P:bushv in MW | -35.2771 | ElmTr3
2031 | 2031_DzMD_GzMD_Dp00_Gp00 | Caso Base | All generators | 0.94 | ind | Purnio 230/115 | m:P:bushv in MW | -35.2771 | ElmTr3
2031 | 2031_DzMD_GzMD_Dp00_Gp00 | Caso Base | All generators | 0.95 | ind | Purnio 230/115 | m:P:bushv in MW | -35.2771 | ElmTr3
2031 | 2031_DzMD_GzMD_Dp00_Gp00 | Caso Base | All generators | 0.96 | ind | Purnio 230/115 | m:P:bushv in MW | -35.2771 | ElmTr3
2031 | 2031_DzMD_GzMD_Dp00_Gp00 | Caso Base | All generators | 0.97 | ind | Purnio 230/115 | m:P:bushv in MW | -35.2771 | ElmTr3
2031 | 2031_DzMD_GzMD_Dp00_Gp00 | Caso Base | All generators | 0.98 | ind | Purnio 230/115 | m:P:bushv in MW | -35.2771 | ElmTr3
2031 | 2031_DzMD_GzMD_Dp00_Gp00 | Caso Base | All generators | 0.99 | ind | Purnio 230/115 | m:P:bushv in MW | -35.2771 | ElmTr3
2031 | 2031_DzMD_GzMD_Dp00_Gp00 | Caso Base | All generators | 1 | ind | Purnio 230/115 | m:P:bushv in MW | -35.2771 | ElmTr3
2031 | 2031_DzMD_GzMD_Dp00_Gp00 | Caso Base | All generators | 0.9 | ind | Purnio 230/115 | m:Q:bushv in Mvar | 1.8478 | ElmTr3
2031 | 2031_DzMD_GzMD_Dp00_Gp00 | Caso Base | All generators | 0.91 | ind | Purnio 230/115 | m:Q:bushv in Mvar | 1.8478 | ElmTr3
2031 | 2031_DzMD_GzMD_Dp00_Gp00 | Caso Base | All generators | 0.92 | ind | Purnio 230/115 | m:Q:bushv in Mvar | 1.8478 | ElmTr3
2031 | 2031_DzMD_GzMD_Dp00_Gp00 | Caso Base | All generators | 0.93 | ind | Purnio 230/115 | m:Q:bushv in Mvar | 1.8478 | ElmTr3
2031 | 2031_DzMD_GzMD_Dp00_Gp00 | Caso Base | All generators | 0.94 | ind | Purnio 230/115 | m:Q:bushv in Mvar | 1.8478 | ElmTr3
2031 | 2031_DzMD_GzMD_Dp00_Gp00 | Caso Base | All generators | 0.95 | ind | Purnio 230/115 | m:Q:bushv in Mvar | 1.8478 | ElmTr3
2031 | 2031_DzMD_GzMD_Dp00_Gp00 | Caso Base | All generators | 0.96 | ind | Purnio 230/115 | m:Q:bushv in Mvar | 1.8478 | ElmTr3
2031 | 2031_DzMD_GzMD_Dp00_Gp00 | Caso Base | All generators | 0.97 | ind | Purnio 230/115 | m:Q:bushv in Mvar | 1.8478 | ElmTr3
2031 | 2031_DzMD_GzMD_Dp00_Gp00 | Caso Base | All generators | 0.98 | ind | Purnio 230/115 | m:Q:bushv in Mvar | 1.8478 | ElmTr3
2031 | 2031_DzMD_GzMD_Dp00_Gp00 | Caso Base | All generators | 0.99 | ind | Purnio 230/115 | m:Q:bushv in Mvar | 1.8478 | ElmTr3
2031 | 2031_DzMD_GzMD_Dp00_Gp00 | Caso Base | All generators | 1 | ind | Purnio 230/115 | m:Q:bushv in Mvar | 1.8478 | ElmTr3
2031 | 2031_DzMD_GzMD_Dp00_Gp00 | Caso Base | All generators | 0.9 | ind | Purnio 230/115 | m:cosphi:bushv | -0.99863 | ElmTr3
2031 | 2031_DzMD_GzMD_Dp00_Gp00 | Caso Base | All generators | 0.91 | ind | Purnio 230/115 | m:cosphi:bushv | -0.99863 | ElmTr3
2031 | 2031_DzMD_GzMD_Dp00_Gp00 | Caso Base | All generators | 0.92 | ind | Purnio 230/115 | m:cosphi:bushv | -0.99863 | ElmTr3
2031 | 2031_DzMD_GzMD_Dp00_Gp00 | Caso Base | All generators | 0.93 | ind | Purnio 230/115 | m:cosphi:bushv | -0.99863 | ElmTr3
2031 | 2031_DzMD_GzMD_Dp00_Gp00 | Caso Base | All generators | 0.94 | ind | Purnio 230/115 | m:cosphi:bushv | -0.99863 | ElmTr3
2031 | 2031_DzMD_GzMD_Dp00_Gp00 | Caso Base | All generators | 0.95 | ind | Purnio 230/115 | m:cosphi:bushv | -0.99863 | ElmTr3
2031 | 2031_DzMD_GzMD_Dp00_Gp00 | Caso Base | All generators | 0.96 | ind | Purnio 230/115 | m:cosphi:bushv | -0.99863 | ElmTr3
2031 | 2031_DzMD_GzMD_Dp00_Gp00 | Caso Base | All generators | 0.97 | ind | Purnio 230/115 | m:cosphi:bushv | -0.99863 | ElmTr3
2031 | 2031_DzMD_GzMD_Dp00_Gp00 | Caso Base | All generators | 0.98 | ind | Purnio 230/115 | m:cosphi:bushv | -0.99863 | ElmTr3
2031 | 2031_DzMD_GzMD_Dp00_Gp00 | Caso Base | All generators | 0.99 | ind | Purnio 230/115 | m:cosphi:bushv | -0.99863 | ElmTr3
2031 | 2031_DzMD_GzMD_Dp00_Gp00 | Caso Base | All generators | 1 | ind | Purnio 230/115 | m:cosphi:bushv | -0.99863 | ElmTr3
2031 | 2031_DzMD_GzMD_Dp00_Gp00 | Caso Base | All generators | 0.9 | ind | Victoria 115/33/13.8 kV | m:P:bushv in MW | 6.9051 | ElmTr3
2031 | 2031_DzMD_GzMD_Dp00_Gp00 | Caso Base | All generators | 0.91 | ind | Victoria 115/33/13.8 kV | m:P:bushv in MW | 6.9051 | ElmTr3
2031 | 2031_DzMD_GzMD_Dp00_Gp00 | Caso Base | All generators | 0.92 | ind | Victoria 115/33/13.8 kV | m:P:bushv in MW | 6.9051 | ElmTr3
2031 | 2031_DzMD_GzMD_Dp00_Gp00 | Caso Base | All generators | 0.93 | ind | Victoria 115/33/13.8 kV | m:P:bushv in MW | 6.9051 | ElmTr3
2031 | 2031_DzMD_GzMD_Dp00_Gp00 | Caso Base | All generators | 0.94 | ind | Victoria 115/33/13.8 kV | m:P:bushv in MW | 6.9051 | ElmTr3
2031 | 2031_DzMD_GzMD_Dp00_Gp00 | Caso Base | All generators | 0.95 | ind | Victoria 115/33/13.8 kV | m:P:bushv in MW | 6.9051 | ElmTr3
2031 | 2031_DzMD_GzMD_Dp00_Gp00 | Caso Base | All generators | 0.96 | ind | Victoria 115/33/13.8 kV | m:P:bushv in MW | 6.9051 | ElmTr3
2031 | 2031_DzMD_GzMD_Dp00_Gp00 | Caso Base | All generators | 0.97 | ind | Victoria 115/33/13.8 kV | m:P:bushv in MW | 6.9051 | ElmTr3
2031 | 2031_DzMD_GzMD_Dp00_Gp00 | Caso Base | All generators | 0.98 | ind | Victoria 115/33/13.8 kV | m:P:bushv in MW | 6.9051 | ElmTr3
2031 | 2031_DzMD_GzMD_Dp00_Gp00 | Caso Base | All generators | 0.99 | ind | Victoria 115/33/13.8 kV | m:P:bushv in MW | 6.9051 | ElmTr3
2031 | 2031_DzMD_GzMD_Dp00_Gp00 | Caso Base | All generators | 1 | ind | Victoria 115/33/13.8 kV | m:P:bushv in MW | 6.9051 | ElmTr3
2031 | 2031_DzMD_GzMD_Dp00_Gp00 | Caso Base | All generators | 0.9 | ind | Victoria 115/33/13.8 kV | m:Q:bushv in Mvar | 1.4403 | ElmTr3
2031 | 2031_DzMD_GzMD_Dp00_Gp00 | Caso Base | All generators | 0.91 | ind | Victoria 115/33/13.8 kV | m:Q:bushv in Mvar | 1.4403 | ElmTr3
2031 | 2031_DzMD_GzMD_Dp00_Gp00 | Caso Base | All generators | 0.92 | ind | Victoria 115/33/13.8 kV | m:Q:bushv in Mvar | 1.4403 | ElmTr3
2031 | 2031_DzMD_GzMD_Dp00_Gp00 | Caso Base | All generators | 0.93 | ind | Victoria 115/33/13.8 kV | m:Q:bushv in Mvar | 1.4403 | ElmTr3
2031 | 2031_DzMD_GzMD_Dp00_Gp00 | Caso Base | All generators | 0.94 | ind | Victoria 115/33/13.8 kV | m:Q:bushv in Mvar | 1.4403 | ElmTr3
2031 | 2031_DzMD_GzMD_Dp00_Gp00 | Caso Base | All generators | 0.95 | ind | Victoria 115/33/13.8 kV | m:Q:bushv in Mvar | 1.4403 | ElmTr3
2031 | 2031_DzMD_GzMD_Dp00_Gp00 | Caso Base | All generators | 0.96 | ind | Victoria 115/33/13.8 kV | m:Q:bushv in Mvar | 1.4403 | ElmTr3
2031 | 2031_DzMD_GzMD_Dp00_Gp00 | Caso Base | All generators | 0.97 | ind | Victoria 115/33/13.8 kV | m:Q:bushv in Mvar | 1.4403 | ElmTr3
2031 | 2031_DzMD_GzMD_Dp00_Gp00 | Caso Base | All generators | 0.98 | ind | Victoria 115/33/13.8 kV | m:Q:bushv in Mvar | 1.4403 | ElmTr3
2031 | 2031_DzMD_GzMD_Dp00_Gp00 | Caso Base | All generators | 0.99 | ind | Victoria 115/33/13.8 kV | m:Q:bushv in Mvar | 1.4403 | ElmTr3
2031 | 2031_DzMD_GzMD_Dp00_Gp00 | Caso Base | All generators | 1 | ind | Victoria 115/33/13.8 kV | m:Q:bushv in Mvar | 1.4403 | ElmTr3
2031 | 2031_DzMD_GzMD_Dp00_Gp00 | Caso Base | All generators | 0.9 | ind | Victoria 115/33/13.8 kV | m:cosphi:bushv | 0.97893 | ElmTr3
2031 | 2031_DzMD_GzMD_Dp00_Gp00 | Caso Base | All generators | 0.91 | ind | Victoria 115/33/13.8 kV | m:cosphi:bushv | 0.97893 | ElmTr3
2031 | 2031_DzMD_GzMD_Dp00_Gp00 | Caso Base | All generators | 0.92 | ind | Victoria 115/33/13.8 kV | m:cosphi:bushv | 0.97893 | ElmTr3
2031 | 2031_DzMD_GzMD_Dp00_Gp00 | Caso Base | All generators | 0.93 | ind | Victoria 115/33/13.8 kV | m:cosphi:bushv | 0.97893 | ElmTr3
2031 | 2031_DzMD_GzMD_Dp00_Gp00 | Caso Base | All generators | 0.94 | ind | Victoria 115/33/13.8 kV | m:cosphi:bushv | 0.97893 | ElmTr3
2031 | 2031_DzMD_GzMD_Dp00_Gp00 | Caso Base | All generators | 0.95 | ind | Victoria 115/33/13.8 kV | m:cosphi:bushv | 0.97893 | ElmTr3
2031 | 2031_DzMD_GzMD_Dp00_Gp00 | Caso Base | All generators | 0.96 | ind | Victoria 115/33/13.8 kV | m:cosphi:bushv | 0.97893 | ElmTr3
2031 | 2031_DzMD_GzMD_Dp00_Gp00 | Caso Base | All generators | 0.97 | ind | Victoria 115/33/13.8 kV | m:cosphi:bushv | 0.97893 | ElmTr3
2031 | 2031_DzMD_GzMD_Dp00_Gp00 | Caso Base | All generators | 0.98 | ind | Victoria 115/33/13.8 kV | m:cosphi:bushv | 0.97893 | ElmTr3
2031 | 2031_DzMD_GzMD_Dp00_Gp00 | Caso Base | All generators | 0.99 | ind | Victoria 115/33/13.8 kV | m:cosphi:bushv | 0.97893 | ElmTr3
2031 | 2031_DzMD_GzMD_Dp00_Gp00 | Caso Base | All generators | 1 | ind | Victoria 115/33/13.8 kV | m:cosphi:bushv | 0.97893 | ElmTr3
2031 | 2031_DzMD_GzMN_Dp00_Gp00 | A1-Pensilvania 33 kV | All generators | 0.9 | cap | Dorada - Magdalena 115 kV | m:P:bus1 in MW | 51.5239 | ElmLne
2031 | 2031_DzMD_GzMN_Dp00_Gp00 | A1-Pensilvania 33 kV | All generators | 0.91 | cap | Dorada - Magdalena 115 kV | m:P:bus1 in MW | 51.5505 | ElmLne
2031 | 2031_DzMD_GzMN_Dp00_Gp00 | A1-Pensilvania 33 kV | All generators | 0.92 | cap | Dorada - Magdalena 115 kV | m:P:bus1 in MW | 51.5753 | ElmLne
2031 | 2031_DzMD_GzMN_Dp00_Gp00 | A1-Pensilvania 33 kV | All generators | 0.93 | cap | Dorada - Magdalena 115 kV | m:P:bus1 in MW | 51.5988 | ElmLne
2031 | 2031_DzMD_GzMN_Dp00_Gp00 | A1-Pensilvania 33 kV | All generators | 0.94 | cap | Dorada - Magdalena 115 kV | m:P:bus1 in MW | 51.6216 | ElmLne
2031 | 2031_DzMD_GzMN_Dp00_Gp00 | A1-Pensilvania 33 kV | All generators | 0.95 | cap | Dorada - Magdalena 115 kV | m:P:bus1 in MW | 51.6439 | ElmLne
2031 | 2031_DzMD_GzMN_Dp00_Gp00 | A1-Pensilvania 33 kV | All generators | 0.96 | cap | Dorada - Magdalena 115 kV | m:P:bus1 in MW | 51.6662 | ElmLne
2031 | 2031_DzMD_GzMN_Dp00_Gp00 | A1-Pensilvania 33 kV | All generators | 0.97 | cap | Dorada - Magdalena 115 kV | m:P:bus1 in MW | 51.6891 | ElmLne
2031 | 2031_DzMD_GzMN_Dp00_Gp00 | A1-Pensilvania 33 kV | All generators | 0.98 | cap | Dorada - Magdalena 115 kV | m:P:bus1 in MW | 51.7137 | ElmLne
2031 | 2031_DzMD_GzMN_Dp00_Gp00 | A1-Pensilvania 33 kV | All generators | 0.99 | cap | Dorada - Magdalena 115 kV | m:P:bus1 in MW | 51.7424 | ElmLne
2031 | 2031_DzMD_GzMN_Dp00_Gp00 | A1-Pensilvania 33 kV | All generators | 1 | cap | Dorada - Magdalena 115 kV | m:P:bus1 in MW | 51.8009 | ElmLne
2031 | 2031_DzMD_GzMN_Dp00_Gp00 | A1-Pensilvania 33 kV | All generators | 0.9 | cap | Dorada - Magdalena 115 kV | m:P:bus2 in MW | -51.3864 | ElmLne
2031 | 2031_DzMD_GzMN_Dp00_Gp00 | A1-Pensilvania 33 kV | All generators | 0.91 | cap | Dorada - Magdalena 115 kV | m:P:bus2 in MW | -51.4129 | ElmLne
2031 | 2031_DzMD_GzMN_Dp00_Gp00 | A1-Pensilvania 33 kV | All generators | 0.92 | cap | Dorada - Magdalena 115 kV | m:P:bus2 in MW | -51.4377 | ElmLne
2031 | 2031_DzMD_GzMN_Dp00_Gp00 | A1-Pensilvania 33 kV | All generators | 0.93 | cap | Dorada - Magdalena 115 kV | m:P:bus2 in MW | -51.4611 | ElmLne
2031 | 2031_DzMD_GzMN_Dp00_Gp00 | A1-Pensilvania 33 kV | All generators | 0.94 | cap | Dorada - Magdalena 115 kV | m:P:bus2 in MW | -51.4838 | ElmLne
2031 | 2031_DzMD_GzMN_Dp00_Gp00 | A1-Pensilvania 33 kV | All generators | 0.95 | cap | Dorada - Magdalena 115 kV | m:P:bus2 in MW | -51.506 | ElmLne
2031 | 2031_DzMD_GzMN_Dp00_Gp00 | A1-Pensilvania 33 kV | All generators | 0.96 | cap | Dorada - Magdalena 115 kV | m:P:bus2 in MW | -51.5283 | ElmLne
2031 | 2031_DzMD_GzMN_Dp00_Gp00 | A1-Pensilvania 33 kV | All generators | 0.97 | cap | Dorada - Magdalena 115 kV | m:P:bus2 in MW | -51.5511 | ElmLne
2031 | 2031_DzMD_GzMN_Dp00_Gp00 | A1-Pensilvania 33 kV | All generators | 0.98 | cap | Dorada - Magdalena 115 kV | m:P:bus2 in MW | -51.5756 | ElmLne
2031 | 2031_DzMD_GzMN_Dp00_Gp00 | A1-Pensilvania 33 kV | All generators | 0.99 | cap | Dorada - Magdalena 115 kV | m:P:bus2 in MW | -51.6042 | ElmLne
2031 | 2031_DzMD_GzMN_Dp00_Gp00 | A1-Pensilvania 33 kV | All generators | 1 | cap | Dorada - Magdalena 115 kV | m:P:bus2 in MW | -51.6626 | ElmLne
2031 | 2031_DzMD_GzMN_Dp00_Gp00 | A1-Pensilvania 33 kV | All generators | 0.9 | cap | Dorada - Magdalena 115 kV | m:Q:bus1 in Mvar | 3.447 | ElmLne
2031 | 2031_DzMD_GzMN_Dp00_Gp00 | A1-Pensilvania 33 kV | All generators | 0.91 | cap | Dorada - Magdalena 115 kV | m:Q:bus1 in Mvar | 3.5028 | ElmLne
2031 | 2031_DzMD_GzMN_Dp00_Gp00 | A1-Pensilvania 33 kV | All generators | 0.92 | cap | Dorada - Magdalena 115 kV | m:Q:bus1 in Mvar | 3.5559 | ElmLne
2031 | 2031_DzMD_GzMN_Dp00_Gp00 | A1-Pensilvania 33 kV | All generators | 0.93 | cap | Dorada - Magdalena 115 kV | m:Q:bus1 in Mvar | 3.6072 | ElmLne
2031 | 2031_DzMD_GzMN_Dp00_Gp00 | A1-Pensilvania 33 kV | All generators | 0.94 | cap | Dorada - Magdalena 115 kV | m:Q:bus1 in Mvar | 3.6575 | ElmLne
2031 | 2031_DzMD_GzMN_Dp00_Gp00 | A1-Pensilvania 33 kV | All generators | 0.95 | cap | Dorada - Magdalena 115 kV | m:Q:bus1 in Mvar | 3.7078 | ElmLne
2031 | 2031_DzMD_GzMN_Dp00_Gp00 | A1-Pensilvania 33 kV | All generators | 0.96 | cap | Dorada - Magdalena 115 kV | m:Q:bus1 in Mvar | 3.7591 | ElmLne
2031 | 2031_DzMD_GzMN_Dp00_Gp00 | A1-Pensilvania 33 kV | All generators | 0.97 | cap | Dorada - Magdalena 115 kV | m:Q:bus1 in Mvar | 3.8129 | ElmLne
2031 | 2031_DzMD_GzMN_Dp00_Gp00 | A1-Pensilvania 33 kV | All generators | 0.98 | cap | Dorada - Magdalena 115 kV | m:Q:bus1 in Mvar | 3.8717 | ElmLne
2031 | 2031_DzMD_GzMN_Dp00_Gp00 | A1-Pensilvania 33 kV | All generators | 0.99 | cap | Dorada - Magdalena 115 kV | m:Q:bus1 in Mvar | 3.9421 | ElmLne
2031 | 2031_DzMD_GzMN_Dp00_Gp00 | A1-Pensilvania 33 kV | All generators | 1 | cap | Dorada - Magdalena 115 kV | m:Q:bus1 in Mvar | 4.0923 | ElmLne
2031 | 2031_DzMD_GzMN_Dp00_Gp00 | A1-Pensilvania 33 kV | All generators | 0.9 | cap | Dorada - Magdalena 115 kV | m:Q:bus2 in Mvar | -3.1326 | ElmLne
2031 | 2031_DzMD_GzMN_Dp00_Gp00 | A1-Pensilvania 33 kV | All generators | 0.91 | cap | Dorada - Magdalena 115 kV | m:Q:bus2 in Mvar | -3.1882 | ElmLne
2031 | 2031_DzMD_GzMN_Dp00_Gp00 | A1-Pensilvania 33 kV | All generators | 0.92 | cap | Dorada - Magdalena 115 kV | m:Q:bus2 in Mvar | -3.2411 | ElmLne
2031 | 2031_DzMD_GzMN_Dp00_Gp00 | A1-Pensilvania 33 kV | All generators | 0.93 | cap | Dorada - Magdalena 115 kV | m:Q:bus2 in Mvar | -3.2922 | ElmLne
2031 | 2031_DzMD_GzMN_Dp00_Gp00 | A1-Pensilvania 33 kV | All generators | 0.94 | cap | Dorada - Magdalena 115 kV | m:Q:bus2 in Mvar | -3.3424 | ElmLne
2031 | 2031_DzMD_GzMN_Dp00_Gp00 | A1-Pensilvania 33 kV | All generators | 0.95 | cap | Dorada - Magdalena 115 kV | m:Q:bus2 in Mvar | -3.3926 | ElmLne
2031 | 2031_DzMD_GzMN_Dp00_Gp00 | A1-Pensilvania 33 kV | All generators | 0.96 | cap | Dorada - Magdalena 115 kV | m:Q:bus2 in Mvar | -3.4438 | ElmLne
2031 | 2031_DzMD_GzMN_Dp00_Gp00 | A1-Pensilvania 33 kV | All generators | 0.97 | cap | Dorada - Magdalena 115 kV | m:Q:bus2 in Mvar | -3.4974 | ElmLne
2031 | 2031_DzMD_GzMN_Dp00_Gp00 | A1-Pensilvania 33 kV | All generators | 0.98 | cap | Dorada - Magdalena 115 kV | m:Q:bus2 in Mvar | -3.556 | ElmLne
2031 | 2031_DzMD_GzMN_Dp00_Gp00 | A1-Pensilvania 33 kV | All generators | 0.99 | cap | Dorada - Magdalena 115 kV | m:Q:bus2 in Mvar | -3.6263 | ElmLne
2031 | 2031_DzMD_GzMN_Dp00_Gp00 | A1-Pensilvania 33 kV | All generators | 1 | cap | Dorada - Magdalena 115 kV | m:Q:bus2 in Mvar | -3.7762 | ElmLne
2031 | 2031_DzMD_GzMN_Dp00_Gp00 | A1-Pensilvania 33 kV | All generators | 0.9 | cap | Dorada - Magdalena 115 kV | m:cosphi:bus1 | 0.99777 | ElmLne
2031 | 2031_DzMD_GzMN_Dp00_Gp00 | A1-Pensilvania 33 kV | All generators | 0.91 | cap | Dorada - Magdalena 115 kV | m:cosphi:bus1 | 0.9977 | ElmLne
2031 | 2031_DzMD_GzMN_Dp00_Gp00 | A1-Pensilvania 33 kV | All generators | 0.92 | cap | Dorada - Magdalena 115 kV | m:cosphi:bus1 | 0.99763 | ElmLne
2031 | 2031_DzMD_GzMN_Dp00_Gp00 | A1-Pensilvania 33 kV | All generators | 0.93 | cap | Dorada - Magdalena 115 kV | m:cosphi:bus1 | 0.99756 | ElmLne
2031 | 2031_DzMD_GzMN_Dp00_Gp00 | A1-Pensilvania 33 kV | All generators | 0.94 | cap | Dorada - Magdalena 115 kV | m:cosphi:bus1 | 0.9975 | ElmLne
2031 | 2031_DzMD_GzMN_Dp00_Gp00 | A1-Pensilvania 33 kV | All generators | 0.95 | cap | Dorada - Magdalena 115 kV | m:cosphi:bus1 | 0.99743 | ElmLne
2031 | 2031_DzMD_GzMN_Dp00_Gp00 | A1-Pensilvania 33 kV | All generators | 0.96 | cap | Dorada - Magdalena 115 kV | m:cosphi:bus1 | 0.99736 | ElmLne
2031 | 2031_DzMD_GzMN_Dp00_Gp00 | A1-Pensilvania 33 kV | All generators | 0.97 | cap | Dorada - Magdalena 115 kV | m:cosphi:bus1 | 0.99729 | ElmLne
2031 | 2031_DzMD_GzMN_Dp00_Gp00 | A1-Pensilvania 33 kV | All generators | 0.98 | cap | Dorada - Magdalena 115 kV | m:cosphi:bus1 | 0.99721 | ElmLne
2031 | 2031_DzMD_GzMN_Dp00_Gp00 | A1-Pensilvania 33 kV | All generators | 0.99 | cap | Dorada - Magdalena 115 kV | m:cosphi:bus1 | 0.99711 | ElmLne
2031 | 2031_DzMD_GzMN_Dp00_Gp00 | A1-Pensilvania 33 kV | All generators | 1 | cap | Dorada - Magdalena 115 kV | m:cosphi:bus1 | 0.99689 | ElmLne
2031 | 2031_DzMD_GzMN_Dp00_Gp00 | A1-Pensilvania 33 kV | All generators | 0.9 | cap | Dorada - Magdalena 115 kV | m:cosphi:bus2 | -0.99815 | ElmLne
2031 | 2031_DzMD_GzMN_Dp00_Gp00 | A1-Pensilvania 33 kV | All generators | 0.91 | cap | Dorada - Magdalena 115 kV | m:cosphi:bus2 | -0.99808 | ElmLne
2031 | 2031_DzMD_GzMN_Dp00_Gp00 | A1-Pensilvania 33 kV | All generators | 0.92 | cap | Dorada - Magdalena 115 kV | m:cosphi:bus2 | -0.99802 | ElmLne
2031 | 2031_DzMD_GzMN_Dp00_Gp00 | A1-Pensilvania 33 kV | All generators | 0.93 | cap | Dorada - Magdalena 115 kV | m:cosphi:bus2 | -0.99796 | ElmLne
2031 | 2031_DzMD_GzMN_Dp00_Gp00 | A1-Pensilvania 33 kV | All generators | 0.94 | cap | Dorada - Magdalena 115 kV | m:cosphi:bus2 | -0.9979 | ElmLne
2031 | 2031_DzMD_GzMN_Dp00_Gp00 | A1-Pensilvania 33 kV | All generators | 0.95 | cap | Dorada - Magdalena 115 kV | m:cosphi:bus2 | -0.99784 | ElmLne
2031 | 2031_DzMD_GzMN_Dp00_Gp00 | A1-Pensilvania 33 kV | All generators | 0.96 | cap | Dorada - Magdalena 115 kV | m:cosphi:bus2 | -0.99777 | ElmLne
2031 | 2031_DzMD_GzMN_Dp00_Gp00 | A1-Pensilvania 33 kV | All generators | 0.97 | cap | Dorada - Magdalena 115 kV | m:cosphi:bus2 | -0.99771 | ElmLne
2031 | 2031_DzMD_GzMN_Dp00_Gp00 | A1-Pensilvania 33 kV | All generators | 0.98 | cap | Dorada - Magdalena 115 kV | m:cosphi:bus2 | -0.99763 | ElmLne
2031 | 2031_DzMD_GzMN_Dp00_Gp00 | A1-Pensilvania 33 kV | All generators | 0.99 | cap | Dorada - Magdalena 115 kV | m:cosphi:bus2 | -0.99754 | ElmLne
2031 | 2031_DzMD_GzMN_Dp00_Gp00 | A1-Pensilvania 33 kV | All generators | 1 | cap | Dorada - Magdalena 115 kV | m:cosphi:bus2 | -0.99734 | ElmLne
2031 | 2031_DzMD_GzMN_Dp00_Gp00 | A1-Pensilvania 33 kV | All generators | 0.9 | cap | Mariquita - Victoria 2 115 | m:P:bus1 in MW | 7.5127 | ElmLne
2031 | 2031_DzMD_GzMN_Dp00_Gp00 | A1-Pensilvania 33 kV | All generators | 0.91 | cap | Mariquita - Victoria 2 115 | m:P:bus1 in MW | 7.5082 | ElmLne
2031 | 2031_DzMD_GzMN_Dp00_Gp00 | A1-Pensilvania 33 kV | All generators | 0.92 | cap | Mariquita - Victoria 2 115 | m:P:bus1 in MW | 7.504 | ElmLne
2031 | 2031_DzMD_GzMN_Dp00_Gp00 | A1-Pensilvania 33 kV | All generators | 0.93 | cap | Mariquita - Victoria 2 115 | m:P:bus1 in MW | 7.4998 | ElmLne
2031 | 2031_DzMD_GzMN_Dp00_Gp00 | A1-Pensilvania 33 kV | All generators | 0.94 | cap | Mariquita - Victoria 2 115 | m:P:bus1 in MW | 7.4956 | ElmLne
2031 | 2031_DzMD_GzMN_Dp00_Gp00 | A1-Pensilvania 33 kV | All generators | 0.95 | cap | Mariquita - Victoria 2 115 | m:P:bus1 in MW | 7.4914 | ElmLne
2031 | 2031_DzMD_GzMN_Dp00_Gp00 | A1-Pensilvania 33 kV | All generators | 0.96 | cap | Mariquita - Victoria 2 115 | m:P:bus1 in MW | 7.4871 | ElmLne
2031 | 2031_DzMD_GzMN_Dp00_Gp00 | A1-Pensilvania 33 kV | All generators | 0.97 | cap | Mariquita - Victoria 2 115 | m:P:bus1 in MW | 7.4825 | ElmLne
2031 | 2031_DzMD_GzMN_Dp00_Gp00 | A1-Pensilvania 33 kV | All generators | 0.98 | cap | Mariquita - Victoria 2 115 | m:P:bus1 in MW | 7.4775 | ElmLne
2031 | 2031_DzMD_GzMN_Dp00_Gp00 | A1-Pensilvania 33 kV | All generators | 0.99 | cap | Mariquita - Victoria 2 115 | m:P:bus1 in MW | 7.4713 | ElmLne
2031 | 2031_DzMD_GzMN_Dp00_Gp00 | A1-Pensilvania 33 kV | All generators | 1 | cap | Mariquita - Victoria 2 115 | m:P:bus1 in MW | 7.458 | ElmLne
2031 | 2031_DzMD_GzMN_Dp00_Gp00 | A1-Pensilvania 33 kV | All generators | 0.9 | cap | Mariquita - Victoria 2 115 | m:P:bus2 in MW | -7.4499 | ElmLne
2031 | 2031_DzMD_GzMN_Dp00_Gp00 | A1-Pensilvania 33 kV | All generators | 0.91 | cap | Mariquita - Victoria 2 115 | m:P:bus2 in MW | -7.4455 | ElmLne
2031 | 2031_DzMD_GzMN_Dp00_Gp00 | A1-Pensilvania 33 kV | All generators | 0.92 | cap | Mariquita - Victoria 2 115 | m:P:bus2 in MW | -7.4412 | ElmLne
2031 | 2031_DzMD_GzMN_Dp00_Gp00 | A1-Pensilvania 33 kV | All generators | 0.93 | cap | Mariquita - Victoria 2 115 | m:P:bus2 in MW | -7.437 | ElmLne
2031 | 2031_DzMD_GzMN_Dp00_Gp00 | A1-Pensilvania 33 kV | All generators | 0.94 | cap | Mariquita - Victoria 2 115 | m:P:bus2 in MW | -7.4328 | ElmLne
2031 | 2031_DzMD_GzMN_Dp00_Gp00 | A1-Pensilvania 33 kV | All generators | 0.95 | cap | Mariquita - Victoria 2 115 | m:P:bus2 in MW | -7.4286 | ElmLne
2031 | 2031_DzMD_GzMN_Dp00_Gp00 | A1-Pensilvania 33 kV | All generators | 0.96 | cap | Mariquita - Victoria 2 115 | m:P:bus2 in MW | -7.4243 | ElmLne
2031 | 2031_DzMD_GzMN_Dp00_Gp00 | A1-Pensilvania 33 kV | All generators | 0.97 | cap | Mariquita - Victoria 2 115 | m:P:bus2 in MW | -7.4197 | ElmLne
2031 | 2031_DzMD_GzMN_Dp00_Gp00 | A1-Pensilvania 33 kV | All generators | 0.98 | cap | Mariquita - Victoria 2 115 | m:P:bus2 in MW | -7.4147 | ElmLne
2031 | 2031_DzMD_GzMN_Dp00_Gp00 | A1-Pensilvania 33 kV | All generators | 0.99 | cap | Mariquita - Victoria 2 115 | m:P:bus2 in MW | -7.4086 | ElmLne
2031 | 2031_DzMD_GzMN_Dp00_Gp00 | A1-Pensilvania 33 kV | All generators | 1 | cap | Mariquita - Victoria 2 115 | m:P:bus2 in MW | -7.3952 | ElmLne
2031 | 2031_DzMD_GzMN_Dp00_Gp00 | A1-Pensilvania 33 kV | All generators | 0.9 | cap | Mariquita - Victoria 2 115 | m:Q:bus1 in Mvar | -16.0436 | ElmLne
2031 | 2031_DzMD_GzMN_Dp00_Gp00 | A1-Pensilvania 33 kV | All generators | 0.91 | cap | Mariquita - Victoria 2 115 | m:Q:bus1 in Mvar | -16.0539 | ElmLne
2031 | 2031_DzMD_GzMN_Dp00_Gp00 | A1-Pensilvania 33 kV | All generators | 0.92 | cap | Mariquita - Victoria 2 115 | m:Q:bus1 in Mvar | -16.0636 | ElmLne
2031 | 2031_DzMD_GzMN_Dp00_Gp00 | A1-Pensilvania 33 kV | All generators | 0.93 | cap | Mariquita - Victoria 2 115 | m:Q:bus1 in Mvar | -16.0731 | ElmLne
2031 | 2031_DzMD_GzMN_Dp00_Gp00 | A1-Pensilvania 33 kV | All generators | 0.94 | cap | Mariquita - Victoria 2 115 | m:Q:bus1 in Mvar | -16.0825 | ElmLne
2031 | 2031_DzMD_GzMN_Dp00_Gp00 | A1-Pensilvania 33 kV | All generators | 0.95 | cap | Mariquita - Victoria 2 115 | m:Q:bus1 in Mvar | -16.0918 | ElmLne
2031 | 2031_DzMD_GzMN_Dp00_Gp00 | A1-Pensilvania 33 kV | All generators | 0.96 | cap | Mariquita - Victoria 2 115 | m:Q:bus1 in Mvar | -16.1013 | ElmLne
2031 | 2031_DzMD_GzMN_Dp00_Gp00 | A1-Pensilvania 33 kV | All generators | 0.97 | cap | Mariquita - Victoria 2 115 | m:Q:bus1 in Mvar | -16.1113 | ElmLne
2031 | 2031_DzMD_GzMN_Dp00_Gp00 | A1-Pensilvania 33 kV | All generators | 0.98 | cap | Mariquita - Victoria 2 115 | m:Q:bus1 in Mvar | -16.1223 | ElmLne
2031 | 2031_DzMD_GzMN_Dp00_Gp00 | A1-Pensilvania 33 kV | All generators | 0.99 | cap | Mariquita - Victoria 2 115 | m:Q:bus1 in Mvar | -16.1355 | ElmLne
2031 | 2031_DzMD_GzMN_Dp00_Gp00 | A1-Pensilvania 33 kV | All generators | 1 | cap | Mariquita - Victoria 2 115 | m:Q:bus1 in Mvar | -16.1638 | ElmLne
2031 | 2031_DzMD_GzMN_Dp00_Gp00 | A1-Pensilvania 33 kV | All generators | 0.9 | cap | Mariquita - Victoria 2 115 | m:Q:bus2 in Mvar | 15.523 | ElmLne
2031 | 2031_DzMD_GzMN_Dp00_Gp00 | A1-Pensilvania 33 kV | All generators | 0.91 | cap | Mariquita - Victoria 2 115 | m:Q:bus2 in Mvar | 15.5326 | ElmLne
2031 | 2031_DzMD_GzMN_Dp00_Gp00 | A1-Pensilvania 33 kV | All generators | 0.92 | cap | Mariquita - Victoria 2 115 | m:Q:bus2 in Mvar | 15.5419 | ElmLne
2031 | 2031_DzMD_GzMN_Dp00_Gp00 | A1-Pensilvania 33 kV | All generators | 0.93 | cap | Mariquita - Victoria 2 115 | m:Q:bus2 in Mvar | 15.5508 | ElmLne
2031 | 2031_DzMD_GzMN_Dp00_Gp00 | A1-Pensilvania 33 kV | All generators | 0.94 | cap | Mariquita - Victoria 2 115 | m:Q:bus2 in Mvar | 15.5596 | ElmLne
2031 | 2031_DzMD_GzMN_Dp00_Gp00 | A1-Pensilvania 33 kV | All generators | 0.95 | cap | Mariquita - Victoria 2 115 | m:Q:bus2 in Mvar | 15.5684 | ElmLne
2031 | 2031_DzMD_GzMN_Dp00_Gp00 | A1-Pensilvania 33 kV | All generators | 0.96 | cap | Mariquita - Victoria 2 115 | m:Q:bus2 in Mvar | 15.5774 | ElmLne
2031 | 2031_DzMD_GzMN_Dp00_Gp00 | A1-Pensilvania 33 kV | All generators | 0.97 | cap | Mariquita - Victoria 2 115 | m:Q:bus2 in Mvar | 15.5869 | ElmLne
2031 | 2031_DzMD_GzMN_Dp00_Gp00 | A1-Pensilvania 33 kV | All generators | 0.98 | cap | Mariquita - Victoria 2 115 | m:Q:bus2 in Mvar | 15.5972 | ElmLne
2031 | 2031_DzMD_GzMN_Dp00_Gp00 | A1-Pensilvania 33 kV | All generators | 0.99 | cap | Mariquita - Victoria 2 115 | m:Q:bus2 in Mvar | 15.6097 | ElmLne
2031 | 2031_DzMD_GzMN_Dp00_Gp00 | A1-Pensilvania 33 kV | All generators | 1 | cap | Mariquita - Victoria 2 115 | m:Q:bus2 in Mvar | 15.6364 | ElmLne
2031 | 2031_DzMD_GzMN_Dp00_Gp00 | A1-Pensilvania 33 kV | All generators | 0.9 | cap | Mariquita - Victoria 2 115 | m:cosphi:bus1 | 0.42408 | ElmLne
2031 | 2031_DzMD_GzMN_Dp00_Gp00 | A1-Pensilvania 33 kV | All generators | 0.91 | cap | Mariquita - Victoria 2 115 | m:cosphi:bus1 | 0.42365 | ElmLne
2031 | 2031_DzMD_GzMN_Dp00_Gp00 | A1-Pensilvania 33 kV | All generators | 0.92 | cap | Mariquita - Victoria 2 115 | m:cosphi:bus1 | 0.42324 | ElmLne
2031 | 2031_DzMD_GzMN_Dp00_Gp00 | A1-Pensilvania 33 kV | All generators | 0.93 | cap | Mariquita - Victoria 2 115 | m:cosphi:bus1 | 0.42284 | ElmLne
2031 | 2031_DzMD_GzMN_Dp00_Gp00 | A1-Pensilvania 33 kV | All generators | 0.94 | cap | Mariquita - Victoria 2 115 | m:cosphi:bus1 | 0.42244 | ElmLne
2031 | 2031_DzMD_GzMN_Dp00_Gp00 | A1-Pensilvania 33 kV | All generators | 0.95 | cap | Mariquita - Victoria 2 115 | m:cosphi:bus1 | 0.42205 | ElmLne
2031 | 2031_DzMD_GzMN_Dp00_Gp00 | A1-Pensilvania 33 kV | All generators | 0.96 | cap | Mariquita - Victoria 2 115 | m:cosphi:bus1 | 0.42164 | ElmLne
2031 | 2031_DzMD_GzMN_Dp00_Gp00 | A1-Pensilvania 33 kV | All generators | 0.97 | cap | Mariquita - Victoria 2 115 | m:cosphi:bus1 | 0.42122 | ElmLne
2031 | 2031_DzMD_GzMN_Dp00_Gp00 | A1-Pensilvania 33 kV | All generators | 0.98 | cap | Mariquita - Victoria 2 115 | m:cosphi:bus1 | 0.42074 | ElmLne
2031 | 2031_DzMD_GzMN_Dp00_Gp00 | A1-Pensilvania 33 kV | All generators | 0.99 | cap | Mariquita - Victoria 2 115 | m:cosphi:bus1 | 0.42018 | ElmLne
2031 | 2031_DzMD_GzMN_Dp00_Gp00 | A1-Pensilvania 33 kV | All generators | 1 | cap | Mariquita - Victoria 2 115 | m:cosphi:bus1 | 0.41896 | ElmLne
2031 | 2031_DzMD_GzMN_Dp00_Gp00 | A1-Pensilvania 33 kV | All generators | 0.9 | cap | Mariquita - Victoria 2 115 | m:cosphi:bus2 | -0.43268 | ElmLne
2031 | 2031_DzMD_GzMN_Dp00_Gp00 | A1-Pensilvania 33 kV | All generators | 0.91 | cap | Mariquita - Victoria 2 115 | m:cosphi:bus2 | -0.43225 | ElmLne
2031 | 2031_DzMD_GzMN_Dp00_Gp00 | A1-Pensilvania 33 kV | All generators | 0.92 | cap | Mariquita - Victoria 2 115 | m:cosphi:bus2 | -0.43184 | ElmLne
2031 | 2031_DzMD_GzMN_Dp00_Gp00 | A1-Pensilvania 33 kV | All generators | 0.93 | cap | Mariquita - Victoria 2 115 | m:cosphi:bus2 | -0.43144 | ElmLne
2031 | 2031_DzMD_GzMN_Dp00_Gp00 | A1-Pensilvania 33 kV | All generators | 0.94 | cap | Mariquita - Victoria 2 115 | m:cosphi:bus2 | -0.43104 | ElmLne
2031 | 2031_DzMD_GzMN_Dp00_Gp00 | A1-Pensilvania 33 kV | All generators | 0.95 | cap | Mariquita - Victoria 2 115 | m:cosphi:bus2 | -0.43065 | ElmLne
2031 | 2031_DzMD_GzMN_Dp00_Gp00 | A1-Pensilvania 33 kV | All generators | 0.96 | cap | Mariquita - Victoria 2 115 | m:cosphi:bus2 | -0.43024 | ElmLne
2031 | 2031_DzMD_GzMN_Dp00_Gp00 | A1-Pensilvania 33 kV | All generators | 0.97 | cap | Mariquita - Victoria 2 115 | m:cosphi:bus2 | -0.42981 | ElmLne
2031 | 2031_DzMD_GzMN_Dp00_Gp00 | A1-Pensilvania 33 kV | All generators | 0.98 | cap | Mariquita - Victoria 2 115 | m:cosphi:bus2 | -0.42934 | ElmLne
2031 | 2031_DzMD_GzMN_Dp00_Gp00 | A1-Pensilvania 33 kV | All generators | 0.99 | cap | Mariquita - Victoria 2 115 | m:cosphi:bus2 | -0.42877 | ElmLne
2031 | 2031_DzMD_GzMN_Dp00_Gp00 | A1-Pensilvania 33 kV | All generators | 1 | cap | Mariquita - Victoria 2 115 | m:cosphi:bus2 | -0.42754 | ElmLne
2031 | 2031_DzMD_GzMN_Dp00_Gp00 | A1-Pensilvania 33 kV | All generators | 0.9 | cap | Dorada 115/33/13.8 kV | m:P:bushv in MW | 8.9965 | ElmTr3
2031 | 2031_DzMD_GzMN_Dp00_Gp00 | A1-Pensilvania 33 kV | All generators | 0.91 | cap | Dorada 115/33/13.8 kV | m:P:bushv in MW | 8.9817 | ElmTr3
2031 | 2031_DzMD_GzMN_Dp00_Gp00 | A1-Pensilvania 33 kV | All generators | 0.92 | cap | Dorada 115/33/13.8 kV | m:P:bushv in MW | 8.9685 | ElmTr3
2031 | 2031_DzMD_GzMN_Dp00_Gp00 | A1-Pensilvania 33 kV | All generators | 0.93 | cap | Dorada 115/33/13.8 kV | m:P:bushv in MW | 8.9566 | ElmTr3
2031 | 2031_DzMD_GzMN_Dp00_Gp00 | A1-Pensilvania 33 kV | All generators | 0.94 | cap | Dorada 115/33/13.8 kV | m:P:bushv in MW | 8.9456 | ElmTr3
2031 | 2031_DzMD_GzMN_Dp00_Gp00 | A1-Pensilvania 33 kV | All generators | 0.95 | cap | Dorada 115/33/13.8 kV | m:P:bushv in MW | 8.9355 | ElmTr3
2031 | 2031_DzMD_GzMN_Dp00_Gp00 | A1-Pensilvania 33 kV | All generators | 0.96 | cap | Dorada 115/33/13.8 kV | m:P:bushv in MW | 8.926 | ElmTr3
2031 | 2031_DzMD_GzMN_Dp00_Gp00 | A1-Pensilvania 33 kV | All generators | 0.97 | cap | Dorada 115/33/13.8 kV | m:P:bushv in MW | 8.9168 | ElmTr3
2031 | 2031_DzMD_GzMN_Dp00_Gp00 | A1-Pensilvania 33 kV | All generators | 0.98 | cap | Dorada 115/33/13.8 kV | m:P:bushv in MW | 8.9079 | ElmTr3
2031 | 2031_DzMD_GzMN_Dp00_Gp00 | A1-Pensilvania 33 kV | All generators | 0.99 | cap | Dorada 115/33/13.8 kV | m:P:bushv in MW | 8.8985 | ElmTr3
2031 | 2031_DzMD_GzMN_Dp00_Gp00 | A1-Pensilvania 33 kV | All generators | 1 | cap | Dorada 115/33/13.8 kV | m:P:bushv in MW | 8.8837 | ElmTr3
2031 | 2031_DzMD_GzMN_Dp00_Gp00 | A1-Pensilvania 33 kV | All generators | 0.9 | cap | Dorada 115/33/13.8 kV | m:Q:bushv in Mvar | 5.7721 | ElmTr3
2031 | 2031_DzMD_GzMN_Dp00_Gp00 | A1-Pensilvania 33 kV | All generators | 0.91 | cap | Dorada 115/33/13.8 kV | m:Q:bushv in Mvar | 5.6872 | ElmTr3
2031 | 2031_DzMD_GzMN_Dp00_Gp00 | A1-Pensilvania 33 kV | All generators | 0.92 | cap | Dorada 115/33/13.8 kV | m:Q:bushv in Mvar | 5.6065 | ElmTr3
2031 | 2031_DzMD_GzMN_Dp00_Gp00 | A1-Pensilvania 33 kV | All generators | 0.93 | cap | Dorada 115/33/13.8 kV | m:Q:bushv in Mvar | 5.5284 | ElmTr3
2031 | 2031_DzMD_GzMN_Dp00_Gp00 | A1-Pensilvania 33 kV | All generators | 0.94 | cap | Dorada 115/33/13.8 kV | m:Q:bushv in Mvar | 5.4517 | ElmTr3
2031 | 2031_DzMD_GzMN_Dp00_Gp00 | A1-Pensilvania 33 kV | All generators | 0.95 | cap | Dorada 115/33/13.8 kV | m:Q:bushv in Mvar | 5.3751 | ElmTr3
2031 | 2031_DzMD_GzMN_Dp00_Gp00 | A1-Pensilvania 33 kV | All generators | 0.96 | cap | Dorada 115/33/13.8 kV | m:Q:bushv in Mvar | 5.2969 | ElmTr3
2031 | 2031_DzMD_GzMN_Dp00_Gp00 | A1-Pensilvania 33 kV | All generators | 0.97 | cap | Dorada 115/33/13.8 kV | m:Q:bushv in Mvar | 5.2149 | ElmTr3
2031 | 2031_DzMD_GzMN_Dp00_Gp00 | A1-Pensilvania 33 kV | All generators | 0.98 | cap | Dorada 115/33/13.8 kV | m:Q:bushv in Mvar | 5.1251 | ElmTr3
2031 | 2031_DzMD_GzMN_Dp00_Gp00 | A1-Pensilvania 33 kV | All generators | 0.99 | cap | Dorada 115/33/13.8 kV | m:Q:bushv in Mvar | 5.0176 | ElmTr3
2031 | 2031_DzMD_GzMN_Dp00_Gp00 | A1-Pensilvania 33 kV | All generators | 1 | cap | Dorada 115/33/13.8 kV | m:Q:bushv in Mvar | 4.788 | ElmTr3
2031 | 2031_DzMD_GzMN_Dp00_Gp00 | A1-Pensilvania 33 kV | All generators | 0.9 | cap | Dorada 115/33/13.8 kV | m:cosphi:bushv | 0.84166 | ElmTr3
2031 | 2031_DzMD_GzMN_Dp00_Gp00 | A1-Pensilvania 33 kV | All generators | 0.91 | cap | Dorada 115/33/13.8 kV | m:cosphi:bushv | 0.84487 | ElmTr3
2031 | 2031_DzMD_GzMN_Dp00_Gp00 | A1-Pensilvania 33 kV | All generators | 0.92 | cap | Dorada 115/33/13.8 kV | m:cosphi:bushv | 0.84795 | ElmTr3
2031 | 2031_DzMD_GzMN_Dp00_Gp00 | A1-Pensilvania 33 kV | All generators | 0.93 | cap | Dorada 115/33/13.8 kV | m:cosphi:bushv | 0.85095 | ElmTr3
2031 | 2031_DzMD_GzMN_Dp00_Gp00 | A1-Pensilvania 33 kV | All generators | 0.94 | cap | Dorada 115/33/13.8 kV | m:cosphi:bushv | 0.85392 | ElmTr3
2031 | 2031_DzMD_GzMN_Dp00_Gp00 | A1-Pensilvania 33 kV | All generators | 0.95 | cap | Dorada 115/33/13.8 kV | m:cosphi:bushv | 0.85691 | ElmTr3
2031 | 2031_DzMD_GzMN_Dp00_Gp00 | A1-Pensilvania 33 kV | All generators | 0.96 | cap | Dorada 115/33/13.8 kV | m:cosphi:bushv | 0.85998 | ElmTr3
2031 | 2031_DzMD_GzMN_Dp00_Gp00 | A1-Pensilvania 33 kV | All generators | 0.97 | cap | Dorada 115/33/13.8 kV | m:cosphi:bushv | 0.86321 | ElmTr3
2031 | 2031_DzMD_GzMN_Dp00_Gp00 | A1-Pensilvania 33 kV | All generators | 0.98 | cap | Dorada 115/33/13.8 kV | m:cosphi:bushv | 0.86677 | ElmTr3
2031 | 2031_DzMD_GzMN_Dp00_Gp00 | A1-Pensilvania 33 kV | All generators | 0.99 | cap | Dorada 115/33/13.8 kV | m:cosphi:bushv | 0.87106 | ElmTr3
2031 | 2031_DzMD_GzMN_Dp00_Gp00 | A1-Pensilvania 33 kV | All generators | 1 | cap | Dorada 115/33/13.8 kV | m:cosphi:bushv | 0.88029 | ElmTr3
2031 | 2031_DzMD_GzMN_Dp00_Gp00 | A1-Pensilvania 33 kV | All generators | 0.9 | cap | Manzanares 115/33/13.8 kV | m:P:bushv in MW | -4.6622 | ElmTr3
2031 | 2031_DzMD_GzMN_Dp00_Gp00 | A1-Pensilvania 33 kV | All generators | 0.91 | cap | Manzanares 115/33/13.8 kV | m:P:bushv in MW | -4.7805 | ElmTr3
2031 | 2031_DzMD_GzMN_Dp00_Gp00 | A1-Pensilvania 33 kV | All generators | 0.92 | cap | Manzanares 115/33/13.8 kV | m:P:bushv in MW | -4.8871 | ElmTr3
2031 | 2031_DzMD_GzMN_Dp00_Gp00 | A1-Pensilvania 33 kV | All generators | 0.93 | cap | Manzanares 115/33/13.8 kV | m:P:bushv in MW | -4.9848 | ElmTr3
2031 | 2031_DzMD_GzMN_Dp00_Gp00 | A1-Pensilvania 33 kV | All generators | 0.94 | cap | Manzanares 115/33/13.8 kV | m:P:bushv in MW | -5.0757 | ElmTr3
2031 | 2031_DzMD_GzMN_Dp00_Gp00 | A1-Pensilvania 33 kV | All generators | 0.95 | cap | Manzanares 115/33/13.8 kV | m:P:bushv in MW | -5.1614 | ElmTr3
2031 | 2031_DzMD_GzMN_Dp00_Gp00 | A1-Pensilvania 33 kV | All generators | 0.96 | cap | Manzanares 115/33/13.8 kV | m:P:bushv in MW | -5.2437 | ElmTr3
2031 | 2031_DzMD_GzMN_Dp00_Gp00 | A1-Pensilvania 33 kV | All generators | 0.97 | cap | Manzanares 115/33/13.8 kV | m:P:bushv in MW | -5.3243 | ElmTr3
2031 | 2031_DzMD_GzMN_Dp00_Gp00 | A1-Pensilvania 33 kV | All generators | 0.98 | cap | Manzanares 115/33/13.8 kV | m:P:bushv in MW | -5.4059 | ElmTr3
2031 | 2031_DzMD_GzMN_Dp00_Gp00 | A1-Pensilvania 33 kV | All generators | 0.99 | cap | Manzanares 115/33/13.8 kV | m:P:bushv in MW | -5.4946 | ElmTr3
2031 | 2031_DzMD_GzMN_Dp00_Gp00 | A1-Pensilvania 33 kV | All generators | 1 | cap | Manzanares 115/33/13.8 kV | m:P:bushv in MW | -5.6509 | ElmTr3
2031 | 2031_DzMD_GzMN_Dp00_Gp00 | A1-Pensilvania 33 kV | All generators | 0.9 | cap | Manzanares 115/33/13.8 kV | m:Q:bushv in Mvar | 8.5746 | ElmTr3
2031 | 2031_DzMD_GzMN_Dp00_Gp00 | A1-Pensilvania 33 kV | All generators | 0.91 | cap | Manzanares 115/33/13.8 kV | m:Q:bushv in Mvar | 8.0468 | ElmTr3
2031 | 2031_DzMD_GzMN_Dp00_Gp00 | A1-Pensilvania 33 kV | All generators | 0.92 | cap | Manzanares 115/33/13.8 kV | m:Q:bushv in Mvar | 7.5436 | ElmTr3
2031 | 2031_DzMD_GzMN_Dp00_Gp00 | A1-Pensilvania 33 kV | All generators | 0.93 | cap | Manzanares 115/33/13.8 kV | m:Q:bushv in Mvar | 7.056 | ElmTr3
2031 | 2031_DzMD_GzMN_Dp00_Gp00 | A1-Pensilvania 33 kV | All generators | 0.94 | cap | Manzanares 115/33/13.8 kV | m:Q:bushv in Mvar | 6.5759 | ElmTr3
2031 | 2031_DzMD_GzMN_Dp00_Gp00 | A1-Pensilvania 33 kV | All generators | 0.95 | cap | Manzanares 115/33/13.8 kV | m:Q:bushv in Mvar | 6.0951 | ElmTr3
2031 | 2031_DzMD_GzMN_Dp00_Gp00 | A1-Pensilvania 33 kV | All generators | 0.96 | cap | Manzanares 115/33/13.8 kV | m:Q:bushv in Mvar | 5.6038 | ElmTr3
2031 | 2031_DzMD_GzMN_Dp00_Gp00 | A1-Pensilvania 33 kV | All generators | 0.97 | cap | Manzanares 115/33/13.8 kV | m:Q:bushv in Mvar | 5.0876 | ElmTr3
2031 | 2031_DzMD_GzMN_Dp00_Gp00 | A1-Pensilvania 33 kV | All generators | 0.98 | cap | Manzanares 115/33/13.8 kV | m:Q:bushv in Mvar | 4.5211 | ElmTr3
2031 | 2031_DzMD_GzMN_Dp00_Gp00 | A1-Pensilvania 33 kV | All generators | 0.99 | cap | Manzanares 115/33/13.8 kV | m:Q:bushv in Mvar | 3.841 | ElmTr3
2031 | 2031_DzMD_GzMN_Dp00_Gp00 | A1-Pensilvania 33 kV | All generators | 1 | cap | Manzanares 115/33/13.8 kV | m:Q:bushv in Mvar | 2.3818 | ElmTr3
2031 | 2031_DzMD_GzMN_Dp00_Gp00 | A1-Pensilvania 33 kV | All generators | 0.9 | cap | Manzanares 115/33/13.8 kV | m:cosphi:bushv | -0.47768 | ElmTr3
2031 | 2031_DzMD_GzMN_Dp00_Gp00 | A1-Pensilvania 33 kV | All generators | 0.91 | cap | Manzanares 115/33/13.8 kV | m:cosphi:bushv | -0.51075 | ElmTr3
2031 | 2031_DzMD_GzMN_Dp00_Gp00 | A1-Pensilvania 33 kV | All generators | 0.92 | cap | Manzanares 115/33/13.8 kV | m:cosphi:bushv | -0.54372 | ElmTr3
2031 | 2031_DzMD_GzMN_Dp00_Gp00 | A1-Pensilvania 33 kV | All generators | 0.93 | cap | Manzanares 115/33/13.8 kV | m:cosphi:bushv | -0.577 | ElmTr3
2031 | 2031_DzMD_GzMN_Dp00_Gp00 | A1-Pensilvania 33 kV | All generators | 0.94 | cap | Manzanares 115/33/13.8 kV | m:cosphi:bushv | -0.61102 | ElmTr3
2031 | 2031_DzMD_GzMN_Dp00_Gp00 | A1-Pensilvania 33 kV | All generators | 0.95 | cap | Manzanares 115/33/13.8 kV | m:cosphi:bushv | -0.64624 | ElmTr3
2031 | 2031_DzMD_GzMN_Dp00_Gp00 | A1-Pensilvania 33 kV | All generators | 0.96 | cap | Manzanares 115/33/13.8 kV | m:cosphi:bushv | -0.68326 | ElmTr3
2031 | 2031_DzMD_GzMN_Dp00_Gp00 | A1-Pensilvania 33 kV | All generators | 0.97 | cap | Manzanares 115/33/13.8 kV | m:cosphi:bushv | -0.72299 | ElmTr3
2031 | 2031_DzMD_GzMN_Dp00_Gp00 | A1-Pensilvania 33 kV | All generators | 0.98 | cap | Manzanares 115/33/13.8 kV | m:cosphi:bushv | -0.76709 | ElmTr3
2031 | 2031_DzMD_GzMN_Dp00_Gp00 | A1-Pensilvania 33 kV | All generators | 0.99 | cap | Manzanares 115/33/13.8 kV | m:cosphi:bushv | -0.8196 | ElmTr3
2031 | 2031_DzMD_GzMN_Dp00_Gp00 | A1-Pensilvania 33 kV | All generators | 1 | cap | Manzanares 115/33/13.8 kV | m:cosphi:bushv | -0.92149 | ElmTr3
2031 | 2031_DzMD_GzMN_Dp00_Gp00 | A1-Pensilvania 33 kV | All generators | 0.9 | cap | Purnio 230/115 | m:P:bushv in MW | 50.9807 | ElmTr3
2031 | 2031_DzMD_GzMN_Dp00_Gp00 | A1-Pensilvania 33 kV | All generators | 0.91 | cap | Purnio 230/115 | m:P:bushv in MW | 50.9564 | ElmTr3
2031 | 2031_DzMD_GzMN_Dp00_Gp00 | A1-Pensilvania 33 kV | All generators | 0.92 | cap | Purnio 230/115 | m:P:bushv in MW | 50.9354 | ElmTr3
2031 | 2031_DzMD_GzMN_Dp00_Gp00 | A1-Pensilvania 33 kV | All generators | 0.93 | cap | Purnio 230/115 | m:P:bushv in MW | 50.917 | ElmTr3
2031 | 2031_DzMD_GzMN_Dp00_Gp00 | A1-Pensilvania 33 kV | All generators | 0.94 | cap | Purnio 230/115 | m:P:bushv in MW | 50.901 | ElmTr3
2031 | 2031_DzMD_GzMN_Dp00_Gp00 | A1-Pensilvania 33 kV | All generators | 0.95 | cap | Purnio 230/115 | m:P:bushv in MW | 50.8868 | ElmTr3
2031 | 2031_DzMD_GzMN_Dp00_Gp00 | A1-Pensilvania 33 kV | All generators | 0.96 | cap | Purnio 230/115 | m:P:bushv in MW | 50.8742 | ElmTr3
2031 | 2031_DzMD_GzMN_Dp00_Gp00 | A1-Pensilvania 33 kV | All generators | 0.97 | cap | Purnio 230/115 | m:P:bushv in MW | 50.8632 | ElmTr3
2031 | 2031_DzMD_GzMN_Dp00_Gp00 | A1-Pensilvania 33 kV | All generators | 0.98 | cap | Purnio 230/115 | m:P:bushv in MW | 50.8536 | ElmTr3
2031 | 2031_DzMD_GzMN_Dp00_Gp00 | A1-Pensilvania 33 kV | All generators | 0.99 | cap | Purnio 230/115 | m:P:bushv in MW | 50.8454 | ElmTr3
2031 | 2031_DzMD_GzMN_Dp00_Gp00 | A1-Pensilvania 33 kV | All generators | 1 | cap | Purnio 230/115 | m:P:bushv in MW | 50.8402 | ElmTr3
2031 | 2031_DzMD_GzMN_Dp00_Gp00 | A1-Pensilvania 33 kV | All generators | 0.9 | cap | Purnio 230/115 | m:Q:bushv in Mvar | -2.644 | ElmTr3
2031 | 2031_DzMD_GzMN_Dp00_Gp00 | A1-Pensilvania 33 kV | All generators | 0.91 | cap | Purnio 230/115 | m:Q:bushv in Mvar | -2.8389 | ElmTr3
2031 | 2031_DzMD_GzMN_Dp00_Gp00 | A1-Pensilvania 33 kV | All generators | 0.92 | cap | Purnio 230/115 | m:Q:bushv in Mvar | -3.0241 | ElmTr3
2031 | 2031_DzMD_GzMN_Dp00_Gp00 | A1-Pensilvania 33 kV | All generators | 0.93 | cap | Purnio 230/115 | m:Q:bushv in Mvar | -3.203 | ElmTr3
2031 | 2031_DzMD_GzMN_Dp00_Gp00 | A1-Pensilvania 33 kV | All generators | 0.94 | cap | Purnio 230/115 | m:Q:bushv in Mvar | -3.3787 | ElmTr3
2031 | 2031_DzMD_GzMN_Dp00_Gp00 | A1-Pensilvania 33 kV | All generators | 0.95 | cap | Purnio 230/115 | m:Q:bushv in Mvar | -3.5541 | ElmTr3
2031 | 2031_DzMD_GzMN_Dp00_Gp00 | A1-Pensilvania 33 kV | All generators | 0.96 | cap | Purnio 230/115 | m:Q:bushv in Mvar | -3.7328 | ElmTr3
2031 | 2031_DzMD_GzMN_Dp00_Gp00 | A1-Pensilvania 33 kV | All generators | 0.97 | cap | Purnio 230/115 | m:Q:bushv in Mvar | -3.92 | ElmTr3
2031 | 2031_DzMD_GzMN_Dp00_Gp00 | A1-Pensilvania 33 kV | All generators | 0.98 | cap | Purnio 230/115 | m:Q:bushv in Mvar | -4.1249 | ElmTr3
2031 | 2031_DzMD_GzMN_Dp00_Gp00 | A1-Pensilvania 33 kV | All generators | 0.99 | cap | Purnio 230/115 | m:Q:bushv in Mvar | -4.3699 | ElmTr3
2031 | 2031_DzMD_GzMN_Dp00_Gp00 | A1-Pensilvania 33 kV | All generators | 1 | cap | Purnio 230/115 | m:Q:bushv in Mvar | -4.8924 | ElmTr3
2031 | 2031_DzMD_GzMN_Dp00_Gp00 | A1-Pensilvania 33 kV | All generators | 0.9 | cap | Purnio 230/115 | m:cosphi:bushv | 0.99866 | ElmTr3
2031 | 2031_DzMD_GzMN_Dp00_Gp00 | A1-Pensilvania 33 kV | All generators | 0.91 | cap | Purnio 230/115 | m:cosphi:bushv | 0.99845 | ElmTr3
2031 | 2031_DzMD_GzMN_Dp00_Gp00 | A1-Pensilvania 33 kV | All generators | 0.92 | cap | Purnio 230/115 | m:cosphi:bushv | 0.99824 | ElmTr3
2031 | 2031_DzMD_GzMN_Dp00_Gp00 | A1-Pensilvania 33 kV | All generators | 0.93 | cap | Purnio 230/115 | m:cosphi:bushv | 0.99803 | ElmTr3
2031 | 2031_DzMD_GzMN_Dp00_Gp00 | A1-Pensilvania 33 kV | All generators | 0.94 | cap | Purnio 230/115 | m:cosphi:bushv | 0.9978 | ElmTr3
2031 | 2031_DzMD_GzMN_Dp00_Gp00 | A1-Pensilvania 33 kV | All generators | 0.95 | cap | Purnio 230/115 | m:cosphi:bushv | 0.99757 | ElmTr3
2031 | 2031_DzMD_GzMN_Dp00_Gp00 | A1-Pensilvania 33 kV | All generators | 0.96 | cap | Purnio 230/115 | m:cosphi:bushv | 0.99732 | ElmTr3
2031 | 2031_DzMD_GzMN_Dp00_Gp00 | A1-Pensilvania 33 kV | All generators | 0.97 | cap | Purnio 230/115 | m:cosphi:bushv | 0.99704 | ElmTr3
2031 | 2031_DzMD_GzMN_Dp00_Gp00 | A1-Pensilvania 33 kV | All generators | 0.98 | cap | Purnio 230/115 | m:cosphi:bushv | 0.99673 | ElmTr3
2031 | 2031_DzMD_GzMN_Dp00_Gp00 | A1-Pensilvania 33 kV | All generators | 0.99 | cap | Purnio 230/115 | m:cosphi:bushv | 0.99633 | ElmTr3
2031 | 2031_DzMD_GzMN_Dp00_Gp00 | A1-Pensilvania 33 kV | All generators | 1 | cap | Purnio 230/115 | m:cosphi:bushv | 0.9954 | ElmTr3
2031 | 2031_DzMD_GzMN_Dp00_Gp00 | A1-Pensilvania 33 kV | All generators | 0.9 | cap | Victoria 115/33/13.8 kV | m:P:bushv in MW | 0.29696 | ElmTr3
2031 | 2031_DzMD_GzMN_Dp00_Gp00 | A1-Pensilvania 33 kV | All generators | 0.91 | cap | Victoria 115/33/13.8 kV | m:P:bushv in MW | 0.26628 | ElmTr3
2031 | 2031_DzMD_GzMN_Dp00_Gp00 | A1-Pensilvania 33 kV | All generators | 0.92 | cap | Victoria 115/33/13.8 kV | m:P:bushv in MW | 0.24077 | ElmTr3
2031 | 2031_DzMD_GzMN_Dp00_Gp00 | A1-Pensilvania 33 kV | All generators | 0.93 | cap | Victoria 115/33/13.8 kV | m:P:bushv in MW | 0.21946 | ElmTr3
2031 | 2031_DzMD_GzMN_Dp00_Gp00 | A1-Pensilvania 33 kV | All generators | 0.94 | cap | Victoria 115/33/13.8 kV | m:P:bushv in MW | 0.20176 | ElmTr3
2031 | 2031_DzMD_GzMN_Dp00_Gp00 | A1-Pensilvania 33 kV | All generators | 0.95 | cap | Victoria 115/33/13.8 kV | m:P:bushv in MW | 0.18724 | ElmTr3
2031 | 2031_DzMD_GzMN_Dp00_Gp00 | A1-Pensilvania 33 kV | All generators | 0.96 | cap | Victoria 115/33/13.8 kV | m:P:bushv in MW | 0.17571 | ElmTr3
2031 | 2031_DzMD_GzMN_Dp00_Gp00 | A1-Pensilvania 33 kV | All generators | 0.97 | cap | Victoria 115/33/13.8 kV | m:P:bushv in MW | 0.16716 | ElmTr3
2031 | 2031_DzMD_GzMN_Dp00_Gp00 | A1-Pensilvania 33 kV | All generators | 0.98 | cap | Victoria 115/33/13.8 kV | m:P:bushv in MW | 0.16194 | ElmTr3
2031 | 2031_DzMD_GzMN_Dp00_Gp00 | A1-Pensilvania 33 kV | All generators | 0.99 | cap | Victoria 115/33/13.8 kV | m:P:bushv in MW | 0.16138 | ElmTr3
2031 | 2031_DzMD_GzMN_Dp00_Gp00 | A1-Pensilvania 33 kV | All generators | 1 | cap | Victoria 115/33/13.8 kV | m:P:bushv in MW | 0.18095 | ElmTr3
2031 | 2031_DzMD_GzMN_Dp00_Gp00 | A1-Pensilvania 33 kV | All generators | 0.9 | cap | Victoria 115/33/13.8 kV | m:Q:bushv in Mvar | 8.6633 | ElmTr3
2031 | 2031_DzMD_GzMN_Dp00_Gp00 | A1-Pensilvania 33 kV | All generators | 0.91 | cap | Victoria 115/33/13.8 kV | m:Q:bushv in Mvar | 8.3356 | ElmTr3
2031 | 2031_DzMD_GzMN_Dp00_Gp00 | A1-Pensilvania 33 kV | All generators | 0.92 | cap | Victoria 115/33/13.8 kV | m:Q:bushv in Mvar | 8.0236 | ElmTr3
2031 | 2031_DzMD_GzMN_Dp00_Gp00 | A1-Pensilvania 33 kV | All generators | 0.93 | cap | Victoria 115/33/13.8 kV | m:Q:bushv in Mvar | 7.7218 | ElmTr3
2031 | 2031_DzMD_GzMN_Dp00_Gp00 | A1-Pensilvania 33 kV | All generators | 0.94 | cap | Victoria 115/33/13.8 kV | m:Q:bushv in Mvar | 7.425 | ElmTr3
2031 | 2031_DzMD_GzMN_Dp00_Gp00 | A1-Pensilvania 33 kV | All generators | 0.95 | cap | Victoria 115/33/13.8 kV | m:Q:bushv in Mvar | 7.1282 | ElmTr3
2031 | 2031_DzMD_GzMN_Dp00_Gp00 | A1-Pensilvania 33 kV | All generators | 0.96 | cap | Victoria 115/33/13.8 kV | m:Q:bushv in Mvar | 6.8253 | ElmTr3
2031 | 2031_DzMD_GzMN_Dp00_Gp00 | A1-Pensilvania 33 kV | All generators | 0.97 | cap | Victoria 115/33/13.8 kV | m:Q:bushv in Mvar | 6.5075 | ElmTr3
2031 | 2031_DzMD_GzMN_Dp00_Gp00 | A1-Pensilvania 33 kV | All generators | 0.98 | cap | Victoria 115/33/13.8 kV | m:Q:bushv in Mvar | 6.1593 | ElmTr3
2031 | 2031_DzMD_GzMN_Dp00_Gp00 | A1-Pensilvania 33 kV | All generators | 0.99 | cap | Victoria 115/33/13.8 kV | m:Q:bushv in Mvar | 5.7419 | ElmTr3
2031 | 2031_DzMD_GzMN_Dp00_Gp00 | A1-Pensilvania 33 kV | All generators | 1 | cap | Victoria 115/33/13.8 kV | m:Q:bushv in Mvar | 4.849 | ElmTr3
2031 | 2031_DzMD_GzMN_Dp00_Gp00 | A1-Pensilvania 33 kV | All generators | 0.9 | cap | Victoria 115/33/13.8 kV | m:cosphi:bushv | 0.034258 | ElmTr3
2031 | 2031_DzMD_GzMN_Dp00_Gp00 | A1-Pensilvania 33 kV | All generators | 0.91 | cap | Victoria 115/33/13.8 kV | m:cosphi:bushv | 0.031929 | ElmTr3
2031 | 2031_DzMD_GzMN_Dp00_Gp00 | A1-Pensilvania 33 kV | All generators | 0.92 | cap | Victoria 115/33/13.8 kV | m:cosphi:bushv | 0.029994 | ElmTr3
2031 | 2031_DzMD_GzMN_Dp00_Gp00 | A1-Pensilvania 33 kV | All generators | 0.93 | cap | Victoria 115/33/13.8 kV | m:cosphi:bushv | 0.02841 | ElmTr3
2031 | 2031_DzMD_GzMN_Dp00_Gp00 | A1-Pensilvania 33 kV | All generators | 0.94 | cap | Victoria 115/33/13.8 kV | m:cosphi:bushv | 0.027163 | ElmTr3
2031 | 2031_DzMD_GzMN_Dp00_Gp00 | A1-Pensilvania 33 kV | All generators | 0.95 | cap | Victoria 115/33/13.8 kV | m:cosphi:bushv | 0.026259 | ElmTr3
2031 | 2031_DzMD_GzMN_Dp00_Gp00 | A1-Pensilvania 33 kV | All generators | 0.96 | cap | Victoria 115/33/13.8 kV | m:cosphi:bushv | 0.025735 | ElmTr3
2031 | 2031_DzMD_GzMN_Dp00_Gp00 | A1-Pensilvania 33 kV | All generators | 0.97 | cap | Victoria 115/33/13.8 kV | m:cosphi:bushv | 0.025678 | ElmTr3
2031 | 2031_DzMD_GzMN_Dp00_Gp00 | A1-Pensilvania 33 kV | All generators | 0.98 | cap | Victoria 115/33/13.8 kV | m:cosphi:bushv | 0.026283 | ElmTr3
2031 | 2031_DzMD_GzMN_Dp00_Gp00 | A1-Pensilvania 33 kV | All generators | 0.99 | cap | Victoria 115/33/13.8 kV | m:cosphi:bushv | 0.028095 | ElmTr3
2031 | 2031_DzMD_GzMN_Dp00_Gp00 | A1-Pensilvania 33 kV | All generators | 1 | cap | Victoria 115/33/13.8 kV | m:cosphi:bushv | 0.037291 | ElmTr3
2031 | 2031_DzMD_GzMN_Dp00_Gp00 | A1-Pensilvania 33 kV | All generators | 0.9 | ind | Dorada - Magdalena 115 kV | m:P:bus1 in MW | 51.943 | ElmLne
2031 | 2031_DzMD_GzMN_Dp00_Gp00 | A1-Pensilvania 33 kV | All generators | 0.91 | ind | Dorada - Magdalena 115 kV | m:P:bus1 in MW | 51.9363 | ElmLne
2031 | 2031_DzMD_GzMN_Dp00_Gp00 | A1-Pensilvania 33 kV | All generators | 0.92 | ind | Dorada - Magdalena 115 kV | m:P:bus1 in MW | 51.9292 | ElmLne
2031 | 2031_DzMD_GzMN_Dp00_Gp00 | A1-Pensilvania 33 kV | All generators | 0.93 | ind | Dorada - Magdalena 115 kV | m:P:bus1 in MW | 51.9215 | ElmLne
2031 | 2031_DzMD_GzMN_Dp00_Gp00 | A1-Pensilvania 33 kV | All generators | 0.94 | ind | Dorada - Magdalena 115 kV | m:P:bus1 in MW | 51.9133 | ElmLne
2031 | 2031_DzMD_GzMN_Dp00_Gp00 | A1-Pensilvania 33 kV | All generators | 0.95 | ind | Dorada - Magdalena 115 kV | m:P:bus1 in MW | 51.9044 | ElmLne
2031 | 2031_DzMD_GzMN_Dp00_Gp00 | A1-Pensilvania 33 kV | All generators | 0.96 | ind | Dorada - Magdalena 115 kV | m:P:bus1 in MW | 51.8944 | ElmLne
2031 | 2031_DzMD_GzMN_Dp00_Gp00 | A1-Pensilvania 33 kV | All generators | 0.97 | ind | Dorada - Magdalena 115 kV | m:P:bus1 in MW | 51.8828 | ElmLne
2031 | 2031_DzMD_GzMN_Dp00_Gp00 | A1-Pensilvania 33 kV | All generators | 0.98 | ind | Dorada - Magdalena 115 kV | m:P:bus1 in MW | 51.8689 | ElmLne
2031 | 2031_DzMD_GzMN_Dp00_Gp00 | A1-Pensilvania 33 kV | All generators | 0.99 | ind | Dorada - Magdalena 115 kV | m:P:bus1 in MW | 51.8502 | ElmLne
2031 | 2031_DzMD_GzMN_Dp00_Gp00 | A1-Pensilvania 33 kV | All generators | 1 | ind | Dorada - Magdalena 115 kV | m:P:bus1 in MW | 51.8009 | ElmLne
2031 | 2031_DzMD_GzMN_Dp00_Gp00 | A1-Pensilvania 33 kV | All generators | 0.9 | ind | Dorada - Magdalena 115 kV | m:P:bus2 in MW | -51.8044 | ElmLne
2031 | 2031_DzMD_GzMN_Dp00_Gp00 | A1-Pensilvania 33 kV | All generators | 0.91 | ind | Dorada - Magdalena 115 kV | m:P:bus2 in MW | -51.7976 | ElmLne
2031 | 2031_DzMD_GzMN_Dp00_Gp00 | A1-Pensilvania 33 kV | All generators | 0.92 | ind | Dorada - Magdalena 115 kV | m:P:bus2 in MW | -51.7905 | ElmLne
2031 | 2031_DzMD_GzMN_Dp00_Gp00 | A1-Pensilvania 33 kV | All generators | 0.93 | ind | Dorada - Magdalena 115 kV | m:P:bus2 in MW | -51.7829 | ElmLne
2031 | 2031_DzMD_GzMN_Dp00_Gp00 | A1-Pensilvania 33 kV | All generators | 0.94 | ind | Dorada - Magdalena 115 kV | m:P:bus2 in MW | -51.7748 | ElmLne
2031 | 2031_DzMD_GzMN_Dp00_Gp00 | A1-Pensilvania 33 kV | All generators | 0.95 | ind | Dorada - Magdalena 115 kV | m:P:bus2 in MW | -51.7658 | ElmLne
2031 | 2031_DzMD_GzMN_Dp00_Gp00 | A1-Pensilvania 33 kV | All generators | 0.96 | ind | Dorada - Magdalena 115 kV | m:P:bus2 in MW | -51.7558 | ElmLne
2031 | 2031_DzMD_GzMN_Dp00_Gp00 | A1-Pensilvania 33 kV | All generators | 0.97 | ind | Dorada - Magdalena 115 kV | m:P:bus2 in MW | -51.7443 | ElmLne
2031 | 2031_DzMD_GzMN_Dp00_Gp00 | A1-Pensilvania 33 kV | All generators | 0.98 | ind | Dorada - Magdalena 115 kV | m:P:bus2 in MW | -51.7304 | ElmLne
2031 | 2031_DzMD_GzMN_Dp00_Gp00 | A1-Pensilvania 33 kV | All generators | 0.99 | ind | Dorada - Magdalena 115 kV | m:P:bus2 in MW | -51.7117 | ElmLne
2031 | 2031_DzMD_GzMN_Dp00_Gp00 | A1-Pensilvania 33 kV | All generators | 1 | ind | Dorada - Magdalena 115 kV | m:P:bus2 in MW | -51.6626 | ElmLne
2031 | 2031_DzMD_GzMN_Dp00_Gp00 | A1-Pensilvania 33 kV | All generators | 0.9 | ind | Dorada - Magdalena 115 kV | m:Q:bus1 in Mvar | 4.5044 | ElmLne
2031 | 2031_DzMD_GzMN_Dp00_Gp00 | A1-Pensilvania 33 kV | All generators | 0.91 | ind | Dorada - Magdalena 115 kV | m:Q:bus1 in Mvar | 4.4829 | ElmLne
2031 | 2031_DzMD_GzMN_Dp00_Gp00 | A1-Pensilvania 33 kV | All generators | 0.92 | ind | Dorada - Magdalena 115 kV | m:Q:bus1 in Mvar | 4.4604 | ElmLne
2031 | 2031_DzMD_GzMN_Dp00_Gp00 | A1-Pensilvania 33 kV | All generators | 0.93 | ind | Dorada - Magdalena 115 kV | m:Q:bus1 in Mvar | 4.4367 | ElmLne
2031 | 2031_DzMD_GzMN_Dp00_Gp00 | A1-Pensilvania 33 kV | All generators | 0.94 | ind | Dorada - Magdalena 115 kV | m:Q:bus1 in Mvar | 4.4114 | ElmLne
2031 | 2031_DzMD_GzMN_Dp00_Gp00 | A1-Pensilvania 33 kV | All generators | 0.95 | ind | Dorada - Magdalena 115 kV | m:Q:bus1 in Mvar | 4.3841 | ElmLne
2031 | 2031_DzMD_GzMN_Dp00_Gp00 | A1-Pensilvania 33 kV | All generators | 0.96 | ind | Dorada - Magdalena 115 kV | m:Q:bus1 in Mvar | 4.3541 | ElmLne
2031 | 2031_DzMD_GzMN_Dp00_Gp00 | A1-Pensilvania 33 kV | All generators | 0.97 | ind | Dorada - Magdalena 115 kV | m:Q:bus1 in Mvar | 4.32 | ElmLne
2031 | 2031_DzMD_GzMN_Dp00_Gp00 | A1-Pensilvania 33 kV | All generators | 0.98 | ind | Dorada - Magdalena 115 kV | m:Q:bus1 in Mvar | 4.2796 | ElmLne
2031 | 2031_DzMD_GzMN_Dp00_Gp00 | A1-Pensilvania 33 kV | All generators | 0.99 | ind | Dorada - Magdalena 115 kV | m:Q:bus1 in Mvar | 4.2264 | ElmLne
2031 | 2031_DzMD_GzMN_Dp00_Gp00 | A1-Pensilvania 33 kV | All generators | 1 | ind | Dorada - Magdalena 115 kV | m:Q:bus1 in Mvar | 4.0923 | ElmLne
2031 | 2031_DzMD_GzMN_Dp00_Gp00 | A1-Pensilvania 33 kV | All generators | 0.9 | ind | Dorada - Magdalena 115 kV | m:Q:bus2 in Mvar | -4.188 | ElmLne
2031 | 2031_DzMD_GzMN_Dp00_Gp00 | A1-Pensilvania 33 kV | All generators | 0.91 | ind | Dorada - Magdalena 115 kV | m:Q:bus2 in Mvar | -4.1665 | ElmLne
2031 | 2031_DzMD_GzMN_Dp00_Gp00 | A1-Pensilvania 33 kV | All generators | 0.92 | ind | Dorada - Magdalena 115 kV | m:Q:bus2 in Mvar | -4.144 | ElmLne
2031 | 2031_DzMD_GzMN_Dp00_Gp00 | A1-Pensilvania 33 kV | All generators | 0.93 | ind | Dorada - Magdalena 115 kV | m:Q:bus2 in Mvar | -4.1203 | ElmLne
2031 | 2031_DzMD_GzMN_Dp00_Gp00 | A1-Pensilvania 33 kV | All generators | 0.94 | ind | Dorada - Magdalena 115 kV | m:Q:bus2 in Mvar | -4.0951 | ElmLne
2031 | 2031_DzMD_GzMN_Dp00_Gp00 | A1-Pensilvania 33 kV | All generators | 0.95 | ind | Dorada - Magdalena 115 kV | m:Q:bus2 in Mvar | -4.0678 | ElmLne
2031 | 2031_DzMD_GzMN_Dp00_Gp00 | A1-Pensilvania 33 kV | All generators | 0.96 | ind | Dorada - Magdalena 115 kV | m:Q:bus2 in Mvar | -4.0377 | ElmLne
2031 | 2031_DzMD_GzMN_Dp00_Gp00 | A1-Pensilvania 33 kV | All generators | 0.97 | ind | Dorada - Magdalena 115 kV | m:Q:bus2 in Mvar | -4.0037 | ElmLne
2031 | 2031_DzMD_GzMN_Dp00_Gp00 | A1-Pensilvania 33 kV | All generators | 0.98 | ind | Dorada - Magdalena 115 kV | m:Q:bus2 in Mvar | -3.9633 | ElmLne
2031 | 2031_DzMD_GzMN_Dp00_Gp00 | A1-Pensilvania 33 kV | All generators | 0.99 | ind | Dorada - Magdalena 115 kV | m:Q:bus2 in Mvar | -3.9102 | ElmLne
2031 | 2031_DzMD_GzMN_Dp00_Gp00 | A1-Pensilvania 33 kV | All generators | 1 | ind | Dorada - Magdalena 115 kV | m:Q:bus2 in Mvar | -3.7762 | ElmLne
2031 | 2031_DzMD_GzMN_Dp00_Gp00 | A1-Pensilvania 33 kV | All generators | 0.9 | ind | Dorada - Magdalena 115 kV | m:cosphi:bus1 | 0.99626 | ElmLne
2031 | 2031_DzMD_GzMN_Dp00_Gp00 | A1-Pensilvania 33 kV | All generators | 0.91 | ind | Dorada - Magdalena 115 kV | m:cosphi:bus1 | 0.9963 | ElmLne
2031 | 2031_DzMD_GzMN_Dp00_Gp00 | A1-Pensilvania 33 kV | All generators | 0.92 | ind | Dorada - Magdalena 115 kV | m:cosphi:bus1 | 0.99633 | ElmLne
2031 | 2031_DzMD_GzMN_Dp00_Gp00 | A1-Pensilvania 33 kV | All generators | 0.93 | ind | Dorada - Magdalena 115 kV | m:cosphi:bus1 | 0.99637 | ElmLne
2031 | 2031_DzMD_GzMN_Dp00_Gp00 | A1-Pensilvania 33 kV | All generators | 0.94 | ind | Dorada - Magdalena 115 kV | m:cosphi:bus1 | 0.99641 | ElmLne
2031 | 2031_DzMD_GzMN_Dp00_Gp00 | A1-Pensilvania 33 kV | All generators | 0.95 | ind | Dorada - Magdalena 115 kV | m:cosphi:bus1 | 0.99645 | ElmLne
2031 | 2031_DzMD_GzMN_Dp00_Gp00 | A1-Pensilvania 33 kV | All generators | 0.96 | ind | Dorada - Magdalena 115 kV | m:cosphi:bus1 | 0.9965 | ElmLne
2031 | 2031_DzMD_GzMN_Dp00_Gp00 | A1-Pensilvania 33 kV | All generators | 0.97 | ind | Dorada - Magdalena 115 kV | m:cosphi:bus1 | 0.99655 | ElmLne
2031 | 2031_DzMD_GzMN_Dp00_Gp00 | A1-Pensilvania 33 kV | All generators | 0.98 | ind | Dorada - Magdalena 115 kV | m:cosphi:bus1 | 0.99661 | ElmLne
2031 | 2031_DzMD_GzMN_Dp00_Gp00 | A1-Pensilvania 33 kV | All generators | 0.99 | ind | Dorada - Magdalena 115 kV | m:cosphi:bus1 | 0.99669 | ElmLne
2031 | 2031_DzMD_GzMN_Dp00_Gp00 | A1-Pensilvania 33 kV | All generators | 1 | ind | Dorada - Magdalena 115 kV | m:cosphi:bus1 | 0.99689 | ElmLne
2031 | 2031_DzMD_GzMN_Dp00_Gp00 | A1-Pensilvania 33 kV | All generators | 0.9 | ind | Dorada - Magdalena 115 kV | m:cosphi:bus2 | -0.99675 | ElmLne
2031 | 2031_DzMD_GzMN_Dp00_Gp00 | A1-Pensilvania 33 kV | All generators | 0.91 | ind | Dorada - Magdalena 115 kV | m:cosphi:bus2 | -0.99678 | ElmLne
2031 | 2031_DzMD_GzMN_Dp00_Gp00 | A1-Pensilvania 33 kV | All generators | 0.92 | ind | Dorada - Magdalena 115 kV | m:cosphi:bus2 | -0.99681 | ElmLne
2031 | 2031_DzMD_GzMN_Dp00_Gp00 | A1-Pensilvania 33 kV | All generators | 0.93 | ind | Dorada - Magdalena 115 kV | m:cosphi:bus2 | -0.99685 | ElmLne
2031 | 2031_DzMD_GzMN_Dp00_Gp00 | A1-Pensilvania 33 kV | All generators | 0.94 | ind | Dorada - Magdalena 115 kV | m:cosphi:bus2 | -0.99689 | ElmLne
2031 | 2031_DzMD_GzMN_Dp00_Gp00 | A1-Pensilvania 33 kV | All generators | 0.95 | ind | Dorada - Magdalena 115 kV | m:cosphi:bus2 | -0.99693 | ElmLne
2031 | 2031_DzMD_GzMN_Dp00_Gp00 | A1-Pensilvania 33 kV | All generators | 0.96 | ind | Dorada - Magdalena 115 kV | m:cosphi:bus2 | -0.99697 | ElmLne
2031 | 2031_DzMD_GzMN_Dp00_Gp00 | A1-Pensilvania 33 kV | All generators | 0.97 | ind | Dorada - Magdalena 115 kV | m:cosphi:bus2 | -0.99702 | ElmLne
2031 | 2031_DzMD_GzMN_Dp00_Gp00 | A1-Pensilvania 33 kV | All generators | 0.98 | ind | Dorada - Magdalena 115 kV | m:cosphi:bus2 | -0.99708 | ElmLne
2031 | 2031_DzMD_GzMN_Dp00_Gp00 | A1-Pensilvania 33 kV | All generators | 0.99 | ind | Dorada - Magdalena 115 kV | m:cosphi:bus2 | -0.99715 | ElmLne
2031 | 2031_DzMD_GzMN_Dp00_Gp00 | A1-Pensilvania 33 kV | All generators | 1 | ind | Dorada - Magdalena 115 kV | m:cosphi:bus2 | -0.99734 | ElmLne
2031 | 2031_DzMD_GzMN_Dp00_Gp00 | A1-Pensilvania 33 kV | All generators | 0.9 | ind | Mariquita - Victoria 2 115 | m:P:bus1 in MW | 7.4195 | ElmLne
2031 | 2031_DzMD_GzMN_Dp00_Gp00 | A1-Pensilvania 33 kV | All generators | 0.91 | ind | Mariquita - Victoria 2 115 | m:P:bus1 in MW | 7.4216 | ElmLne
2031 | 2031_DzMD_GzMN_Dp00_Gp00 | A1-Pensilvania 33 kV | All generators | 0.92 | ind | Mariquita - Victoria 2 115 | m:P:bus1 in MW | 7.4238 | ElmLne
2031 | 2031_DzMD_GzMN_Dp00_Gp00 | A1-Pensilvania 33 kV | All generators | 0.93 | ind | Mariquita - Victoria 2 115 | m:P:bus1 in MW | 7.426 | ElmLne
2031 | 2031_DzMD_GzMN_Dp00_Gp00 | A1-Pensilvania 33 kV | All generators | 0.94 | ind | Mariquita - Victoria 2 115 | m:P:bus1 in MW | 7.4284 | ElmLne
2031 | 2031_DzMD_GzMN_Dp00_Gp00 | A1-Pensilvania 33 kV | All generators | 0.95 | ind | Mariquita - Victoria 2 115 | m:P:bus1 in MW | 7.431 | ElmLne
2031 | 2031_DzMD_GzMN_Dp00_Gp00 | A1-Pensilvania 33 kV | All generators | 0.96 | ind | Mariquita - Victoria 2 115 | m:P:bus1 in MW | 7.4339 | ElmLne
2031 | 2031_DzMD_GzMN_Dp00_Gp00 | A1-Pensilvania 33 kV | All generators | 0.97 | ind | Mariquita - Victoria 2 115 | m:P:bus1 in MW | 7.4371 | ElmLne
2031 | 2031_DzMD_GzMN_Dp00_Gp00 | A1-Pensilvania 33 kV | All generators | 0.98 | ind | Mariquita - Victoria 2 115 | m:P:bus1 in MW | 7.4408 | ElmLne
2031 | 2031_DzMD_GzMN_Dp00_Gp00 | A1-Pensilvania 33 kV | All generators | 0.99 | ind | Mariquita - Victoria 2 115 | m:P:bus1 in MW | 7.4458 | ElmLne
2031 | 2031_DzMD_GzMN_Dp00_Gp00 | A1-Pensilvania 33 kV | All generators | 1 | ind | Mariquita - Victoria 2 115 | m:P:bus1 in MW | 7.458 | ElmLne
2031 | 2031_DzMD_GzMN_Dp00_Gp00 | A1-Pensilvania 33 kV | All generators | 0.9 | ind | Mariquita - Victoria 2 115 | m:P:bus2 in MW | -7.3567 | ElmLne
2031 | 2031_DzMD_GzMN_Dp00_Gp00 | A1-Pensilvania 33 kV | All generators | 0.91 | ind | Mariquita - Victoria 2 115 | m:P:bus2 in MW | -7.3588 | ElmLne
2031 | 2031_DzMD_GzMN_Dp00_Gp00 | A1-Pensilvania 33 kV | All generators | 0.92 | ind | Mariquita - Victoria 2 115 | m:P:bus2 in MW | -7.361 | ElmLne
2031 | 2031_DzMD_GzMN_Dp00_Gp00 | A1-Pensilvania 33 kV | All generators | 0.93 | ind | Mariquita - Victoria 2 115 | m:P:bus2 in MW | -7.3633 | ElmLne
2031 | 2031_DzMD_GzMN_Dp00_Gp00 | A1-Pensilvania 33 kV | All generators | 0.94 | ind | Mariquita - Victoria 2 115 | m:P:bus2 in MW | -7.3657 | ElmLne
2031 | 2031_DzMD_GzMN_Dp00_Gp00 | A1-Pensilvania 33 kV | All generators | 0.95 | ind | Mariquita - Victoria 2 115 | m:P:bus2 in MW | -7.3683 | ElmLne
2031 | 2031_DzMD_GzMN_Dp00_Gp00 | A1-Pensilvania 33 kV | All generators | 0.96 | ind | Mariquita - Victoria 2 115 | m:P:bus2 in MW | -7.3711 | ElmLne
2031 | 2031_DzMD_GzMN_Dp00_Gp00 | A1-Pensilvania 33 kV | All generators | 0.97 | ind | Mariquita - Victoria 2 115 | m:P:bus2 in MW | -7.3743 | ElmLne
2031 | 2031_DzMD_GzMN_Dp00_Gp00 | A1-Pensilvania 33 kV | All generators | 0.98 | ind | Mariquita - Victoria 2 115 | m:P:bus2 in MW | -7.3781 | ElmLne
2031 | 2031_DzMD_GzMN_Dp00_Gp00 | A1-Pensilvania 33 kV | All generators | 0.99 | ind | Mariquita - Victoria 2 115 | m:P:bus2 in MW | -7.383 | ElmLne
2031 | 2031_DzMD_GzMN_Dp00_Gp00 | A1-Pensilvania 33 kV | All generators | 1 | ind | Mariquita - Victoria 2 115 | m:P:bus2 in MW | -7.3952 | ElmLne
2031 | 2031_DzMD_GzMN_Dp00_Gp00 | A1-Pensilvania 33 kV | All generators | 0.9 | ind | Mariquita - Victoria 2 115 | m:Q:bus1 in Mvar | -16.2422 | ElmLne
2031 | 2031_DzMD_GzMN_Dp00_Gp00 | A1-Pensilvania 33 kV | All generators | 0.91 | ind | Mariquita - Victoria 2 115 | m:Q:bus1 in Mvar | -16.238 | ElmLne
2031 | 2031_DzMD_GzMN_Dp00_Gp00 | A1-Pensilvania 33 kV | All generators | 0.92 | ind | Mariquita - Victoria 2 115 | m:Q:bus1 in Mvar | -16.2337 | ElmLne
2031 | 2031_DzMD_GzMN_Dp00_Gp00 | A1-Pensilvania 33 kV | All generators | 0.93 | ind | Mariquita - Victoria 2 115 | m:Q:bus1 in Mvar | -16.2292 | ElmLne
2031 | 2031_DzMD_GzMN_Dp00_Gp00 | A1-Pensilvania 33 kV | All generators | 0.94 | ind | Mariquita - Victoria 2 115 | m:Q:bus1 in Mvar | -16.2244 | ElmLne
2031 | 2031_DzMD_GzMN_Dp00_Gp00 | A1-Pensilvania 33 kV | All generators | 0.95 | ind | Mariquita - Victoria 2 115 | m:Q:bus1 in Mvar | -16.2192 | ElmLne
2031 | 2031_DzMD_GzMN_Dp00_Gp00 | A1-Pensilvania 33 kV | All generators | 0.96 | ind | Mariquita - Victoria 2 115 | m:Q:bus1 in Mvar | -16.2134 | ElmLne
2031 | 2031_DzMD_GzMN_Dp00_Gp00 | A1-Pensilvania 33 kV | All generators | 0.97 | ind | Mariquita - Victoria 2 115 | m:Q:bus1 in Mvar | -16.2069 | ElmLne
2031 | 2031_DzMD_GzMN_Dp00_Gp00 | A1-Pensilvania 33 kV | All generators | 0.98 | ind | Mariquita - Victoria 2 115 | m:Q:bus1 in Mvar | -16.1992 | ElmLne
2031 | 2031_DzMD_GzMN_Dp00_Gp00 | A1-Pensilvania 33 kV | All generators | 0.99 | ind | Mariquita - Victoria 2 115 | m:Q:bus1 in Mvar | -16.1891 | ElmLne
2031 | 2031_DzMD_GzMN_Dp00_Gp00 | A1-Pensilvania 33 kV | All generators | 1 | ind | Mariquita - Victoria 2 115 | m:Q:bus1 in Mvar | -16.1638 | ElmLne
2031 | 2031_DzMD_GzMN_Dp00_Gp00 | A1-Pensilvania 33 kV | All generators | 0.9 | ind | Mariquita - Victoria 2 115 | m:Q:bus2 in Mvar | 15.7105 | ElmLne
2031 | 2031_DzMD_GzMN_Dp00_Gp00 | A1-Pensilvania 33 kV | All generators | 0.91 | ind | Mariquita - Victoria 2 115 | m:Q:bus2 in Mvar | 15.7066 | ElmLne
2031 | 2031_DzMD_GzMN_Dp00_Gp00 | A1-Pensilvania 33 kV | All generators | 0.92 | ind | Mariquita - Victoria 2 115 | m:Q:bus2 in Mvar | 15.7025 | ElmLne
2031 | 2031_DzMD_GzMN_Dp00_Gp00 | A1-Pensilvania 33 kV | All generators | 0.93 | ind | Mariquita - Victoria 2 115 | m:Q:bus2 in Mvar | 15.6982 | ElmLne
2031 | 2031_DzMD_GzMN_Dp00_Gp00 | A1-Pensilvania 33 kV | All generators | 0.94 | ind | Mariquita - Victoria 2 115 | m:Q:bus2 in Mvar | 15.6937 | ElmLne
2031 | 2031_DzMD_GzMN_Dp00_Gp00 | A1-Pensilvania 33 kV | All generators | 0.95 | ind | Mariquita - Victoria 2 115 | m:Q:bus2 in Mvar | 15.6887 | ElmLne
2031 | 2031_DzMD_GzMN_Dp00_Gp00 | A1-Pensilvania 33 kV | All generators | 0.96 | ind | Mariquita - Victoria 2 115 | m:Q:bus2 in Mvar | 15.6833 | ElmLne
2031 | 2031_DzMD_GzMN_Dp00_Gp00 | A1-Pensilvania 33 kV | All generators | 0.97 | ind | Mariquita - Victoria 2 115 | m:Q:bus2 in Mvar | 15.6772 | ElmLne
2031 | 2031_DzMD_GzMN_Dp00_Gp00 | A1-Pensilvania 33 kV | All generators | 0.98 | ind | Mariquita - Victoria 2 115 | m:Q:bus2 in Mvar | 15.6699 | ElmLne
2031 | 2031_DzMD_GzMN_Dp00_Gp00 | A1-Pensilvania 33 kV | All generators | 0.99 | ind | Mariquita - Victoria 2 115 | m:Q:bus2 in Mvar | 15.6604 | ElmLne
2031 | 2031_DzMD_GzMN_Dp00_Gp00 | A1-Pensilvania 33 kV | All generators | 1 | ind | Mariquita - Victoria 2 115 | m:Q:bus2 in Mvar | 15.6364 | ElmLne
2031 | 2031_DzMD_GzMN_Dp00_Gp00 | A1-Pensilvania 33 kV | All generators | 0.9 | ind | Mariquita - Victoria 2 115 | m:cosphi:bus1 | 0.41551 | ElmLne
2031 | 2031_DzMD_GzMN_Dp00_Gp00 | A1-Pensilvania 33 kV | All generators | 0.91 | ind | Mariquita - Victoria 2 115 | m:cosphi:bus1 | 0.41569 | ElmLne
2031 | 2031_DzMD_GzMN_Dp00_Gp00 | A1-Pensilvania 33 kV | All generators | 0.92 | ind | Mariquita - Victoria 2 115 | m:cosphi:bus1 | 0.41588 | ElmLne
2031 | 2031_DzMD_GzMN_Dp00_Gp00 | A1-Pensilvania 33 kV | All generators | 0.93 | ind | Mariquita - Victoria 2 115 | m:cosphi:bus1 | 0.41608 | ElmLne
2031 | 2031_DzMD_GzMN_Dp00_Gp00 | A1-Pensilvania 33 kV | All generators | 0.94 | ind | Mariquita - Victoria 2 115 | m:cosphi:bus1 | 0.4163 | ElmLne
2031 | 2031_DzMD_GzMN_Dp00_Gp00 | A1-Pensilvania 33 kV | All generators | 0.95 | ind | Mariquita - Victoria 2 115 | m:cosphi:bus1 | 0.41653 | ElmLne
2031 | 2031_DzMD_GzMN_Dp00_Gp00 | A1-Pensilvania 33 kV | All generators | 0.96 | ind | Mariquita - Victoria 2 115 | m:cosphi:bus1 | 0.41678 | ElmLne
2031 | 2031_DzMD_GzMN_Dp00_Gp00 | A1-Pensilvania 33 kV | All generators | 0.97 | ind | Mariquita - Victoria 2 115 | m:cosphi:bus1 | 0.41707 | ElmLne
2031 | 2031_DzMD_GzMN_Dp00_Gp00 | A1-Pensilvania 33 kV | All generators | 0.98 | ind | Mariquita - Victoria 2 115 | m:cosphi:bus1 | 0.41741 | ElmLne
2031 | 2031_DzMD_GzMN_Dp00_Gp00 | A1-Pensilvania 33 kV | All generators | 0.99 | ind | Mariquita - Victoria 2 115 | m:cosphi:bus1 | 0.41785 | ElmLne
2031 | 2031_DzMD_GzMN_Dp00_Gp00 | A1-Pensilvania 33 kV | All generators | 1 | ind | Mariquita - Victoria 2 115 | m:cosphi:bus1 | 0.41896 | ElmLne
2031 | 2031_DzMD_GzMN_Dp00_Gp00 | A1-Pensilvania 33 kV | All generators | 0.9 | ind | Mariquita - Victoria 2 115 | m:cosphi:bus2 | -0.42408 | ElmLne
2031 | 2031_DzMD_GzMN_Dp00_Gp00 | A1-Pensilvania 33 kV | All generators | 0.91 | ind | Mariquita - Victoria 2 115 | m:cosphi:bus2 | -0.42426 | ElmLne
2031 | 2031_DzMD_GzMN_Dp00_Gp00 | A1-Pensilvania 33 kV | All generators | 0.92 | ind | Mariquita - Victoria 2 115 | m:cosphi:bus2 | -0.42445 | ElmLne
2031 | 2031_DzMD_GzMN_Dp00_Gp00 | A1-Pensilvania 33 kV | All generators | 0.93 | ind | Mariquita - Victoria 2 115 | m:cosphi:bus2 | -0.42466 | ElmLne
2031 | 2031_DzMD_GzMN_Dp00_Gp00 | A1-Pensilvania 33 kV | All generators | 0.94 | ind | Mariquita - Victoria 2 115 | m:cosphi:bus2 | -0.42487 | ElmLne
2031 | 2031_DzMD_GzMN_Dp00_Gp00 | A1-Pensilvania 33 kV | All generators | 0.95 | ind | Mariquita - Victoria 2 115 | m:cosphi:bus2 | -0.4251 | ElmLne
2031 | 2031_DzMD_GzMN_Dp00_Gp00 | A1-Pensilvania 33 kV | All generators | 0.96 | ind | Mariquita - Victoria 2 115 | m:cosphi:bus2 | -0.42536 | ElmLne
2031 | 2031_DzMD_GzMN_Dp00_Gp00 | A1-Pensilvania 33 kV | All generators | 0.97 | ind | Mariquita - Victoria 2 115 | m:cosphi:bus2 | -0.42565 | ElmLne
2031 | 2031_DzMD_GzMN_Dp00_Gp00 | A1-Pensilvania 33 kV | All generators | 0.98 | ind | Mariquita - Victoria 2 115 | m:cosphi:bus2 | -0.42599 | ElmLne
2031 | 2031_DzMD_GzMN_Dp00_Gp00 | A1-Pensilvania 33 kV | All generators | 0.99 | ind | Mariquita - Victoria 2 115 | m:cosphi:bus2 | -0.42643 | ElmLne
2031 | 2031_DzMD_GzMN_Dp00_Gp00 | A1-Pensilvania 33 kV | All generators | 1 | ind | Mariquita - Victoria 2 115 | m:cosphi:bus2 | -0.42754 | ElmLne
2031 | 2031_DzMD_GzMN_Dp00_Gp00 | A1-Pensilvania 33 kV | All generators | 0.9 | ind | Dorada 115/33/13.8 kV | m:P:bushv in MW | 8.8791 | ElmTr3
2031 | 2031_DzMD_GzMN_Dp00_Gp00 | A1-Pensilvania 33 kV | All generators | 0.91 | ind | Dorada 115/33/13.8 kV | m:P:bushv in MW | 8.878 | ElmTr3
2031 | 2031_DzMD_GzMN_Dp00_Gp00 | A1-Pensilvania 33 kV | All generators | 0.92 | ind | Dorada 115/33/13.8 kV | m:P:bushv in MW | 8.877 | ElmTr3
2031 | 2031_DzMD_GzMN_Dp00_Gp00 | A1-Pensilvania 33 kV | All generators | 0.93 | ind | Dorada 115/33/13.8 kV | m:P:bushv in MW | 8.8762 | ElmTr3
2031 | 2031_DzMD_GzMN_Dp00_Gp00 | A1-Pensilvania 33 kV | All generators | 0.94 | ind | Dorada 115/33/13.8 kV | m:P:bushv in MW | 8.8755 | ElmTr3
2031 | 2031_DzMD_GzMN_Dp00_Gp00 | A1-Pensilvania 33 kV | All generators | 0.95 | ind | Dorada 115/33/13.8 kV | m:P:bushv in MW | 8.8749 | ElmTr3
2031 | 2031_DzMD_GzMN_Dp00_Gp00 | A1-Pensilvania 33 kV | All generators | 0.96 | ind | Dorada 115/33/13.8 kV | m:P:bushv in MW | 8.8746 | ElmTr3
2031 | 2031_DzMD_GzMN_Dp00_Gp00 | A1-Pensilvania 33 kV | All generators | 0.97 | ind | Dorada 115/33/13.8 kV | m:P:bushv in MW | 8.8746 | ElmTr3
2031 | 2031_DzMD_GzMN_Dp00_Gp00 | A1-Pensilvania 33 kV | All generators | 0.98 | ind | Dorada 115/33/13.8 kV | m:P:bushv in MW | 8.875 | ElmTr3
2031 | 2031_DzMD_GzMN_Dp00_Gp00 | A1-Pensilvania 33 kV | All generators | 0.99 | ind | Dorada 115/33/13.8 kV | m:P:bushv in MW | 8.8764 | ElmTr3
2031 | 2031_DzMD_GzMN_Dp00_Gp00 | A1-Pensilvania 33 kV | All generators | 1 | ind | Dorada 115/33/13.8 kV | m:P:bushv in MW | 8.8837 | ElmTr3
2031 | 2031_DzMD_GzMN_Dp00_Gp00 | A1-Pensilvania 33 kV | All generators | 0.9 | ind | Dorada 115/33/13.8 kV | m:Q:bushv in Mvar | 4.1561 | ElmTr3
2031 | 2031_DzMD_GzMN_Dp00_Gp00 | A1-Pensilvania 33 kV | All generators | 0.91 | ind | Dorada 115/33/13.8 kV | m:Q:bushv in Mvar | 4.1892 | ElmTr3
2031 | 2031_DzMD_GzMN_Dp00_Gp00 | A1-Pensilvania 33 kV | All generators | 0.92 | ind | Dorada 115/33/13.8 kV | m:Q:bushv in Mvar | 4.2237 | ElmTr3
2031 | 2031_DzMD_GzMN_Dp00_Gp00 | A1-Pensilvania 33 kV | All generators | 0.93 | ind | Dorada 115/33/13.8 kV | m:Q:bushv in Mvar | 4.2602 | ElmTr3
2031 | 2031_DzMD_GzMN_Dp00_Gp00 | A1-Pensilvania 33 kV | All generators | 0.94 | ind | Dorada 115/33/13.8 kV | m:Q:bushv in Mvar | 4.299 | ElmTr3
2031 | 2031_DzMD_GzMN_Dp00_Gp00 | A1-Pensilvania 33 kV | All generators | 0.95 | ind | Dorada 115/33/13.8 kV | m:Q:bushv in Mvar | 4.3408 | ElmTr3
2031 | 2031_DzMD_GzMN_Dp00_Gp00 | A1-Pensilvania 33 kV | All generators | 0.96 | ind | Dorada 115/33/13.8 kV | m:Q:bushv in Mvar | 4.3869 | ElmTr3
2031 | 2031_DzMD_GzMN_Dp00_Gp00 | A1-Pensilvania 33 kV | All generators | 0.97 | ind | Dorada 115/33/13.8 kV | m:Q:bushv in Mvar | 4.4391 | ElmTr3
2031 | 2031_DzMD_GzMN_Dp00_Gp00 | A1-Pensilvania 33 kV | All generators | 0.98 | ind | Dorada 115/33/13.8 kV | m:Q:bushv in Mvar | 4.5011 | ElmTr3
2031 | 2031_DzMD_GzMN_Dp00_Gp00 | A1-Pensilvania 33 kV | All generators | 0.99 | ind | Dorada 115/33/13.8 kV | m:Q:bushv in Mvar | 4.5827 | ElmTr3
2031 | 2031_DzMD_GzMN_Dp00_Gp00 | A1-Pensilvania 33 kV | All generators | 1 | ind | Dorada 115/33/13.8 kV | m:Q:bushv in Mvar | 4.788 | ElmTr3
2031 | 2031_DzMD_GzMN_Dp00_Gp00 | A1-Pensilvania 33 kV | All generators | 0.9 | ind | Dorada 115/33/13.8 kV | m:cosphi:bushv | 0.90569 | ElmTr3
2031 | 2031_DzMD_GzMN_Dp00_Gp00 | A1-Pensilvania 33 kV | All generators | 0.91 | ind | Dorada 115/33/13.8 kV | m:cosphi:bushv | 0.90438 | ElmTr3
2031 | 2031_DzMD_GzMN_Dp00_Gp00 | A1-Pensilvania 33 kV | All generators | 0.92 | ind | Dorada 115/33/13.8 kV | m:cosphi:bushv | 0.903 | ElmTr3
2031 | 2031_DzMD_GzMN_Dp00_Gp00 | A1-Pensilvania 33 kV | All generators | 0.93 | ind | Dorada 115/33/13.8 kV | m:cosphi:bushv | 0.90154 | ElmTr3
2031 | 2031_DzMD_GzMN_Dp00_Gp00 | A1-Pensilvania 33 kV | All generators | 0.94 | ind | Dorada 115/33/13.8 kV | m:cosphi:bushv | 0.89999 | ElmTr3
2031 | 2031_DzMD_GzMN_Dp00_Gp00 | A1-Pensilvania 33 kV | All generators | 0.95 | ind | Dorada 115/33/13.8 kV | m:cosphi:bushv | 0.8983 | ElmTr3
2031 | 2031_DzMD_GzMN_Dp00_Gp00 | A1-Pensilvania 33 kV | All generators | 0.96 | ind | Dorada 115/33/13.8 kV | m:cosphi:bushv | 0.89645 | ElmTr3
2031 | 2031_DzMD_GzMN_Dp00_Gp00 | A1-Pensilvania 33 kV | All generators | 0.97 | ind | Dorada 115/33/13.8 kV | m:cosphi:bushv | 0.89435 | ElmTr3
2031 | 2031_DzMD_GzMN_Dp00_Gp00 | A1-Pensilvania 33 kV | All generators | 0.98 | ind | Dorada 115/33/13.8 kV | m:cosphi:bushv | 0.89186 | ElmTr3
2031 | 2031_DzMD_GzMN_Dp00_Gp00 | A1-Pensilvania 33 kV | All generators | 0.99 | ind | Dorada 115/33/13.8 kV | m:cosphi:bushv | 0.88857 | ElmTr3
2031 | 2031_DzMD_GzMN_Dp00_Gp00 | A1-Pensilvania 33 kV | All generators | 1 | ind | Dorada 115/33/13.8 kV | m:cosphi:bushv | 0.88029 | ElmTr3
2031 | 2031_DzMD_GzMN_Dp00_Gp00 | A1-Pensilvania 33 kV | All generators | 0.9 | ind | Manzanares 115/33/13.8 kV | m:P:bushv in MW | -5.8482 | ElmTr3
2031 | 2031_DzMD_GzMN_Dp00_Gp00 | A1-Pensilvania 33 kV | All generators | 0.91 | ind | Manzanares 115/33/13.8 kV | m:P:bushv in MW | -5.8464 | ElmTr3
2031 | 2031_DzMD_GzMN_Dp00_Gp00 | A1-Pensilvania 33 kV | All generators | 0.92 | ind | Manzanares 115/33/13.8 kV | m:P:bushv in MW | -5.8434 | ElmTr3
2031 | 2031_DzMD_GzMN_Dp00_Gp00 | A1-Pensilvania 33 kV | All generators | 0.93 | ind | Manzanares 115/33/13.8 kV | m:P:bushv in MW | -5.8393 | ElmTr3
2031 | 2031_DzMD_GzMN_Dp00_Gp00 | A1-Pensilvania 33 kV | All generators | 0.94 | ind | Manzanares 115/33/13.8 kV | m:P:bushv in MW | -5.8336 | ElmTr3
2031 | 2031_DzMD_GzMN_Dp00_Gp00 | A1-Pensilvania 33 kV | All generators | 0.95 | ind | Manzanares 115/33/13.8 kV | m:P:bushv in MW | -5.826 | ElmTr3
2031 | 2031_DzMD_GzMN_Dp00_Gp00 | A1-Pensilvania 33 kV | All generators | 0.96 | ind | Manzanares 115/33/13.8 kV | m:P:bushv in MW | -5.8158 | ElmTr3
2031 | 2031_DzMD_GzMN_Dp00_Gp00 | A1-Pensilvania 33 kV | All generators | 0.97 | ind | Manzanares 115/33/13.8 kV | m:P:bushv in MW | -5.8022 | ElmTr3
2031 | 2031_DzMD_GzMN_Dp00_Gp00 | A1-Pensilvania 33 kV | All generators | 0.98 | ind | Manzanares 115/33/13.8 kV | m:P:bushv in MW | -5.7829 | ElmTr3
2031 | 2031_DzMD_GzMN_Dp00_Gp00 | A1-Pensilvania 33 kV | All generators | 0.99 | ind | Manzanares 115/33/13.8 kV | m:P:bushv in MW | -5.7525 | ElmTr3
2031 | 2031_DzMD_GzMN_Dp00_Gp00 | A1-Pensilvania 33 kV | All generators | 1 | ind | Manzanares 115/33/13.8 kV | m:P:bushv in MW | -5.6509 | ElmTr3
2031 | 2031_DzMD_GzMN_Dp00_Gp00 | A1-Pensilvania 33 kV | All generators | 0.9 | ind | Manzanares 115/33/13.8 kV | m:Q:bushv in Mvar | -1.6762 | ElmTr3
2031 | 2031_DzMD_GzMN_Dp00_Gp00 | A1-Pensilvania 33 kV | All generators | 0.91 | ind | Manzanares 115/33/13.8 kV | m:Q:bushv in Mvar | -1.4623 | ElmTr3
2031 | 2031_DzMD_GzMN_Dp00_Gp00 | A1-Pensilvania 33 kV | All generators | 0.92 | ind | Manzanares 115/33/13.8 kV | m:Q:bushv in Mvar | -1.2389 | ElmTr3
2031 | 2031_DzMD_GzMN_Dp00_Gp00 | A1-Pensilvania 33 kV | All generators | 0.93 | ind | Manzanares 115/33/13.8 kV | m:Q:bushv in Mvar | -1.0036 | ElmTr3
2031 | 2031_DzMD_GzMN_Dp00_Gp00 | A1-Pensilvania 33 kV | All generators | 0.94 | ind | Manzanares 115/33/13.8 kV | m:Q:bushv in Mvar | -0.75323 | ElmTr3
2031 | 2031_DzMD_GzMN_Dp00_Gp00 | A1-Pensilvania 33 kV | All generators | 0.95 | ind | Manzanares 115/33/13.8 kV | m:Q:bushv in Mvar | -0.48322 | ElmTr3
2031 | 2031_DzMD_GzMN_Dp00_Gp00 | A1-Pensilvania 33 kV | All generators | 0.96 | ind | Manzanares 115/33/13.8 kV | m:Q:bushv in Mvar | -0.18643 | ElmTr3
2031 | 2031_DzMD_GzMN_Dp00_Gp00 | A1-Pensilvania 33 kV | All generators | 0.97 | ind | Manzanares 115/33/13.8 kV | m:Q:bushv in Mvar | 0.14923 | ElmTr3
2031 | 2031_DzMD_GzMN_Dp00_Gp00 | A1-Pensilvania 33 kV | All generators | 0.98 | ind | Manzanares 115/33/13.8 kV | m:Q:bushv in Mvar | 0.5475 | ElmTr3
2031 | 2031_DzMD_GzMN_Dp00_Gp00 | A1-Pensilvania 33 kV | All generators | 0.99 | ind | Manzanares 115/33/13.8 kV | m:Q:bushv in Mvar | 1.0703 | ElmTr3
2031 | 2031_DzMD_GzMN_Dp00_Gp00 | A1-Pensilvania 33 kV | All generators | 1 | ind | Manzanares 115/33/13.8 kV | m:Q:bushv in Mvar | 2.3818 | ElmTr3
2031 | 2031_DzMD_GzMN_Dp00_Gp00 | A1-Pensilvania 33 kV | All generators | 0.9 | ind | Manzanares 115/33/13.8 kV | m:cosphi:bushv | -0.96129 | ElmTr3
2031 | 2031_DzMD_GzMN_Dp00_Gp00 | A1-Pensilvania 33 kV | All generators | 0.91 | ind | Manzanares 115/33/13.8 kV | m:cosphi:bushv | -0.97011 | ElmTr3
2031 | 2031_DzMD_GzMN_Dp00_Gp00 | A1-Pensilvania 33 kV | All generators | 0.92 | ind | Manzanares 115/33/13.8 kV | m:cosphi:bushv | -0.97826 | ElmTr3
2031 | 2031_DzMD_GzMN_Dp00_Gp00 | A1-Pensilvania 33 kV | All generators | 0.93 | ind | Manzanares 115/33/13.8 kV | m:cosphi:bushv | -0.98555 | ElmTr3
2031 | 2031_DzMD_GzMN_Dp00_Gp00 | A1-Pensilvania 33 kV | All generators | 0.94 | ind | Manzanares 115/33/13.8 kV | m:cosphi:bushv | -0.99177 | ElmTr3
2031 | 2031_DzMD_GzMN_Dp00_Gp00 | A1-Pensilvania 33 kV | All generators | 0.95 | ind | Manzanares 115/33/13.8 kV | m:cosphi:bushv | -0.99658 | ElmTr3
2031 | 2031_DzMD_GzMN_Dp00_Gp00 | A1-Pensilvania 33 kV | All generators | 0.96 | ind | Manzanares 115/33/13.8 kV | m:cosphi:bushv | -0.99949 | ElmTr3
2031 | 2031_DzMD_GzMN_Dp00_Gp00 | A1-Pensilvania 33 kV | All generators | 0.97 | ind | Manzanares 115/33/13.8 kV | m:cosphi:bushv | -0.99967 | ElmTr3
2031 | 2031_DzMD_GzMN_Dp00_Gp00 | A1-Pensilvania 33 kV | All generators | 0.98 | ind | Manzanares 115/33/13.8 kV | m:cosphi:bushv | -0.99555 | ElmTr3
2031 | 2031_DzMD_GzMN_Dp00_Gp00 | A1-Pensilvania 33 kV | All generators | 0.99 | ind | Manzanares 115/33/13.8 kV | m:cosphi:bushv | -0.98313 | ElmTr3
2031 | 2031_DzMD_GzMN_Dp00_Gp00 | A1-Pensilvania 33 kV | All generators | 1 | ind | Manzanares 115/33/13.8 kV | m:cosphi:bushv | -0.92149 | ElmTr3
2031 | 2031_DzMD_GzMN_Dp00_Gp00 | A1-Pensilvania 33 kV | All generators | 0.9 | ind | Purnio 230/115 | m:P:bushv in MW | 50.9125 | ElmTr3
2031 | 2031_DzMD_GzMN_Dp00_Gp00 | A1-Pensilvania 33 kV | All generators | 0.91 | ind | Purnio 230/115 | m:P:bushv in MW | 50.9056 | ElmTr3
2031 | 2031_DzMD_GzMN_Dp00_Gp00 | A1-Pensilvania 33 kV | All generators | 0.92 | ind | Purnio 230/115 | m:P:bushv in MW | 50.8987 | ElmTr3
2031 | 2031_DzMD_GzMN_Dp00_Gp00 | A1-Pensilvania 33 kV | All generators | 0.93 | ind | Purnio 230/115 | m:P:bushv in MW | 50.8918 | ElmTr3
2031 | 2031_DzMD_GzMN_Dp00_Gp00 | A1-Pensilvania 33 kV | All generators | 0.94 | ind | Purnio 230/115 | m:P:bushv in MW | 50.885 | ElmTr3
2031 | 2031_DzMD_GzMN_Dp00_Gp00 | A1-Pensilvania 33 kV | All generators | 0.95 | ind | Purnio 230/115 | m:P:bushv in MW | 50.8782 | ElmTr3
2031 | 2031_DzMD_GzMN_Dp00_Gp00 | A1-Pensilvania 33 kV | All generators | 0.96 | ind | Purnio 230/115 | m:P:bushv in MW | 50.8713 | ElmTr3
2031 | 2031_DzMD_GzMN_Dp00_Gp00 | A1-Pensilvania 33 kV | All generators | 0.97 | ind | Purnio 230/115 | m:P:bushv in MW | 50.8644 | ElmTr3
2031 | 2031_DzMD_GzMN_Dp00_Gp00 | A1-Pensilvania 33 kV | All generators | 0.98 | ind | Purnio 230/115 | m:P:bushv in MW | 50.8573 | ElmTr3
2031 | 2031_DzMD_GzMN_Dp00_Gp00 | A1-Pensilvania 33 kV | All generators | 0.99 | ind | Purnio 230/115 | m:P:bushv in MW | 50.8498 | ElmTr3
2031 | 2031_DzMD_GzMN_Dp00_Gp00 | A1-Pensilvania 33 kV | All generators | 1 | ind | Purnio 230/115 | m:P:bushv in MW | 50.8402 | ElmTr3
2031 | 2031_DzMD_GzMN_Dp00_Gp00 | A1-Pensilvania 33 kV | All generators | 0.9 | ind | Purnio 230/115 | m:Q:bushv in Mvar | -6.3231 | ElmTr3
2031 | 2031_DzMD_GzMN_Dp00_Gp00 | A1-Pensilvania 33 kV | All generators | 0.91 | ind | Purnio 230/115 | m:Q:bushv in Mvar | -6.2485 | ElmTr3
2031 | 2031_DzMD_GzMN_Dp00_Gp00 | A1-Pensilvania 33 kV | All generators | 0.92 | ind | Purnio 230/115 | m:Q:bushv in Mvar | -6.1705 | ElmTr3
2031 | 2031_DzMD_GzMN_Dp00_Gp00 | A1-Pensilvania 33 kV | All generators | 0.93 | ind | Purnio 230/115 | m:Q:bushv in Mvar | -6.0882 | ElmTr3
2031 | 2031_DzMD_GzMN_Dp00_Gp00 | A1-Pensilvania 33 kV | All generators | 0.94 | ind | Purnio 230/115 | m:Q:bushv in Mvar | -6.0006 | ElmTr3
2031 | 2031_DzMD_GzMN_Dp00_Gp00 | A1-Pensilvania 33 kV | All generators | 0.95 | ind | Purnio 230/115 | m:Q:bushv in Mvar | -5.9059 | ElmTr3
2031 | 2031_DzMD_GzMN_Dp00_Gp00 | A1-Pensilvania 33 kV | All generators | 0.96 | ind | Purnio 230/115 | m:Q:bushv in Mvar | -5.8016 | ElmTr3
2031 | 2031_DzMD_GzMN_Dp00_Gp00 | A1-Pensilvania 33 kV | All generators | 0.97 | ind | Purnio 230/115 | m:Q:bushv in Mvar | -5.6836 | ElmTr3
2031 | 2031_DzMD_GzMN_Dp00_Gp00 | A1-Pensilvania 33 kV | All generators | 0.98 | ind | Purnio 230/115 | m:Q:bushv in Mvar | -5.5431 | ElmTr3
2031 | 2031_DzMD_GzMN_Dp00_Gp00 | A1-Pensilvania 33 kV | All generators | 0.99 | ind | Purnio 230/115 | m:Q:bushv in Mvar | -5.3583 | ElmTr3
2031 | 2031_DzMD_GzMN_Dp00_Gp00 | A1-Pensilvania 33 kV | All generators | 1 | ind | Purnio 230/115 | m:Q:bushv in Mvar | -4.8924 | ElmTr3
2031 | 2031_DzMD_GzMN_Dp00_Gp00 | A1-Pensilvania 33 kV | All generators | 0.9 | ind | Purnio 230/115 | m:cosphi:bushv | 0.99238 | ElmTr3
2031 | 2031_DzMD_GzMN_Dp00_Gp00 | A1-Pensilvania 33 kV | All generators | 0.91 | ind | Purnio 230/115 | m:cosphi:bushv | 0.99255 | ElmTr3
2031 | 2031_DzMD_GzMN_Dp00_Gp00 | A1-Pensilvania 33 kV | All generators | 0.92 | ind | Purnio 230/115 | m:cosphi:bushv | 0.99273 | ElmTr3
2031 | 2031_DzMD_GzMN_Dp00_Gp00 | A1-Pensilvania 33 kV | All generators | 0.93 | ind | Purnio 230/115 | m:cosphi:bushv | 0.99292 | ElmTr3
2031 | 2031_DzMD_GzMN_Dp00_Gp00 | A1-Pensilvania 33 kV | All generators | 0.94 | ind | Purnio 230/115 | m:cosphi:bushv | 0.99312 | ElmTr3
2031 | 2031_DzMD_GzMN_Dp00_Gp00 | A1-Pensilvania 33 kV | All generators | 0.95 | ind | Purnio 230/115 | m:cosphi:bushv | 0.99333 | ElmTr3
2031 | 2031_DzMD_GzMN_Dp00_Gp00 | A1-Pensilvania 33 kV | All generators | 0.96 | ind | Purnio 230/115 | m:cosphi:bushv | 0.99356 | ElmTr3
2031 | 2031_DzMD_GzMN_Dp00_Gp00 | A1-Pensilvania 33 kV | All generators | 0.97 | ind | Purnio 230/115 | m:cosphi:bushv | 0.99382 | ElmTr3
2031 | 2031_DzMD_GzMN_Dp00_Gp00 | A1-Pensilvania 33 kV | All generators | 0.98 | ind | Purnio 230/115 | m:cosphi:bushv | 0.99411 | ElmTr3
2031 | 2031_DzMD_GzMN_Dp00_Gp00 | A1-Pensilvania 33 kV | All generators | 0.99 | ind | Purnio 230/115 | m:cosphi:bushv | 0.99449 | ElmTr3
2031 | 2031_DzMD_GzMN_Dp00_Gp00 | A1-Pensilvania 33 kV | All generators | 1 | ind | Purnio 230/115 | m:cosphi:bushv | 0.9954 | ElmTr3
2031 | 2031_DzMD_GzMN_Dp00_Gp00 | A1-Pensilvania 33 kV | All generators | 0.9 | ind | Victoria 115/33/13.8 kV | m:P:bushv in MW | 0.38084 | ElmTr3
2031 | 2031_DzMD_GzMN_Dp00_Gp00 | A1-Pensilvania 33 kV | All generators | 0.91 | ind | Victoria 115/33/13.8 kV | m:P:bushv in MW | 0.36505 | ElmTr3
2031 | 2031_DzMD_GzMN_Dp00_Gp00 | A1-Pensilvania 33 kV | All generators | 0.92 | ind | Victoria 115/33/13.8 kV | m:P:bushv in MW | 0.34917 | ElmTr3
2031 | 2031_DzMD_GzMN_Dp00_Gp00 | A1-Pensilvania 33 kV | All generators | 0.93 | ind | Victoria 115/33/13.8 kV | m:P:bushv in MW | 0.33313 | ElmTr3
2031 | 2031_DzMD_GzMN_Dp00_Gp00 | A1-Pensilvania 33 kV | All generators | 0.94 | ind | Victoria 115/33/13.8 kV | m:P:bushv in MW | 0.31684 | ElmTr3
2031 | 2031_DzMD_GzMN_Dp00_Gp00 | A1-Pensilvania 33 kV | All generators | 0.95 | ind | Victoria 115/33/13.8 kV | m:P:bushv in MW | 0.30017 | ElmTr3
2031 | 2031_DzMD_GzMN_Dp00_Gp00 | A1-Pensilvania 33 kV | All generators | 0.96 | ind | Victoria 115/33/13.8 kV | m:P:bushv in MW | 0.28292 | ElmTr3
2031 | 2031_DzMD_GzMN_Dp00_Gp00 | A1-Pensilvania 33 kV | All generators | 0.97 | ind | Victoria 115/33/13.8 kV | m:P:bushv in MW | 0.26476 | ElmTr3
2031 | 2031_DzMD_GzMN_Dp00_Gp00 | A1-Pensilvania 33 kV | All generators | 0.98 | ind | Victoria 115/33/13.8 kV | m:P:bushv in MW | 0.24509 | ElmTr3
2031 | 2031_DzMD_GzMN_Dp00_Gp00 | A1-Pensilvania 33 kV | All generators | 0.99 | ind | Victoria 115/33/13.8 kV | m:P:bushv in MW | 0.22236 | ElmTr3
2031 | 2031_DzMD_GzMN_Dp00_Gp00 | A1-Pensilvania 33 kV | All generators | 1 | ind | Victoria 115/33/13.8 kV | m:P:bushv in MW | 0.18095 | ElmTr3
2031 | 2031_DzMD_GzMN_Dp00_Gp00 | A1-Pensilvania 33 kV | All generators | 0.9 | ind | Victoria 115/33/13.8 kV | m:Q:bushv in Mvar | 2.3838 | ElmTr3
2031 | 2031_DzMD_GzMN_Dp00_Gp00 | A1-Pensilvania 33 kV | All generators | 0.91 | ind | Victoria 115/33/13.8 kV | m:Q:bushv in Mvar | 2.5131 | ElmTr3
2031 | 2031_DzMD_GzMN_Dp00_Gp00 | A1-Pensilvania 33 kV | All generators | 0.92 | ind | Victoria 115/33/13.8 kV | m:Q:bushv in Mvar | 2.6482 | ElmTr3
2031 | 2031_DzMD_GzMN_Dp00_Gp00 | A1-Pensilvania 33 kV | All generators | 0.93 | ind | Victoria 115/33/13.8 kV | m:Q:bushv in Mvar | 2.7906 | ElmTr3
2031 | 2031_DzMD_GzMN_Dp00_Gp00 | A1-Pensilvania 33 kV | All generators | 0.94 | ind | Victoria 115/33/13.8 kV | m:Q:bushv in Mvar | 2.9422 | ElmTr3
2031 | 2031_DzMD_GzMN_Dp00_Gp00 | A1-Pensilvania 33 kV | All generators | 0.95 | ind | Victoria 115/33/13.8 kV | m:Q:bushv in Mvar | 3.1058 | ElmTr3
2031 | 2031_DzMD_GzMN_Dp00_Gp00 | A1-Pensilvania 33 kV | All generators | 0.96 | ind | Victoria 115/33/13.8 kV | m:Q:bushv in Mvar | 3.2858 | ElmTr3
2031 | 2031_DzMD_GzMN_Dp00_Gp00 | A1-Pensilvania 33 kV | All generators | 0.97 | ind | Victoria 115/33/13.8 kV | m:Q:bushv in Mvar | 3.4895 | ElmTr3
2031 | 2031_DzMD_GzMN_Dp00_Gp00 | A1-Pensilvania 33 kV | All generators | 0.98 | ind | Victoria 115/33/13.8 kV | m:Q:bushv in Mvar | 3.7314 | ElmTr3
2031 | 2031_DzMD_GzMN_Dp00_Gp00 | A1-Pensilvania 33 kV | All generators | 0.99 | ind | Victoria 115/33/13.8 kV | m:Q:bushv in Mvar | 4.0494 | ElmTr3
2031 | 2031_DzMD_GzMN_Dp00_Gp00 | A1-Pensilvania 33 kV | All generators | 1 | ind | Victoria 115/33/13.8 kV | m:Q:bushv in Mvar | 4.849 | ElmTr3
2031 | 2031_DzMD_GzMN_Dp00_Gp00 | A1-Pensilvania 33 kV | All generators | 0.9 | ind | Victoria 115/33/13.8 kV | m:cosphi:bushv | 0.15776 | ElmTr3
2031 | 2031_DzMD_GzMN_Dp00_Gp00 | A1-Pensilvania 33 kV | All generators | 0.91 | ind | Victoria 115/33/13.8 kV | m:cosphi:bushv | 0.14375 | ElmTr3
2031 | 2031_DzMD_GzMN_Dp00_Gp00 | A1-Pensilvania 33 kV | All generators | 0.92 | ind | Victoria 115/33/13.8 kV | m:cosphi:bushv | 0.13072 | ElmTr3
2031 | 2031_DzMD_GzMN_Dp00_Gp00 | A1-Pensilvania 33 kV | All generators | 0.93 | ind | Victoria 115/33/13.8 kV | m:cosphi:bushv | 0.11854 | ElmTr3
2031 | 2031_DzMD_GzMN_Dp00_Gp00 | A1-Pensilvania 33 kV | All generators | 0.94 | ind | Victoria 115/33/13.8 kV | m:cosphi:bushv | 0.10707 | ElmTr3
2031 | 2031_DzMD_GzMN_Dp00_Gp00 | A1-Pensilvania 33 kV | All generators | 0.95 | ind | Victoria 115/33/13.8 kV | m:cosphi:bushv | 0.0962 | ElmTr3
2031 | 2031_DzMD_GzMN_Dp00_Gp00 | A1-Pensilvania 33 kV | All generators | 0.96 | ind | Victoria 115/33/13.8 kV | m:cosphi:bushv | 0.085786 | ElmTr3
2031 | 2031_DzMD_GzMN_Dp00_Gp00 | A1-Pensilvania 33 kV | All generators | 0.97 | ind | Victoria 115/33/13.8 kV | m:cosphi:bushv | 0.075656 | ElmTr3
2031 | 2031_DzMD_GzMN_Dp00_Gp00 | A1-Pensilvania 33 kV | All generators | 0.98 | ind | Victoria 115/33/13.8 kV | m:cosphi:bushv | 0.065541 | ElmTr3
2031 | 2031_DzMD_GzMN_Dp00_Gp00 | A1-Pensilvania 33 kV | All generators | 0.99 | ind | Victoria 115/33/13.8 kV | m:cosphi:bushv | 0.05483 | ElmTr3
2031 | 2031_DzMD_GzMN_Dp00_Gp00 | A1-Pensilvania 33 kV | All generators | 1 | ind | Victoria 115/33/13.8 kV | m:cosphi:bushv | 0.037291 | ElmTr3
2031 | 2031_DzMD_GzMN_Dp00_Gp00 | A2- Bolivia 33 kV | All generators | 0.9 | cap | Dorada - Magdalena 115 kV | m:P:bus1 in MW | 51.485 | ElmLne
2031 | 2031_DzMD_GzMN_Dp00_Gp00 | A2- Bolivia 33 kV | All generators | 0.91 | cap | Dorada - Magdalena 115 kV | m:P:bus1 in MW | 51.5089 | ElmLne
2031 | 2031_DzMD_GzMN_Dp00_Gp00 | A2- Bolivia 33 kV | All generators | 0.92 | cap | Dorada - Magdalena 115 kV | m:P:bus1 in MW | 51.5312 | ElmLne
2031 | 2031_DzMD_GzMN_Dp00_Gp00 | A2- Bolivia 33 kV | All generators | 0.93 | cap | Dorada - Magdalena 115 kV | m:P:bus1 in MW | 51.5523 | ElmLne
2031 | 2031_DzMD_GzMN_Dp00_Gp00 | A2- Bolivia 33 kV | All generators | 0.94 | cap | Dorada - Magdalena 115 kV | m:P:bus1 in MW | 51.5728 | ElmLne
2031 | 2031_DzMD_GzMN_Dp00_Gp00 | A2- Bolivia 33 kV | All generators | 0.95 | cap | Dorada - Magdalena 115 kV | m:P:bus1 in MW | 51.5929 | ElmLne
2031 | 2031_DzMD_GzMN_Dp00_Gp00 | A2- Bolivia 33 kV | All generators | 0.96 | cap | Dorada - Magdalena 115 kV | m:P:bus1 in MW | 51.6131 | ElmLne
2031 | 2031_DzMD_GzMN_Dp00_Gp00 | A2- Bolivia 33 kV | All generators | 0.97 | cap | Dorada - Magdalena 115 kV | m:P:bus1 in MW | 51.6338 | ElmLne
2031 | 2031_DzMD_GzMN_Dp00_Gp00 | A2- Bolivia 33 kV | All generators | 0.98 | cap | Dorada - Magdalena 115 kV | m:P:bus1 in MW | 51.6561 | ElmLne
2031 | 2031_DzMD_GzMN_Dp00_Gp00 | A2- Bolivia 33 kV | All generators | 0.99 | cap | Dorada - Magdalena 115 kV | m:P:bus1 in MW | 51.6822 | ElmLne
2031 | 2031_DzMD_GzMN_Dp00_Gp00 | A2- Bolivia 33 kV | All generators | 1 | cap | Dorada - Magdalena 115 kV | m:P:bus1 in MW | 51.7356 | ElmLne
2031 | 2031_DzMD_GzMN_Dp00_Gp00 | A2- Bolivia 33 kV | All generators | 0.9 | cap | Dorada - Magdalena 115 kV | m:P:bus2 in MW | -51.3478 | ElmLne
2031 | 2031_DzMD_GzMN_Dp00_Gp00 | A2- Bolivia 33 kV | All generators | 0.91 | cap | Dorada - Magdalena 115 kV | m:P:bus2 in MW | -51.3716 | ElmLne
2031 | 2031_DzMD_GzMN_Dp00_Gp00 | A2- Bolivia 33 kV | All generators | 0.92 | cap | Dorada - Magdalena 115 kV | m:P:bus2 in MW | -51.3938 | ElmLne
2031 | 2031_DzMD_GzMN_Dp00_Gp00 | A2- Bolivia 33 kV | All generators | 0.93 | cap | Dorada - Magdalena 115 kV | m:P:bus2 in MW | -51.4149 | ElmLne
2031 | 2031_DzMD_GzMN_Dp00_Gp00 | A2- Bolivia 33 kV | All generators | 0.94 | cap | Dorada - Magdalena 115 kV | m:P:bus2 in MW | -51.4353 | ElmLne
2031 | 2031_DzMD_GzMN_Dp00_Gp00 | A2- Bolivia 33 kV | All generators | 0.95 | cap | Dorada - Magdalena 115 kV | m:P:bus2 in MW | -51.4554 | ElmLne
2031 | 2031_DzMD_GzMN_Dp00_Gp00 | A2- Bolivia 33 kV | All generators | 0.96 | cap | Dorada - Magdalena 115 kV | m:P:bus2 in MW | -51.4755 | ElmLne
2031 | 2031_DzMD_GzMN_Dp00_Gp00 | A2- Bolivia 33 kV | All generators | 0.97 | cap | Dorada - Magdalena 115 kV | m:P:bus2 in MW | -51.4962 | ElmLne
2031 | 2031_DzMD_GzMN_Dp00_Gp00 | A2- Bolivia 33 kV | All generators | 0.98 | cap | Dorada - Magdalena 115 kV | m:P:bus2 in MW | -51.5184 | ElmLne
2031 | 2031_DzMD_GzMN_Dp00_Gp00 | A2- Bolivia 33 kV | All generators | 0.99 | cap | Dorada - Magdalena 115 kV | m:P:bus2 in MW | -51.5444 | ElmLne
2031 | 2031_DzMD_GzMN_Dp00_Gp00 | A2- Bolivia 33 kV | All generators | 1 | cap | Dorada - Magdalena 115 kV | m:P:bus2 in MW | -51.5976 | ElmLne
2031 | 2031_DzMD_GzMN_Dp00_Gp00 | A2- Bolivia 33 kV | All generators | 0.9 | cap | Dorada - Magdalena 115 kV | m:Q:bus1 in Mvar | 3.5074 | ElmLne
2031 | 2031_DzMD_GzMN_Dp00_Gp00 | A2- Bolivia 33 kV | All generators | 0.91 | cap | Dorada - Magdalena 115 kV | m:Q:bus1 in Mvar | 3.5578 | ElmLne
2031 | 2031_DzMD_GzMN_Dp00_Gp00 | A2- Bolivia 33 kV | All generators | 0.92 | cap | Dorada - Magdalena 115 kV | m:Q:bus1 in Mvar | 3.6056 | ElmLne
2031 | 2031_DzMD_GzMN_Dp00_Gp00 | A2- Bolivia 33 kV | All generators | 0.93 | cap | Dorada - Magdalena 115 kV | m:Q:bus1 in Mvar | 3.6519 | ElmLne
2031 | 2031_DzMD_GzMN_Dp00_Gp00 | A2- Bolivia 33 kV | All generators | 0.94 | cap | Dorada - Magdalena 115 kV | m:Q:bus1 in Mvar | 3.6974 | ElmLne
2031 | 2031_DzMD_GzMN_Dp00_Gp00 | A2- Bolivia 33 kV | All generators | 0.95 | cap | Dorada - Magdalena 115 kV | m:Q:bus1 in Mvar | 3.7429 | ElmLne
2031 | 2031_DzMD_GzMN_Dp00_Gp00 | A2- Bolivia 33 kV | All generators | 0.96 | cap | Dorada - Magdalena 115 kV | m:Q:bus1 in Mvar | 3.7892 | ElmLne
2031 | 2031_DzMD_GzMN_Dp00_Gp00 | A2- Bolivia 33 kV | All generators | 0.97 | cap | Dorada - Magdalena 115 kV | m:Q:bus1 in Mvar | 3.8378 | ElmLne
2031 | 2031_DzMD_GzMN_Dp00_Gp00 | A2- Bolivia 33 kV | All generators | 0.98 | cap | Dorada - Magdalena 115 kV | m:Q:bus1 in Mvar | 3.8909 | ElmLne
2031 | 2031_DzMD_GzMN_Dp00_Gp00 | A2- Bolivia 33 kV | All generators | 0.99 | cap | Dorada - Magdalena 115 kV | m:Q:bus1 in Mvar | 3.9546 | ElmLne
2031 | 2031_DzMD_GzMN_Dp00_Gp00 | A2- Bolivia 33 kV | All generators | 1 | cap | Dorada - Magdalena 115 kV | m:Q:bus1 in Mvar | 4.0904 | ElmLne
2031 | 2031_DzMD_GzMN_Dp00_Gp00 | A2- Bolivia 33 kV | All generators | 0.9 | cap | Dorada - Magdalena 115 kV | m:Q:bus2 in Mvar | -3.1945 | ElmLne
2031 | 2031_DzMD_GzMN_Dp00_Gp00 | A2- Bolivia 33 kV | All generators | 0.91 | cap | Dorada - Magdalena 115 kV | m:Q:bus2 in Mvar | -3.2447 | ElmLne
2031 | 2031_DzMD_GzMN_Dp00_Gp00 | A2- Bolivia 33 kV | All generators | 0.92 | cap | Dorada - Magdalena 115 kV | m:Q:bus2 in Mvar | -3.2925 | ElmLne
2031 | 2031_DzMD_GzMN_Dp00_Gp00 | A2- Bolivia 33 kV | All generators | 0.93 | cap | Dorada - Magdalena 115 kV | m:Q:bus2 in Mvar | -3.3386 | ElmLne
2031 | 2031_DzMD_GzMN_Dp00_Gp00 | A2- Bolivia 33 kV | All generators | 0.94 | cap | Dorada - Magdalena 115 kV | m:Q:bus2 in Mvar | -3.384 | ElmLne
2031 | 2031_DzMD_GzMN_Dp00_Gp00 | A2- Bolivia 33 kV | All generators | 0.95 | cap | Dorada - Magdalena 115 kV | m:Q:bus2 in Mvar | -3.4293 | ElmLne
2031 | 2031_DzMD_GzMN_Dp00_Gp00 | A2- Bolivia 33 kV | All generators | 0.96 | cap | Dorada - Magdalena 115 kV | m:Q:bus2 in Mvar | -3.4755 | ElmLne
2031 | 2031_DzMD_GzMN_Dp00_Gp00 | A2- Bolivia 33 kV | All generators | 0.97 | cap | Dorada - Magdalena 115 kV | m:Q:bus2 in Mvar | -3.5239 | ElmLne
2031 | 2031_DzMD_GzMN_Dp00_Gp00 | A2- Bolivia 33 kV | All generators | 0.98 | cap | Dorada - Magdalena 115 kV | m:Q:bus2 in Mvar | -3.5769 | ElmLne
2031 | 2031_DzMD_GzMN_Dp00_Gp00 | A2- Bolivia 33 kV | All generators | 0.99 | cap | Dorada - Magdalena 115 kV | m:Q:bus2 in Mvar | -3.6404 | ElmLne
2031 | 2031_DzMD_GzMN_Dp00_Gp00 | A2- Bolivia 33 kV | All generators | 1 | cap | Dorada - Magdalena 115 kV | m:Q:bus2 in Mvar | -3.776 | ElmLne
2031 | 2031_DzMD_GzMN_Dp00_Gp00 | A2- Bolivia 33 kV | All generators | 0.9 | cap | Dorada - Magdalena 115 kV | m:cosphi:bus1 | 0.99769 | ElmLne
2031 | 2031_DzMD_GzMN_Dp00_Gp00 | A2- Bolivia 33 kV | All generators | 0.91 | cap | Dorada - Magdalena 115 kV | m:cosphi:bus1 | 0.99762 | ElmLne
2031 | 2031_DzMD_GzMN_Dp00_Gp00 | A2- Bolivia 33 kV | All generators | 0.92 | cap | Dorada - Magdalena 115 kV | m:cosphi:bus1 | 0.99756 | ElmLne
2031 | 2031_DzMD_GzMN_Dp00_Gp00 | A2- Bolivia 33 kV | All generators | 0.93 | cap | Dorada - Magdalena 115 kV | m:cosphi:bus1 | 0.9975 | ElmLne
2031 | 2031_DzMD_GzMN_Dp00_Gp00 | A2- Bolivia 33 kV | All generators | 0.94 | cap | Dorada - Magdalena 115 kV | m:cosphi:bus1 | 0.99744 | ElmLne
2031 | 2031_DzMD_GzMN_Dp00_Gp00 | A2- Bolivia 33 kV | All generators | 0.95 | cap | Dorada - Magdalena 115 kV | m:cosphi:bus1 | 0.99738 | ElmLne
2031 | 2031_DzMD_GzMN_Dp00_Gp00 | A2- Bolivia 33 kV | All generators | 0.96 | cap | Dorada - Magdalena 115 kV | m:cosphi:bus1 | 0.99732 | ElmLne
2031 | 2031_DzMD_GzMN_Dp00_Gp00 | A2- Bolivia 33 kV | All generators | 0.97 | cap | Dorada - Magdalena 115 kV | m:cosphi:bus1 | 0.99725 | ElmLne
2031 | 2031_DzMD_GzMN_Dp00_Gp00 | A2- Bolivia 33 kV | All generators | 0.98 | cap | Dorada - Magdalena 115 kV | m:cosphi:bus1 | 0.99718 | ElmLne
2031 | 2031_DzMD_GzMN_Dp00_Gp00 | A2- Bolivia 33 kV | All generators | 0.99 | cap | Dorada - Magdalena 115 kV | m:cosphi:bus1 | 0.99708 | ElmLne
2031 | 2031_DzMD_GzMN_Dp00_Gp00 | A2- Bolivia 33 kV | All generators | 1 | cap | Dorada - Magdalena 115 kV | m:cosphi:bus1 | 0.99689 | ElmLne
2031 | 2031_DzMD_GzMN_Dp00_Gp00 | A2- Bolivia 33 kV | All generators | 0.9 | cap | Dorada - Magdalena 115 kV | m:cosphi:bus2 | -0.99807 | ElmLne
2031 | 2031_DzMD_GzMN_Dp00_Gp00 | A2- Bolivia 33 kV | All generators | 0.91 | cap | Dorada - Magdalena 115 kV | m:cosphi:bus2 | -0.99801 | ElmLne
2031 | 2031_DzMD_GzMN_Dp00_Gp00 | A2- Bolivia 33 kV | All generators | 0.92 | cap | Dorada - Magdalena 115 kV | m:cosphi:bus2 | -0.99795 | ElmLne
2031 | 2031_DzMD_GzMN_Dp00_Gp00 | A2- Bolivia 33 kV | All generators | 0.93 | cap | Dorada - Magdalena 115 kV | m:cosphi:bus2 | -0.9979 | ElmLne
2031 | 2031_DzMD_GzMN_Dp00_Gp00 | A2- Bolivia 33 kV | All generators | 0.94 | cap | Dorada - Magdalena 115 kV | m:cosphi:bus2 | -0.99784 | ElmLne
2031 | 2031_DzMD_GzMN_Dp00_Gp00 | A2- Bolivia 33 kV | All generators | 0.95 | cap | Dorada - Magdalena 115 kV | m:cosphi:bus2 | -0.99779 | ElmLne
2031 | 2031_DzMD_GzMN_Dp00_Gp00 | A2- Bolivia 33 kV | All generators | 0.96 | cap | Dorada - Magdalena 115 kV | m:cosphi:bus2 | -0.99773 | ElmLne
2031 | 2031_DzMD_GzMN_Dp00_Gp00 | A2- Bolivia 33 kV | All generators | 0.97 | cap | Dorada - Magdalena 115 kV | m:cosphi:bus2 | -0.99767 | ElmLne
2031 | 2031_DzMD_GzMN_Dp00_Gp00 | A2- Bolivia 33 kV | All generators | 0.98 | cap | Dorada - Magdalena 115 kV | m:cosphi:bus2 | -0.9976 | ElmLne
2031 | 2031_DzMD_GzMN_Dp00_Gp00 | A2- Bolivia 33 kV | All generators | 0.99 | cap | Dorada - Magdalena 115 kV | m:cosphi:bus2 | -0.99751 | ElmLne
2031 | 2031_DzMD_GzMN_Dp00_Gp00 | A2- Bolivia 33 kV | All generators | 1 | cap | Dorada - Magdalena 115 kV | m:cosphi:bus2 | -0.99733 | ElmLne
2031 | 2031_DzMD_GzMN_Dp00_Gp00 | A2- Bolivia 33 kV | All generators | 0.9 | cap | Mariquita - Victoria 2 115 | m:P:bus1 in MW | 8.3811 | ElmLne
2031 | 2031_DzMD_GzMN_Dp00_Gp00 | A2- Bolivia 33 kV | All generators | 0.91 | cap | Mariquita - Victoria 2 115 | m:P:bus1 in MW | 8.3749 | ElmLne
2031 | 2031_DzMD_GzMN_Dp00_Gp00 | A2- Bolivia 33 kV | All generators | 0.92 | cap | Mariquita - Victoria 2 115 | m:P:bus1 in MW | 8.3684 | ElmLne
2031 | 2031_DzMD_GzMN_Dp00_Gp00 | A2- Bolivia 33 kV | All generators | 0.93 | cap | Mariquita - Victoria 2 115 | m:P:bus1 in MW | 8.3614 | ElmLne
2031 | 2031_DzMD_GzMN_Dp00_Gp00 | A2- Bolivia 33 kV | All generators | 0.94 | cap | Mariquita - Victoria 2 115 | m:P:bus1 in MW | 8.3539 | ElmLne
2031 | 2031_DzMD_GzMN_Dp00_Gp00 | A2- Bolivia 33 kV | All generators | 0.95 | cap | Mariquita - Victoria 2 115 | m:P:bus1 in MW | 8.3458 | ElmLne
2031 | 2031_DzMD_GzMN_Dp00_Gp00 | A2- Bolivia 33 kV | All generators | 0.96 | cap | Mariquita - Victoria 2 115 | m:P:bus1 in MW | 8.337 | ElmLne
2031 | 2031_DzMD_GzMN_Dp00_Gp00 | A2- Bolivia 33 kV | All generators | 0.97 | cap | Mariquita - Victoria 2 115 | m:P:bus1 in MW | 8.327 | ElmLne
2031 | 2031_DzMD_GzMN_Dp00_Gp00 | A2- Bolivia 33 kV | All generators | 0.98 | cap | Mariquita - Victoria 2 115 | m:P:bus1 in MW | 8.3152 | ElmLne
2031 | 2031_DzMD_GzMN_Dp00_Gp00 | A2- Bolivia 33 kV | All generators | 0.99 | cap | Mariquita - Victoria 2 115 | m:P:bus1 in MW | 8.3001 | ElmLne
2031 | 2031_DzMD_GzMN_Dp00_Gp00 | A2- Bolivia 33 kV | All generators | 1 | cap | Mariquita - Victoria 2 115 | m:P:bus1 in MW | 8.2638 | ElmLne
2031 | 2031_DzMD_GzMN_Dp00_Gp00 | A2- Bolivia 33 kV | All generators | 0.9 | cap | Mariquita - Victoria 2 115 | m:P:bus2 in MW | -8.3097 | ElmLne
2031 | 2031_DzMD_GzMN_Dp00_Gp00 | A2- Bolivia 33 kV | All generators | 0.91 | cap | Mariquita - Victoria 2 115 | m:P:bus2 in MW | -8.304 | ElmLne
2031 | 2031_DzMD_GzMN_Dp00_Gp00 | A2- Bolivia 33 kV | All generators | 0.92 | cap | Mariquita - Victoria 2 115 | m:P:bus2 in MW | -8.2978 | ElmLne
2031 | 2031_DzMD_GzMN_Dp00_Gp00 | A2- Bolivia 33 kV | All generators | 0.93 | cap | Mariquita - Victoria 2 115 | m:P:bus2 in MW | -8.2913 | ElmLne
2031 | 2031_DzMD_GzMN_Dp00_Gp00 | A2- Bolivia 33 kV | All generators | 0.94 | cap | Mariquita - Victoria 2 115 | m:P:bus2 in MW | -8.2842 | ElmLne
2031 | 2031_DzMD_GzMN_Dp00_Gp00 | A2- Bolivia 33 kV | All generators | 0.95 | cap | Mariquita - Victoria 2 115 | m:P:bus2 in MW | -8.2765 | ElmLne
2031 | 2031_DzMD_GzMN_Dp00_Gp00 | A2- Bolivia 33 kV | All generators | 0.96 | cap | Mariquita - Victoria 2 115 | m:P:bus2 in MW | -8.268 | ElmLne
2031 | 2031_DzMD_GzMN_Dp00_Gp00 | A2- Bolivia 33 kV | All generators | 0.97 | cap | Mariquita - Victoria 2 115 | m:P:bus2 in MW | -8.2584 | ElmLne
2031 | 2031_DzMD_GzMN_Dp00_Gp00 | A2- Bolivia 33 kV | All generators | 0.98 | cap | Mariquita - Victoria 2 115 | m:P:bus2 in MW | -8.2472 | ElmLne
2031 | 2031_DzMD_GzMN_Dp00_Gp00 | A2- Bolivia 33 kV | All generators | 0.99 | cap | Mariquita - Victoria 2 115 | m:P:bus2 in MW | -8.2326 | ElmLne
2031 | 2031_DzMD_GzMN_Dp00_Gp00 | A2- Bolivia 33 kV | All generators | 1 | cap | Mariquita - Victoria 2 115 | m:P:bus2 in MW | -8.1974 | ElmLne
2031 | 2031_DzMD_GzMN_Dp00_Gp00 | A2- Bolivia 33 kV | All generators | 0.9 | cap | Mariquita - Victoria 2 115 | m:Q:bus1 in Mvar | -16.9005 | ElmLne
2031 | 2031_DzMD_GzMN_Dp00_Gp00 | A2- Bolivia 33 kV | All generators | 0.91 | cap | Mariquita - Victoria 2 115 | m:Q:bus1 in Mvar | -16.8495 | ElmLne
2031 | 2031_DzMD_GzMN_Dp00_Gp00 | A2- Bolivia 33 kV | All generators | 0.92 | cap | Mariquita - Victoria 2 115 | m:Q:bus1 in Mvar | -16.8012 | ElmLne
2031 | 2031_DzMD_GzMN_Dp00_Gp00 | A2- Bolivia 33 kV | All generators | 0.93 | cap | Mariquita - Victoria 2 115 | m:Q:bus1 in Mvar | -16.7545 | ElmLne
2031 | 2031_DzMD_GzMN_Dp00_Gp00 | A2- Bolivia 33 kV | All generators | 0.94 | cap | Mariquita - Victoria 2 115 | m:Q:bus1 in Mvar | -16.7086 | ElmLne
2031 | 2031_DzMD_GzMN_Dp00_Gp00 | A2- Bolivia 33 kV | All generators | 0.95 | cap | Mariquita - Victoria 2 115 | m:Q:bus1 in Mvar | -16.6629 | ElmLne
2031 | 2031_DzMD_GzMN_Dp00_Gp00 | A2- Bolivia 33 kV | All generators | 0.96 | cap | Mariquita - Victoria 2 115 | m:Q:bus1 in Mvar | -16.6163 | ElmLne
2031 | 2031_DzMD_GzMN_Dp00_Gp00 | A2- Bolivia 33 kV | All generators | 0.97 | cap | Mariquita - Victoria 2 115 | m:Q:bus1 in Mvar | -16.5676 | ElmLne
2031 | 2031_DzMD_GzMN_Dp00_Gp00 | A2- Bolivia 33 kV | All generators | 0.98 | cap | Mariquita - Victoria 2 115 | m:Q:bus1 in Mvar | -16.5143 | ElmLne
2031 | 2031_DzMD_GzMN_Dp00_Gp00 | A2- Bolivia 33 kV | All generators | 0.99 | cap | Mariquita - Victoria 2 115 | m:Q:bus1 in Mvar | -16.4505 | ElmLne
2031 | 2031_DzMD_GzMN_Dp00_Gp00 | A2- Bolivia 33 kV | All generators | 1 | cap | Mariquita - Victoria 2 115 | m:Q:bus1 in Mvar | -16.3149 | ElmLne
2031 | 2031_DzMD_GzMN_Dp00_Gp00 | A2- Bolivia 33 kV | All generators | 0.9 | cap | Mariquita - Victoria 2 115 | m:Q:bus2 in Mvar | 16.4004 | ElmLne
2031 | 2031_DzMD_GzMN_Dp00_Gp00 | A2- Bolivia 33 kV | All generators | 0.91 | cap | Mariquita - Victoria 2 115 | m:Q:bus2 in Mvar | 16.3479 | ElmLne
2031 | 2031_DzMD_GzMN_Dp00_Gp00 | A2- Bolivia 33 kV | All generators | 0.92 | cap | Mariquita - Victoria 2 115 | m:Q:bus2 in Mvar | 16.298 | ElmLne
2031 | 2031_DzMD_GzMN_Dp00_Gp00 | A2- Bolivia 33 kV | All generators | 0.93 | cap | Mariquita - Victoria 2 115 | m:Q:bus2 in Mvar | 16.2498 | ElmLne
2031 | 2031_DzMD_GzMN_Dp00_Gp00 | A2- Bolivia 33 kV | All generators | 0.94 | cap | Mariquita - Victoria 2 115 | m:Q:bus2 in Mvar | 16.2025 | ElmLne
2031 | 2031_DzMD_GzMN_Dp00_Gp00 | A2- Bolivia 33 kV | All generators | 0.95 | cap | Mariquita - Victoria 2 115 | m:Q:bus2 in Mvar | 16.1553 | ElmLne
2031 | 2031_DzMD_GzMN_Dp00_Gp00 | A2- Bolivia 33 kV | All generators | 0.96 | cap | Mariquita - Victoria 2 115 | m:Q:bus2 in Mvar | 16.1073 | ElmLne
2031 | 2031_DzMD_GzMN_Dp00_Gp00 | A2- Bolivia 33 kV | All generators | 0.97 | cap | Mariquita - Victoria 2 115 | m:Q:bus2 in Mvar | 16.0569 | ElmLne
2031 | 2031_DzMD_GzMN_Dp00_Gp00 | A2- Bolivia 33 kV | All generators | 0.98 | cap | Mariquita - Victoria 2 115 | m:Q:bus2 in Mvar | 16.0019 | ElmLne
2031 | 2031_DzMD_GzMN_Dp00_Gp00 | A2- Bolivia 33 kV | All generators | 0.99 | cap | Mariquita - Victoria 2 115 | m:Q:bus2 in Mvar | 15.9362 | ElmLne
2031 | 2031_DzMD_GzMN_Dp00_Gp00 | A2- Bolivia 33 kV | All generators | 1 | cap | Mariquita - Victoria 2 115 | m:Q:bus2 in Mvar | 15.7961 | ElmLne
2031 | 2031_DzMD_GzMN_Dp00_Gp00 | A2- Bolivia 33 kV | All generators | 0.9 | cap | Mariquita - Victoria 2 115 | m:cosphi:bus1 | 0.44428 | ElmLne
2031 | 2031_DzMD_GzMN_Dp00_Gp00 | A2- Bolivia 33 kV | All generators | 0.91 | cap | Mariquita - Victoria 2 115 | m:cosphi:bus1 | 0.44509 | ElmLne
2031 | 2031_DzMD_GzMN_Dp00_Gp00 | A2- Bolivia 33 kV | All generators | 0.92 | cap | Mariquita - Victoria 2 115 | m:cosphi:bus1 | 0.44584 | ElmLne
2031 | 2031_DzMD_GzMN_Dp00_Gp00 | A2- Bolivia 33 kV | All generators | 0.93 | cap | Mariquita - Victoria 2 115 | m:cosphi:bus1 | 0.44654 | ElmLne
2031 | 2031_DzMD_GzMN_Dp00_Gp00 | A2- Bolivia 33 kV | All generators | 0.94 | cap | Mariquita - Victoria 2 115 | m:cosphi:bus1 | 0.4472 | ElmLne
2031 | 2031_DzMD_GzMN_Dp00_Gp00 | A2- Bolivia 33 kV | All generators | 0.95 | cap | Mariquita - Victoria 2 115 | m:cosphi:bus1 | 0.44783 | ElmLne
2031 | 2031_DzMD_GzMN_Dp00_Gp00 | A2- Bolivia 33 kV | All generators | 0.96 | cap | Mariquita - Victoria 2 115 | m:cosphi:bus1 | 0.44845 | ElmLne
2031 | 2031_DzMD_GzMN_Dp00_Gp00 | A2- Bolivia 33 kV | All generators | 0.97 | cap | Mariquita - Victoria 2 115 | m:cosphi:bus1 | 0.44908 | ElmLne
2031 | 2031_DzMD_GzMN_Dp00_Gp00 | A2- Bolivia 33 kV | All generators | 0.98 | cap | Mariquita - Victoria 2 115 | m:cosphi:bus1 | 0.44973 | ElmLne
2031 | 2031_DzMD_GzMN_Dp00_Gp00 | A2- Bolivia 33 kV | All generators | 0.99 | cap | Mariquita - Victoria 2 115 | m:cosphi:bus1 | 0.45046 | ElmLne
2031 | 2031_DzMD_GzMN_Dp00_Gp00 | A2- Bolivia 33 kV | All generators | 1 | cap | Mariquita - Victoria 2 115 | m:cosphi:bus1 | 0.45186 | ElmLne
2031 | 2031_DzMD_GzMN_Dp00_Gp00 | A2- Bolivia 33 kV | All generators | 0.9 | cap | Mariquita - Victoria 2 115 | m:cosphi:bus2 | -0.45197 | ElmLne
2031 | 2031_DzMD_GzMN_Dp00_Gp00 | A2- Bolivia 33 kV | All generators | 0.91 | cap | Mariquita - Victoria 2 115 | m:cosphi:bus2 | -0.45288 | ElmLne
2031 | 2031_DzMD_GzMN_Dp00_Gp00 | A2- Bolivia 33 kV | All generators | 0.92 | cap | Mariquita - Victoria 2 115 | m:cosphi:bus2 | -0.45371 | ElmLne
2031 | 2031_DzMD_GzMN_Dp00_Gp00 | A2- Bolivia 33 kV | All generators | 0.93 | cap | Mariquita - Victoria 2 115 | m:cosphi:bus2 | -0.45449 | ElmLne
2031 | 2031_DzMD_GzMN_Dp00_Gp00 | A2- Bolivia 33 kV | All generators | 0.94 | cap | Mariquita - Victoria 2 115 | m:cosphi:bus2 | -0.45524 | ElmLne
2031 | 2031_DzMD_GzMN_Dp00_Gp00 | A2- Bolivia 33 kV | All generators | 0.95 | cap | Mariquita - Victoria 2 115 | m:cosphi:bus2 | -0.45595 | ElmLne
2031 | 2031_DzMD_GzMN_Dp00_Gp00 | A2- Bolivia 33 kV | All generators | 0.96 | cap | Mariquita - Victoria 2 115 | m:cosphi:bus2 | -0.45666 | ElmLne
2031 | 2031_DzMD_GzMN_Dp00_Gp00 | A2- Bolivia 33 kV | All generators | 0.97 | cap | Mariquita - Victoria 2 115 | m:cosphi:bus2 | -0.45737 | ElmLne
2031 | 2031_DzMD_GzMN_Dp00_Gp00 | A2- Bolivia 33 kV | All generators | 0.98 | cap | Mariquita - Victoria 2 115 | m:cosphi:bus2 | -0.45812 | ElmLne
2031 | 2031_DzMD_GzMN_Dp00_Gp00 | A2- Bolivia 33 kV | All generators | 0.99 | cap | Mariquita - Victoria 2 115 | m:cosphi:bus2 | -0.45897 | ElmLne
2031 | 2031_DzMD_GzMN_Dp00_Gp00 | A2- Bolivia 33 kV | All generators | 1 | cap | Mariquita - Victoria 2 115 | m:cosphi:bus2 | -0.46062 | ElmLne
2031 | 2031_DzMD_GzMN_Dp00_Gp00 | A2- Bolivia 33 kV | All generators | 0.9 | cap | Dorada 115/33/13.8 kV | m:P:bushv in MW | 9.8399 | ElmTr3
2031 | 2031_DzMD_GzMN_Dp00_Gp00 | A2- Bolivia 33 kV | All generators | 0.91 | cap | Dorada 115/33/13.8 kV | m:P:bushv in MW | 9.8269 | ElmTr3
2031 | 2031_DzMD_GzMN_Dp00_Gp00 | A2- Bolivia 33 kV | All generators | 0.92 | cap | Dorada 115/33/13.8 kV | m:P:bushv in MW | 9.8147 | ElmTr3
2031 | 2031_DzMD_GzMN_Dp00_Gp00 | A2- Bolivia 33 kV | All generators | 0.93 | cap | Dorada 115/33/13.8 kV | m:P:bushv in MW | 9.8031 | ElmTr3
2031 | 2031_DzMD_GzMN_Dp00_Gp00 | A2- Bolivia 33 kV | All generators | 0.94 | cap | Dorada 115/33/13.8 kV | m:P:bushv in MW | 9.7918 | ElmTr3
2031 | 2031_DzMD_GzMN_Dp00_Gp00 | A2- Bolivia 33 kV | All generators | 0.95 | cap | Dorada 115/33/13.8 kV | m:P:bushv in MW | 9.7807 | ElmTr3
2031 | 2031_DzMD_GzMN_Dp00_Gp00 | A2- Bolivia 33 kV | All generators | 0.96 | cap | Dorada 115/33/13.8 kV | m:P:bushv in MW | 9.7695 | ElmTr3
2031 | 2031_DzMD_GzMN_Dp00_Gp00 | A2- Bolivia 33 kV | All generators | 0.97 | cap | Dorada 115/33/13.8 kV | m:P:bushv in MW | 9.758 | ElmTr3
2031 | 2031_DzMD_GzMN_Dp00_Gp00 | A2- Bolivia 33 kV | All generators | 0.98 | cap | Dorada 115/33/13.8 kV | m:P:bushv in MW | 9.7456 | ElmTr3
2031 | 2031_DzMD_GzMN_Dp00_Gp00 | A2- Bolivia 33 kV | All generators | 0.99 | cap | Dorada 115/33/13.8 kV | m:P:bushv in MW | 9.731 | ElmTr3
2031 | 2031_DzMD_GzMN_Dp00_Gp00 | A2- Bolivia 33 kV | All generators | 1 | cap | Dorada 115/33/13.8 kV | m:P:bushv in MW | 9.7008 | ElmTr3
2031 | 2031_DzMD_GzMN_Dp00_Gp00 | A2- Bolivia 33 kV | All generators | 0.9 | cap | Dorada 115/33/13.8 kV | m:Q:bushv in Mvar | 4.8765 | ElmTr3
2031 | 2031_DzMD_GzMN_Dp00_Gp00 | A2- Bolivia 33 kV | All generators | 0.91 | cap | Dorada 115/33/13.8 kV | m:Q:bushv in Mvar | 4.8579 | ElmTr3
2031 | 2031_DzMD_GzMN_Dp00_Gp00 | A2- Bolivia 33 kV | All generators | 0.92 | cap | Dorada 115/33/13.8 kV | m:Q:bushv in Mvar | 4.8401 | ElmTr3
2031 | 2031_DzMD_GzMN_Dp00_Gp00 | A2- Bolivia 33 kV | All generators | 0.93 | cap | Dorada 115/33/13.8 kV | m:Q:bushv in Mvar | 4.8229 | ElmTr3
2031 | 2031_DzMD_GzMN_Dp00_Gp00 | A2- Bolivia 33 kV | All generators | 0.94 | cap | Dorada 115/33/13.8 kV | m:Q:bushv in Mvar | 4.8058 | ElmTr3
2031 | 2031_DzMD_GzMN_Dp00_Gp00 | A2- Bolivia 33 kV | All generators | 0.95 | cap | Dorada 115/33/13.8 kV | m:Q:bushv in Mvar | 4.7887 | ElmTr3
2031 | 2031_DzMD_GzMN_Dp00_Gp00 | A2- Bolivia 33 kV | All generators | 0.96 | cap | Dorada 115/33/13.8 kV | m:Q:bushv in Mvar | 4.7711 | ElmTr3
2031 | 2031_DzMD_GzMN_Dp00_Gp00 | A2- Bolivia 33 kV | All generators | 0.97 | cap | Dorada 115/33/13.8 kV | m:Q:bushv in Mvar | 4.7525 | ElmTr3
2031 | 2031_DzMD_GzMN_Dp00_Gp00 | A2- Bolivia 33 kV | All generators | 0.98 | cap | Dorada 115/33/13.8 kV | m:Q:bushv in Mvar | 4.7321 | ElmTr3
2031 | 2031_DzMD_GzMN_Dp00_Gp00 | A2- Bolivia 33 kV | All generators | 0.99 | cap | Dorada 115/33/13.8 kV | m:Q:bushv in Mvar | 4.7075 | ElmTr3
2031 | 2031_DzMD_GzMN_Dp00_Gp00 | A2- Bolivia 33 kV | All generators | 1 | cap | Dorada 115/33/13.8 kV | m:Q:bushv in Mvar | 4.6544 | ElmTr3
2031 | 2031_DzMD_GzMN_Dp00_Gp00 | A2- Bolivia 33 kV | All generators | 0.9 | cap | Dorada 115/33/13.8 kV | m:cosphi:bushv | 0.896 | ElmTr3
2031 | 2031_DzMD_GzMN_Dp00_Gp00 | A2- Bolivia 33 kV | All generators | 0.91 | cap | Dorada 115/33/13.8 kV | m:cosphi:bushv | 0.89645 | ElmTr3
2031 | 2031_DzMD_GzMN_Dp00_Gp00 | A2- Bolivia 33 kV | All generators | 0.92 | cap | Dorada 115/33/13.8 kV | m:cosphi:bushv | 0.89687 | ElmTr3
2031 | 2031_DzMD_GzMN_Dp00_Gp00 | A2- Bolivia 33 kV | All generators | 0.93 | cap | Dorada 115/33/13.8 kV | m:cosphi:bushv | 0.89729 | ElmTr3
2031 | 2031_DzMD_GzMN_Dp00_Gp00 | A2- Bolivia 33 kV | All generators | 0.94 | cap | Dorada 115/33/13.8 kV | m:cosphi:bushv | 0.89771 | ElmTr3
2031 | 2031_DzMD_GzMN_Dp00_Gp00 | A2- Bolivia 33 kV | All generators | 0.95 | cap | Dorada 115/33/13.8 kV | m:cosphi:bushv | 0.89813 | ElmTr3
2031 | 2031_DzMD_GzMN_Dp00_Gp00 | A2- Bolivia 33 kV | All generators | 0.96 | cap | Dorada 115/33/13.8 kV | m:cosphi:bushv | 0.89857 | ElmTr3
2031 | 2031_DzMD_GzMN_Dp00_Gp00 | A2- Bolivia 33 kV | All generators | 0.97 | cap | Dorada 115/33/13.8 kV | m:cosphi:bushv | 0.89904 | ElmTr3
2031 | 2031_DzMD_GzMN_Dp00_Gp00 | A2- Bolivia 33 kV | All generators | 0.98 | cap | Dorada 115/33/13.8 kV | m:cosphi:bushv | 0.89956 | ElmTr3
2031 | 2031_DzMD_GzMN_Dp00_Gp00 | A2- Bolivia 33 kV | All generators | 0.99 | cap | Dorada 115/33/13.8 kV | m:cosphi:bushv | 0.9002 | ElmTr3
2031 | 2031_DzMD_GzMN_Dp00_Gp00 | A2- Bolivia 33 kV | All generators | 1 | cap | Dorada 115/33/13.8 kV | m:cosphi:bushv | 0.9016 | ElmTr3
2031 | 2031_DzMD_GzMN_Dp00_Gp00 | A2- Bolivia 33 kV | All generators | 0.9 | cap | Manzanares 115/33/13.8 kV | m:P:bushv in MW | -8.5508 | ElmTr3
2031 | 2031_DzMD_GzMN_Dp00_Gp00 | A2- Bolivia 33 kV | All generators | 0.91 | cap | Manzanares 115/33/13.8 kV | m:P:bushv in MW | -8.6484 | ElmTr3
2031 | 2031_DzMD_GzMN_Dp00_Gp00 | A2- Bolivia 33 kV | All generators | 0.92 | cap | Manzanares 115/33/13.8 kV | m:P:bushv in MW | -8.733 | ElmTr3
2031 | 2031_DzMD_GzMN_Dp00_Gp00 | A2- Bolivia 33 kV | All generators | 0.93 | cap | Manzanares 115/33/13.8 kV | m:P:bushv in MW | -8.8072 | ElmTr3
2031 | 2031_DzMD_GzMN_Dp00_Gp00 | A2- Bolivia 33 kV | All generators | 0.94 | cap | Manzanares 115/33/13.8 kV | m:P:bushv in MW | -8.8728 | ElmTr3
2031 | 2031_DzMD_GzMN_Dp00_Gp00 | A2- Bolivia 33 kV | All generators | 0.95 | cap | Manzanares 115/33/13.8 kV | m:P:bushv in MW | -8.9312 | ElmTr3
2031 | 2031_DzMD_GzMN_Dp00_Gp00 | A2- Bolivia 33 kV | All generators | 0.96 | cap | Manzanares 115/33/13.8 kV | m:P:bushv in MW | -8.9834 | ElmTr3
2031 | 2031_DzMD_GzMN_Dp00_Gp00 | A2- Bolivia 33 kV | All generators | 0.97 | cap | Manzanares 115/33/13.8 kV | m:P:bushv in MW | -9.0301 | ElmTr3
2031 | 2031_DzMD_GzMN_Dp00_Gp00 | A2- Bolivia 33 kV | All generators | 0.98 | cap | Manzanares 115/33/13.8 kV | m:P:bushv in MW | -9.0719 | ElmTr3
2031 | 2031_DzMD_GzMN_Dp00_Gp00 | A2- Bolivia 33 kV | All generators | 0.99 | cap | Manzanares 115/33/13.8 kV | m:P:bushv in MW | -9.1091 | ElmTr3
2031 | 2031_DzMD_GzMN_Dp00_Gp00 | A2- Bolivia 33 kV | All generators | 1 | cap | Manzanares 115/33/13.8 kV | m:P:bushv in MW | -9.1415 | ElmTr3
2031 | 2031_DzMD_GzMN_Dp00_Gp00 | A2- Bolivia 33 kV | All generators | 0.9 | cap | Manzanares 115/33/13.8 kV | m:Q:bushv in Mvar | 12.2153 | ElmTr3
2031 | 2031_DzMD_GzMN_Dp00_Gp00 | A2- Bolivia 33 kV | All generators | 0.91 | cap | Manzanares 115/33/13.8 kV | m:Q:bushv in Mvar | 11.4285 | ElmTr3
2031 | 2031_DzMD_GzMN_Dp00_Gp00 | A2- Bolivia 33 kV | All generators | 0.92 | cap | Manzanares 115/33/13.8 kV | m:Q:bushv in Mvar | 10.6789 | ElmTr3
2031 | 2031_DzMD_GzMN_Dp00_Gp00 | A2- Bolivia 33 kV | All generators | 0.93 | cap | Manzanares 115/33/13.8 kV | m:Q:bushv in Mvar | 9.953 | ElmTr3
2031 | 2031_DzMD_GzMN_Dp00_Gp00 | A2- Bolivia 33 kV | All generators | 0.94 | cap | Manzanares 115/33/13.8 kV | m:Q:bushv in Mvar | 9.2386 | ElmTr3
2031 | 2031_DzMD_GzMN_Dp00_Gp00 | A2- Bolivia 33 kV | All generators | 0.95 | cap | Manzanares 115/33/13.8 kV | m:Q:bushv in Mvar | 8.5236 | ElmTr3
2031 | 2031_DzMD_GzMN_Dp00_Gp00 | A2- Bolivia 33 kV | All generators | 0.96 | cap | Manzanares 115/33/13.8 kV | m:Q:bushv in Mvar | 7.7934 | ElmTr3
2031 | 2031_DzMD_GzMN_Dp00_Gp00 | A2- Bolivia 33 kV | All generators | 0.97 | cap | Manzanares 115/33/13.8 kV | m:Q:bushv in Mvar | 7.0267 | ElmTr3
2031 | 2031_DzMD_GzMN_Dp00_Gp00 | A2- Bolivia 33 kV | All generators | 0.98 | cap | Manzanares 115/33/13.8 kV | m:Q:bushv in Mvar | 6.1858 | ElmTr3
2031 | 2031_DzMD_GzMN_Dp00_Gp00 | A2- Bolivia 33 kV | All generators | 0.99 | cap | Manzanares 115/33/13.8 kV | m:Q:bushv in Mvar | 5.1769 | ElmTr3
2031 | 2031_DzMD_GzMN_Dp00_Gp00 | A2- Bolivia 33 kV | All generators | 1 | cap | Manzanares 115/33/13.8 kV | m:Q:bushv in Mvar | 3.0155 | ElmTr3
2031 | 2031_DzMD_GzMN_Dp00_Gp00 | A2- Bolivia 33 kV | All generators | 0.9 | cap | Manzanares 115/33/13.8 kV | m:cosphi:bushv | -0.57347 | ElmTr3
2031 | 2031_DzMD_GzMN_Dp00_Gp00 | A2- Bolivia 33 kV | All generators | 0.91 | cap | Manzanares 115/33/13.8 kV | m:cosphi:bushv | -0.60343 | ElmTr3
2031 | 2031_DzMD_GzMN_Dp00_Gp00 | A2- Bolivia 33 kV | All generators | 0.92 | cap | Manzanares 115/33/13.8 kV | m:cosphi:bushv | -0.63305 | ElmTr3
2031 | 2031_DzMD_GzMN_Dp00_Gp00 | A2- Bolivia 33 kV | All generators | 0.93 | cap | Manzanares 115/33/13.8 kV | m:cosphi:bushv | -0.66269 | ElmTr3
2031 | 2031_DzMD_GzMN_Dp00_Gp00 | A2- Bolivia 33 kV | All generators | 0.94 | cap | Manzanares 115/33/13.8 kV | m:cosphi:bushv | -0.69268 | ElmTr3
2031 | 2031_DzMD_GzMN_Dp00_Gp00 | A2- Bolivia 33 kV | All generators | 0.95 | cap | Manzanares 115/33/13.8 kV | m:cosphi:bushv | -0.72342 | ElmTr3
2031 | 2031_DzMD_GzMN_Dp00_Gp00 | A2- Bolivia 33 kV | All generators | 0.96 | cap | Manzanares 115/33/13.8 kV | m:cosphi:bushv | -0.75537 | ElmTr3
2031 | 2031_DzMD_GzMN_Dp00_Gp00 | A2- Bolivia 33 kV | All generators | 0.97 | cap | Manzanares 115/33/13.8 kV | m:cosphi:bushv | -0.78921 | ElmTr3
2031 | 2031_DzMD_GzMN_Dp00_Gp00 | A2- Bolivia 33 kV | All generators | 0.98 | cap | Manzanares 115/33/13.8 kV | m:cosphi:bushv | -0.82621 | ElmTr3
2031 | 2031_DzMD_GzMN_Dp00_Gp00 | A2- Bolivia 33 kV | All generators | 0.99 | cap | Manzanares 115/33/13.8 kV | m:cosphi:bushv | -0.8694 | ElmTr3
2031 | 2031_DzMD_GzMN_Dp00_Gp00 | A2- Bolivia 33 kV | All generators | 1 | cap | Manzanares 115/33/13.8 kV | m:cosphi:bushv | -0.94967 | ElmTr3
2031 | 2031_DzMD_GzMN_Dp00_Gp00 | A2- Bolivia 33 kV | All generators | 0.9 | cap | Purnio 230/115 | m:P:bushv in MW | 51.1532 | ElmTr3
2031 | 2031_DzMD_GzMN_Dp00_Gp00 | A2- Bolivia 33 kV | All generators | 0.91 | cap | Purnio 230/115 | m:P:bushv in MW | 51.1316 | ElmTr3
2031 | 2031_DzMD_GzMN_Dp00_Gp00 | A2- Bolivia 33 kV | All generators | 0.92 | cap | Purnio 230/115 | m:P:bushv in MW | 51.1131 | ElmTr3
2031 | 2031_DzMD_GzMN_Dp00_Gp00 | A2- Bolivia 33 kV | All generators | 0.93 | cap | Purnio 230/115 | m:P:bushv in MW | 51.0968 | ElmTr3
2031 | 2031_DzMD_GzMN_Dp00_Gp00 | A2- Bolivia 33 kV | All generators | 0.94 | cap | Purnio 230/115 | m:P:bushv in MW | 51.0826 | ElmTr3
2031 | 2031_DzMD_GzMN_Dp00_Gp00 | A2- Bolivia 33 kV | All generators | 0.95 | cap | Purnio 230/115 | m:P:bushv in MW | 51.07 | ElmTr3
2031 | 2031_DzMD_GzMN_Dp00_Gp00 | A2- Bolivia 33 kV | All generators | 0.96 | cap | Purnio 230/115 | m:P:bushv in MW | 51.0589 | ElmTr3
2031 | 2031_DzMD_GzMN_Dp00_Gp00 | A2- Bolivia 33 kV | All generators | 0.97 | cap | Purnio 230/115 | m:P:bushv in MW | 51.0491 | ElmTr3
2031 | 2031_DzMD_GzMN_Dp00_Gp00 | A2- Bolivia 33 kV | All generators | 0.98 | cap | Purnio 230/115 | m:P:bushv in MW | 51.0406 | ElmTr3
2031 | 2031_DzMD_GzMN_Dp00_Gp00 | A2- Bolivia 33 kV | All generators | 0.99 | cap | Purnio 230/115 | m:P:bushv in MW | 51.0333 | ElmTr3
2031 | 2031_DzMD_GzMN_Dp00_Gp00 | A2- Bolivia 33 kV | All generators | 1 | cap | Purnio 230/115 | m:P:bushv in MW | 51.0286 | ElmTr3
2031 | 2031_DzMD_GzMN_Dp00_Gp00 | A2- Bolivia 33 kV | All generators | 0.9 | cap | Purnio 230/115 | m:Q:bushv in Mvar | -2.8497 | ElmTr3
2031 | 2031_DzMD_GzMN_Dp00_Gp00 | A2- Bolivia 33 kV | All generators | 0.91 | cap | Purnio 230/115 | m:Q:bushv in Mvar | -3.027 | ElmTr3
2031 | 2031_DzMD_GzMN_Dp00_Gp00 | A2- Bolivia 33 kV | All generators | 0.92 | cap | Purnio 230/115 | m:Q:bushv in Mvar | -3.1956 | ElmTr3
2031 | 2031_DzMD_GzMN_Dp00_Gp00 | A2- Bolivia 33 kV | All generators | 0.93 | cap | Purnio 230/115 | m:Q:bushv in Mvar | -3.3585 | ElmTr3
2031 | 2031_DzMD_GzMN_Dp00_Gp00 | A2- Bolivia 33 kV | All generators | 0.94 | cap | Purnio 230/115 | m:Q:bushv in Mvar | -3.5184 | ElmTr3
2031 | 2031_DzMD_GzMN_Dp00_Gp00 | A2- Bolivia 33 kV | All generators | 0.95 | cap | Purnio 230/115 | m:Q:bushv in Mvar | -3.6782 | ElmTr3
2031 | 2031_DzMD_GzMN_Dp00_Gp00 | A2- Bolivia 33 kV | All generators | 0.96 | cap | Purnio 230/115 | m:Q:bushv in Mvar | -3.841 | ElmTr3
2031 | 2031_DzMD_GzMN_Dp00_Gp00 | A2- Bolivia 33 kV | All generators | 0.97 | cap | Purnio 230/115 | m:Q:bushv in Mvar | -4.0116 | ElmTr3
2031 | 2031_DzMD_GzMN_Dp00_Gp00 | A2- Bolivia 33 kV | All generators | 0.98 | cap | Purnio 230/115 | m:Q:bushv in Mvar | -4.1982 | ElmTr3
2031 | 2031_DzMD_GzMN_Dp00_Gp00 | A2- Bolivia 33 kV | All generators | 0.99 | cap | Purnio 230/115 | m:Q:bushv in Mvar | -4.4215 | ElmTr3
2031 | 2031_DzMD_GzMN_Dp00_Gp00 | A2- Bolivia 33 kV | All generators | 1 | cap | Purnio 230/115 | m:Q:bushv in Mvar | -4.8978 | ElmTr3
2031 | 2031_DzMD_GzMN_Dp00_Gp00 | A2- Bolivia 33 kV | All generators | 0.9 | cap | Purnio 230/115 | m:cosphi:bushv | 0.99845 | ElmTr3
2031 | 2031_DzMD_GzMN_Dp00_Gp00 | A2- Bolivia 33 kV | All generators | 0.91 | cap | Purnio 230/115 | m:cosphi:bushv | 0.99825 | ElmTr3
2031 | 2031_DzMD_GzMN_Dp00_Gp00 | A2- Bolivia 33 kV | All generators | 0.92 | cap | Purnio 230/115 | m:cosphi:bushv | 0.99805 | ElmTr3
2031 | 2031_DzMD_GzMN_Dp00_Gp00 | A2- Bolivia 33 kV | All generators | 0.93 | cap | Purnio 230/115 | m:cosphi:bushv | 0.99785 | ElmTr3
2031 | 2031_DzMD_GzMN_Dp00_Gp00 | A2- Bolivia 33 kV | All generators | 0.94 | cap | Purnio 230/115 | m:cosphi:bushv | 0.99764 | ElmTr3
2031 | 2031_DzMD_GzMN_Dp00_Gp00 | A2- Bolivia 33 kV | All generators | 0.95 | cap | Purnio 230/115 | m:cosphi:bushv | 0.99742 | ElmTr3
2031 | 2031_DzMD_GzMN_Dp00_Gp00 | A2- Bolivia 33 kV | All generators | 0.96 | cap | Purnio 230/115 | m:cosphi:bushv | 0.99718 | ElmTr3
2031 | 2031_DzMD_GzMN_Dp00_Gp00 | A2- Bolivia 33 kV | All generators | 0.97 | cap | Purnio 230/115 | m:cosphi:bushv | 0.99693 | ElmTr3
2031 | 2031_DzMD_GzMN_Dp00_Gp00 | A2- Bolivia 33 kV | All generators | 0.98 | cap | Purnio 230/115 | m:cosphi:bushv | 0.99663 | ElmTr3
2031 | 2031_DzMD_GzMN_Dp00_Gp00 | A2- Bolivia 33 kV | All generators | 0.99 | cap | Purnio 230/115 | m:cosphi:bushv | 0.99627 | ElmTr3
2031 | 2031_DzMD_GzMN_Dp00_Gp00 | A2- Bolivia 33 kV | All generators | 1 | cap | Purnio 230/115 | m:cosphi:bushv | 0.99543 | ElmTr3
2031 | 2031_DzMD_GzMN_Dp00_Gp00 | A2- Bolivia 33 kV | All generators | 0.9 | cap | Victoria 115/33/13.8 kV | m:P:bushv in MW | 2.9013 | ElmTr3
2031 | 2031_DzMD_GzMN_Dp00_Gp00 | A2- Bolivia 33 kV | All generators | 0.91 | cap | Victoria 115/33/13.8 kV | m:P:bushv in MW | 2.849 | ElmTr3
2031 | 2031_DzMD_GzMN_Dp00_Gp00 | A2- Bolivia 33 kV | All generators | 0.92 | cap | Victoria 115/33/13.8 kV | m:P:bushv in MW | 2.801 | ElmTr3
2031 | 2031_DzMD_GzMN_Dp00_Gp00 | A2- Bolivia 33 kV | All generators | 0.93 | cap | Victoria 115/33/13.8 kV | m:P:bushv in MW | 2.7562 | ElmTr3
2031 | 2031_DzMD_GzMN_Dp00_Gp00 | A2- Bolivia 33 kV | All generators | 0.94 | cap | Victoria 115/33/13.8 kV | m:P:bushv in MW | 2.7137 | ElmTr3
2031 | 2031_DzMD_GzMN_Dp00_Gp00 | A2- Bolivia 33 kV | All generators | 0.95 | cap | Victoria 115/33/13.8 kV | m:P:bushv in MW | 2.6728 | ElmTr3
2031 | 2031_DzMD_GzMN_Dp00_Gp00 | A2- Bolivia 33 kV | All generators | 0.96 | cap | Victoria 115/33/13.8 kV | m:P:bushv in MW | 2.6327 | ElmTr3
2031 | 2031_DzMD_GzMN_Dp00_Gp00 | A2- Bolivia 33 kV | All generators | 0.97 | cap | Victoria 115/33/13.8 kV | m:P:bushv in MW | 2.5924 | ElmTr3
2031 | 2031_DzMD_GzMN_Dp00_Gp00 | A2- Bolivia 33 kV | All generators | 0.98 | cap | Victoria 115/33/13.8 kV | m:P:bushv in MW | 2.5503 | ElmTr3
2031 | 2031_DzMD_GzMN_Dp00_Gp00 | A2- Bolivia 33 kV | All generators | 0.99 | cap | Victoria 115/33/13.8 kV | m:P:bushv in MW | 2.5025 | ElmTr3
2031 | 2031_DzMD_GzMN_Dp00_Gp00 | A2- Bolivia 33 kV | All generators | 1 | cap | Victoria 115/33/13.8 kV | m:P:bushv in MW | 2.4107 | ElmTr3
2031 | 2031_DzMD_GzMN_Dp00_Gp00 | A2- Bolivia 33 kV | All generators | 0.9 | cap | Victoria 115/33/13.8 kV | m:Q:bushv in Mvar | 6.6317 | ElmTr3
2031 | 2031_DzMD_GzMN_Dp00_Gp00 | A2- Bolivia 33 kV | All generators | 0.91 | cap | Victoria 115/33/13.8 kV | m:Q:bushv in Mvar | 6.4702 | ElmTr3
2031 | 2031_DzMD_GzMN_Dp00_Gp00 | A2- Bolivia 33 kV | All generators | 0.92 | cap | Victoria 115/33/13.8 kV | m:Q:bushv in Mvar | 6.3162 | ElmTr3
2031 | 2031_DzMD_GzMN_Dp00_Gp00 | A2- Bolivia 33 kV | All generators | 0.93 | cap | Victoria 115/33/13.8 kV | m:Q:bushv in Mvar | 6.1667 | ElmTr3
2031 | 2031_DzMD_GzMN_Dp00_Gp00 | A2- Bolivia 33 kV | All generators | 0.94 | cap | Victoria 115/33/13.8 kV | m:Q:bushv in Mvar | 6.0194 | ElmTr3
2031 | 2031_DzMD_GzMN_Dp00_Gp00 | A2- Bolivia 33 kV | All generators | 0.95 | cap | Victoria 115/33/13.8 kV | m:Q:bushv in Mvar | 5.8718 | ElmTr3
2031 | 2031_DzMD_GzMN_Dp00_Gp00 | A2- Bolivia 33 kV | All generators | 0.96 | cap | Victoria 115/33/13.8 kV | m:Q:bushv in Mvar | 5.7208 | ElmTr3
2031 | 2031_DzMD_GzMN_Dp00_Gp00 | A2- Bolivia 33 kV | All generators | 0.97 | cap | Victoria 115/33/13.8 kV | m:Q:bushv in Mvar | 5.5621 | ElmTr3
2031 | 2031_DzMD_GzMN_Dp00_Gp00 | A2- Bolivia 33 kV | All generators | 0.98 | cap | Victoria 115/33/13.8 kV | m:Q:bushv in Mvar | 5.3877 | ElmTr3
2031 | 2031_DzMD_GzMN_Dp00_Gp00 | A2- Bolivia 33 kV | All generators | 0.99 | cap | Victoria 115/33/13.8 kV | m:Q:bushv in Mvar | 5.1782 | ElmTr3
2031 | 2031_DzMD_GzMN_Dp00_Gp00 | A2- Bolivia 33 kV | All generators | 1 | cap | Victoria 115/33/13.8 kV | m:Q:bushv in Mvar | 4.7279 | ElmTr3
2031 | 2031_DzMD_GzMN_Dp00_Gp00 | A2- Bolivia 33 kV | All generators | 0.9 | cap | Victoria 115/33/13.8 kV | m:cosphi:bushv | 0.40081 | ElmTr3
2031 | 2031_DzMD_GzMN_Dp00_Gp00 | A2- Bolivia 33 kV | All generators | 0.91 | cap | Victoria 115/33/13.8 kV | m:cosphi:bushv | 0.40298 | ElmTr3
2031 | 2031_DzMD_GzMN_Dp00_Gp00 | A2- Bolivia 33 kV | All generators | 0.92 | cap | Victoria 115/33/13.8 kV | m:cosphi:bushv | 0.40539 | ElmTr3
2031 | 2031_DzMD_GzMN_Dp00_Gp00 | A2- Bolivia 33 kV | All generators | 0.93 | cap | Victoria 115/33/13.8 kV | m:cosphi:bushv | 0.40804 | ElmTr3
2031 | 2031_DzMD_GzMN_Dp00_Gp00 | A2- Bolivia 33 kV | All generators | 0.94 | cap | Victoria 115/33/13.8 kV | m:cosphi:bushv | 0.41099 | ElmTr3
2031 | 2031_DzMD_GzMN_Dp00_Gp00 | A2- Bolivia 33 kV | All generators | 0.95 | cap | Victoria 115/33/13.8 kV | m:cosphi:bushv | 0.4143 | ElmTr3
2031 | 2031_DzMD_GzMN_Dp00_Gp00 | A2- Bolivia 33 kV | All generators | 0.96 | cap | Victoria 115/33/13.8 kV | m:cosphi:bushv | 0.41806 | ElmTr3
2031 | 2031_DzMD_GzMN_Dp00_Gp00 | A2- Bolivia 33 kV | All generators | 0.97 | cap | Victoria 115/33/13.8 kV | m:cosphi:bushv | 0.42245 | ElmTr3
2031 | 2031_DzMD_GzMN_Dp00_Gp00 | A2- Bolivia 33 kV | All generators | 0.98 | cap | Victoria 115/33/13.8 kV | m:cosphi:bushv | 0.42783 | ElmTr3
2031 | 2031_DzMD_GzMN_Dp00_Gp00 | A2- Bolivia 33 kV | All generators | 0.99 | cap | Victoria 115/33/13.8 kV | m:cosphi:bushv | 0.43513 | ElmTr3
2031 | 2031_DzMD_GzMN_Dp00_Gp00 | A2- Bolivia 33 kV | All generators | 1 | cap | Victoria 115/33/13.8 kV | m:cosphi:bushv | 0.45424 | ElmTr3
2031 | 2031_DzMD_GzMN_Dp00_Gp00 | A2- Bolivia 33 kV | All generators | 0.9 | ind | Dorada - Magdalena 115 kV | m:P:bus1 in MW | 51.8667 | ElmLne
2031 | 2031_DzMD_GzMN_Dp00_Gp00 | A2- Bolivia 33 kV | All generators | 0.91 | ind | Dorada - Magdalena 115 kV | m:P:bus1 in MW | 51.8604 | ElmLne
2031 | 2031_DzMD_GzMN_Dp00_Gp00 | A2- Bolivia 33 kV | All generators | 0.92 | ind | Dorada - Magdalena 115 kV | m:P:bus1 in MW | 51.8538 | ElmLne
2031 | 2031_DzMD_GzMN_Dp00_Gp00 | A2- Bolivia 33 kV | All generators | 0.93 | ind | Dorada - Magdalena 115 kV | m:P:bus1 in MW | 51.8467 | ElmLne
2031 | 2031_DzMD_GzMN_Dp00_Gp00 | A2- Bolivia 33 kV | All generators | 0.94 | ind | Dorada - Magdalena 115 kV | m:P:bus1 in MW | 51.8391 | ElmLne
2031 | 2031_DzMD_GzMN_Dp00_Gp00 | A2- Bolivia 33 kV | All generators | 0.95 | ind | Dorada - Magdalena 115 kV | m:P:bus1 in MW | 51.8308 | ElmLne
2031 | 2031_DzMD_GzMN_Dp00_Gp00 | A2- Bolivia 33 kV | All generators | 0.96 | ind | Dorada - Magdalena 115 kV | m:P:bus1 in MW | 51.8215 | ElmLne
2031 | 2031_DzMD_GzMN_Dp00_Gp00 | A2- Bolivia 33 kV | All generators | 0.97 | ind | Dorada - Magdalena 115 kV | m:P:bus1 in MW | 51.8109 | ElmLne
2031 | 2031_DzMD_GzMN_Dp00_Gp00 | A2- Bolivia 33 kV | All generators | 0.98 | ind | Dorada - Magdalena 115 kV | m:P:bus1 in MW | 51.798 | ElmLne
2031 | 2031_DzMD_GzMN_Dp00_Gp00 | A2- Bolivia 33 kV | All generators | 0.99 | ind | Dorada - Magdalena 115 kV | m:P:bus1 in MW | 51.7807 | ElmLne
2031 | 2031_DzMD_GzMN_Dp00_Gp00 | A2- Bolivia 33 kV | All generators | 1 | ind | Dorada - Magdalena 115 kV | m:P:bus1 in MW | 51.7356 | ElmLne
2031 | 2031_DzMD_GzMN_Dp00_Gp00 | A2- Bolivia 33 kV | All generators | 0.9 | ind | Dorada - Magdalena 115 kV | m:P:bus2 in MW | -51.7284 | ElmLne
2031 | 2031_DzMD_GzMN_Dp00_Gp00 | A2- Bolivia 33 kV | All generators | 0.91 | ind | Dorada - Magdalena 115 kV | m:P:bus2 in MW | -51.7222 | ElmLne
2031 | 2031_DzMD_GzMN_Dp00_Gp00 | A2- Bolivia 33 kV | All generators | 0.92 | ind | Dorada - Magdalena 115 kV | m:P:bus2 in MW | -51.7155 | ElmLne
2031 | 2031_DzMD_GzMN_Dp00_Gp00 | A2- Bolivia 33 kV | All generators | 0.93 | ind | Dorada - Magdalena 115 kV | m:P:bus2 in MW | -51.7085 | ElmLne
2031 | 2031_DzMD_GzMN_Dp00_Gp00 | A2- Bolivia 33 kV | All generators | 0.94 | ind | Dorada - Magdalena 115 kV | m:P:bus2 in MW | -51.7009 | ElmLne
2031 | 2031_DzMD_GzMN_Dp00_Gp00 | A2- Bolivia 33 kV | All generators | 0.95 | ind | Dorada - Magdalena 115 kV | m:P:bus2 in MW | -51.6926 | ElmLne
2031 | 2031_DzMD_GzMN_Dp00_Gp00 | A2- Bolivia 33 kV | All generators | 0.96 | ind | Dorada - Magdalena 115 kV | m:P:bus2 in MW | -51.6833 | ElmLne
2031 | 2031_DzMD_GzMN_Dp00_Gp00 | A2- Bolivia 33 kV | All generators | 0.97 | ind | Dorada - Magdalena 115 kV | m:P:bus2 in MW | -51.6727 | ElmLne
2031 | 2031_DzMD_GzMN_Dp00_Gp00 | A2- Bolivia 33 kV | All generators | 0.98 | ind | Dorada - Magdalena 115 kV | m:P:bus2 in MW | -51.6599 | ElmLne
2031 | 2031_DzMD_GzMN_Dp00_Gp00 | A2- Bolivia 33 kV | All generators | 0.99 | ind | Dorada - Magdalena 115 kV | m:P:bus2 in MW | -51.6427 | ElmLne
2031 | 2031_DzMD_GzMN_Dp00_Gp00 | A2- Bolivia 33 kV | All generators | 1 | ind | Dorada - Magdalena 115 kV | m:P:bus2 in MW | -51.5976 | ElmLne
2031 | 2031_DzMD_GzMN_Dp00_Gp00 | A2- Bolivia 33 kV | All generators | 0.9 | ind | Dorada - Magdalena 115 kV | m:Q:bus1 in Mvar | 4.4634 | ElmLne
2031 | 2031_DzMD_GzMN_Dp00_Gp00 | A2- Bolivia 33 kV | All generators | 0.91 | ind | Dorada - Magdalena 115 kV | m:Q:bus1 in Mvar | 4.4439 | ElmLne
2031 | 2031_DzMD_GzMN_Dp00_Gp00 | A2- Bolivia 33 kV | All generators | 0.92 | ind | Dorada - Magdalena 115 kV | m:Q:bus1 in Mvar | 4.4235 | ElmLne
2031 | 2031_DzMD_GzMN_Dp00_Gp00 | A2- Bolivia 33 kV | All generators | 0.93 | ind | Dorada - Magdalena 115 kV | m:Q:bus1 in Mvar | 4.402 | ElmLne
2031 | 2031_DzMD_GzMN_Dp00_Gp00 | A2- Bolivia 33 kV | All generators | 0.94 | ind | Dorada - Magdalena 115 kV | m:Q:bus1 in Mvar | 4.3791 | ElmLne
2031 | 2031_DzMD_GzMN_Dp00_Gp00 | A2- Bolivia 33 kV | All generators | 0.95 | ind | Dorada - Magdalena 115 kV | m:Q:bus1 in Mvar | 4.3544 | ElmLne
2031 | 2031_DzMD_GzMN_Dp00_Gp00 | A2- Bolivia 33 kV | All generators | 0.96 | ind | Dorada - Magdalena 115 kV | m:Q:bus1 in Mvar | 4.3272 | ElmLne
2031 | 2031_DzMD_GzMN_Dp00_Gp00 | A2- Bolivia 33 kV | All generators | 0.97 | ind | Dorada - Magdalena 115 kV | m:Q:bus1 in Mvar | 4.2964 | ElmLne
2031 | 2031_DzMD_GzMN_Dp00_Gp00 | A2- Bolivia 33 kV | All generators | 0.98 | ind | Dorada - Magdalena 115 kV | m:Q:bus1 in Mvar | 4.2598 | ElmLne
2031 | 2031_DzMD_GzMN_Dp00_Gp00 | A2- Bolivia 33 kV | All generators | 0.99 | ind | Dorada - Magdalena 115 kV | m:Q:bus1 in Mvar | 4.2117 | ElmLne
2031 | 2031_DzMD_GzMN_Dp00_Gp00 | A2- Bolivia 33 kV | All generators | 1 | ind | Dorada - Magdalena 115 kV | m:Q:bus1 in Mvar | 4.0904 | ElmLne
2031 | 2031_DzMD_GzMN_Dp00_Gp00 | A2- Bolivia 33 kV | All generators | 0.9 | ind | Dorada - Magdalena 115 kV | m:Q:bus2 in Mvar | -4.1487 | ElmLne
2031 | 2031_DzMD_GzMN_Dp00_Gp00 | A2- Bolivia 33 kV | All generators | 0.91 | ind | Dorada - Magdalena 115 kV | m:Q:bus2 in Mvar | -4.1292 | ElmLne
2031 | 2031_DzMD_GzMN_Dp00_Gp00 | A2- Bolivia 33 kV | All generators | 0.92 | ind | Dorada - Magdalena 115 kV | m:Q:bus2 in Mvar | -4.1089 | ElmLne
2031 | 2031_DzMD_GzMN_Dp00_Gp00 | A2- Bolivia 33 kV | All generators | 0.93 | ind | Dorada - Magdalena 115 kV | m:Q:bus2 in Mvar | -4.0874 | ElmLne
2031 | 2031_DzMD_GzMN_Dp00_Gp00 | A2- Bolivia 33 kV | All generators | 0.94 | ind | Dorada - Magdalena 115 kV | m:Q:bus2 in Mvar | -4.0645 | ElmLne
2031 | 2031_DzMD_GzMN_Dp00_Gp00 | A2- Bolivia 33 kV | All generators | 0.95 | ind | Dorada - Magdalena 115 kV | m:Q:bus2 in Mvar | -4.0398 | ElmLne
2031 | 2031_DzMD_GzMN_Dp00_Gp00 | A2- Bolivia 33 kV | All generators | 0.96 | ind | Dorada - Magdalena 115 kV | m:Q:bus2 in Mvar | -4.0126 | ElmLne
2031 | 2031_DzMD_GzMN_Dp00_Gp00 | A2- Bolivia 33 kV | All generators | 0.97 | ind | Dorada - Magdalena 115 kV | m:Q:bus2 in Mvar | -3.9818 | ElmLne
2031 | 2031_DzMD_GzMN_Dp00_Gp00 | A2- Bolivia 33 kV | All generators | 0.98 | ind | Dorada - Magdalena 115 kV | m:Q:bus2 in Mvar | -3.9453 | ElmLne
2031 | 2031_DzMD_GzMN_Dp00_Gp00 | A2- Bolivia 33 kV | All generators | 0.99 | ind | Dorada - Magdalena 115 kV | m:Q:bus2 in Mvar | -3.8972 | ElmLne
2031 | 2031_DzMD_GzMN_Dp00_Gp00 | A2- Bolivia 33 kV | All generators | 1 | ind | Dorada - Magdalena 115 kV | m:Q:bus2 in Mvar | -3.776 | ElmLne
2031 | 2031_DzMD_GzMN_Dp00_Gp00 | A2- Bolivia 33 kV | All generators | 0.9 | ind | Dorada - Magdalena 115 kV | m:cosphi:bus1 | 0.99632 | ElmLne
2031 | 2031_DzMD_GzMN_Dp00_Gp00 | A2- Bolivia 33 kV | All generators | 0.91 | ind | Dorada - Magdalena 115 kV | m:cosphi:bus1 | 0.99635 | ElmLne
2031 | 2031_DzMD_GzMN_Dp00_Gp00 | A2- Bolivia 33 kV | All generators | 0.92 | ind | Dorada - Magdalena 115 kV | m:cosphi:bus1 | 0.99638 | ElmLne
2031 | 2031_DzMD_GzMN_Dp00_Gp00 | A2- Bolivia 33 kV | All generators | 0.93 | ind | Dorada - Magdalena 115 kV | m:cosphi:bus1 | 0.99641 | ElmLne
2031 | 2031_DzMD_GzMN_Dp00_Gp00 | A2- Bolivia 33 kV | All generators | 0.94 | ind | Dorada - Magdalena 115 kV | m:cosphi:bus1 | 0.99645 | ElmLne
2031 | 2031_DzMD_GzMN_Dp00_Gp00 | A2- Bolivia 33 kV | All generators | 0.95 | ind | Dorada - Magdalena 115 kV | m:cosphi:bus1 | 0.99649 | ElmLne
2031 | 2031_DzMD_GzMN_Dp00_Gp00 | A2- Bolivia 33 kV | All generators | 0.96 | ind | Dorada - Magdalena 115 kV | m:cosphi:bus1 | 0.99653 | ElmLne
2031 | 2031_DzMD_GzMN_Dp00_Gp00 | A2- Bolivia 33 kV | All generators | 0.97 | ind | Dorada - Magdalena 115 kV | m:cosphi:bus1 | 0.99658 | ElmLne
2031 | 2031_DzMD_GzMN_Dp00_Gp00 | A2- Bolivia 33 kV | All generators | 0.98 | ind | Dorada - Magdalena 115 kV | m:cosphi:bus1 | 0.99664 | ElmLne
2031 | 2031_DzMD_GzMN_Dp00_Gp00 | A2- Bolivia 33 kV | All generators | 0.99 | ind | Dorada - Magdalena 115 kV | m:cosphi:bus1 | 0.99671 | ElmLne
2031 | 2031_DzMD_GzMN_Dp00_Gp00 | A2- Bolivia 33 kV | All generators | 1 | ind | Dorada - Magdalena 115 kV | m:cosphi:bus1 | 0.99689 | ElmLne
2031 | 2031_DzMD_GzMN_Dp00_Gp00 | A2- Bolivia 33 kV | All generators | 0.9 | ind | Dorada - Magdalena 115 kV | m:cosphi:bus2 | -0.9968 | ElmLne
2031 | 2031_DzMD_GzMN_Dp00_Gp00 | A2- Bolivia 33 kV | All generators | 0.91 | ind | Dorada - Magdalena 115 kV | m:cosphi:bus2 | -0.99683 | ElmLne
2031 | 2031_DzMD_GzMN_Dp00_Gp00 | A2- Bolivia 33 kV | All generators | 0.92 | ind | Dorada - Magdalena 115 kV | m:cosphi:bus2 | -0.99686 | ElmLne
2031 | 2031_DzMD_GzMN_Dp00_Gp00 | A2- Bolivia 33 kV | All generators | 0.93 | ind | Dorada - Magdalena 115 kV | m:cosphi:bus2 | -0.99689 | ElmLne
2031 | 2031_DzMD_GzMN_Dp00_Gp00 | A2- Bolivia 33 kV | All generators | 0.94 | ind | Dorada - Magdalena 115 kV | m:cosphi:bus2 | -0.99692 | ElmLne
2031 | 2031_DzMD_GzMN_Dp00_Gp00 | A2- Bolivia 33 kV | All generators | 0.95 | ind | Dorada - Magdalena 115 kV | m:cosphi:bus2 | -0.99696 | ElmLne
2031 | 2031_DzMD_GzMN_Dp00_Gp00 | A2- Bolivia 33 kV | All generators | 0.96 | ind | Dorada - Magdalena 115 kV | m:cosphi:bus2 | -0.997 | ElmLne
2031 | 2031_DzMD_GzMN_Dp00_Gp00 | A2- Bolivia 33 kV | All generators | 0.97 | ind | Dorada - Magdalena 115 kV | m:cosphi:bus2 | -0.99704 | ElmLne
2031 | 2031_DzMD_GzMN_Dp00_Gp00 | A2- Bolivia 33 kV | All generators | 0.98 | ind | Dorada - Magdalena 115 kV | m:cosphi:bus2 | -0.9971 | ElmLne
2031 | 2031_DzMD_GzMN_Dp00_Gp00 | A2- Bolivia 33 kV | All generators | 0.99 | ind | Dorada - Magdalena 115 kV | m:cosphi:bus2 | -0.99716 | ElmLne
2031 | 2031_DzMD_GzMN_Dp00_Gp00 | A2- Bolivia 33 kV | All generators | 1 | ind | Dorada - Magdalena 115 kV | m:cosphi:bus2 | -0.99733 | ElmLne
2031 | 2031_DzMD_GzMN_Dp00_Gp00 | A2- Bolivia 33 kV | All generators | 0.9 | ind | Mariquita - Victoria 2 115 | m:P:bus1 in MW | 8.1357 | ElmLne
2031 | 2031_DzMD_GzMN_Dp00_Gp00 | A2- Bolivia 33 kV | All generators | 0.91 | ind | Mariquita - Victoria 2 115 | m:P:bus1 in MW | 8.1434 | ElmLne
2031 | 2031_DzMD_GzMN_Dp00_Gp00 | A2- Bolivia 33 kV | All generators | 0.92 | ind | Mariquita - Victoria 2 115 | m:P:bus1 in MW | 8.1514 | ElmLne
2031 | 2031_DzMD_GzMN_Dp00_Gp00 | A2- Bolivia 33 kV | All generators | 0.93 | ind | Mariquita - Victoria 2 115 | m:P:bus1 in MW | 8.1596 | ElmLne
2031 | 2031_DzMD_GzMN_Dp00_Gp00 | A2- Bolivia 33 kV | All generators | 0.94 | ind | Mariquita - Victoria 2 115 | m:P:bus1 in MW | 8.1683 | ElmLne
2031 | 2031_DzMD_GzMN_Dp00_Gp00 | A2- Bolivia 33 kV | All generators | 0.95 | ind | Mariquita - Victoria 2 115 | m:P:bus1 in MW | 8.1774 | ElmLne
2031 | 2031_DzMD_GzMN_Dp00_Gp00 | A2- Bolivia 33 kV | All generators | 0.96 | ind | Mariquita - Victoria 2 115 | m:P:bus1 in MW | 8.1873 | ElmLne
2031 | 2031_DzMD_GzMN_Dp00_Gp00 | A2- Bolivia 33 kV | All generators | 0.97 | ind | Mariquita - Victoria 2 115 | m:P:bus1 in MW | 8.1981 | ElmLne
2031 | 2031_DzMD_GzMN_Dp00_Gp00 | A2- Bolivia 33 kV | All generators | 0.98 | ind | Mariquita - Victoria 2 115 | m:P:bus1 in MW | 8.2107 | ElmLne
2031 | 2031_DzMD_GzMN_Dp00_Gp00 | A2- Bolivia 33 kV | All generators | 0.99 | ind | Mariquita - Victoria 2 115 | m:P:bus1 in MW | 8.2267 | ElmLne
2031 | 2031_DzMD_GzMN_Dp00_Gp00 | A2- Bolivia 33 kV | All generators | 1 | ind | Mariquita - Victoria 2 115 | m:P:bus1 in MW | 8.2638 | ElmLne
2031 | 2031_DzMD_GzMN_Dp00_Gp00 | A2- Bolivia 33 kV | All generators | 0.9 | ind | Mariquita - Victoria 2 115 | m:P:bus2 in MW | -8.0726 | ElmLne
2031 | 2031_DzMD_GzMN_Dp00_Gp00 | A2- Bolivia 33 kV | All generators | 0.91 | ind | Mariquita - Victoria 2 115 | m:P:bus2 in MW | -8.0801 | ElmLne
2031 | 2031_DzMD_GzMN_Dp00_Gp00 | A2- Bolivia 33 kV | All generators | 0.92 | ind | Mariquita - Victoria 2 115 | m:P:bus2 in MW | -8.0879 | ElmLne
2031 | 2031_DzMD_GzMN_Dp00_Gp00 | A2- Bolivia 33 kV | All generators | 0.93 | ind | Mariquita - Victoria 2 115 | m:P:bus2 in MW | -8.096 | ElmLne
2031 | 2031_DzMD_GzMN_Dp00_Gp00 | A2- Bolivia 33 kV | All generators | 0.94 | ind | Mariquita - Victoria 2 115 | m:P:bus2 in MW | -8.1044 | ElmLne
2031 | 2031_DzMD_GzMN_Dp00_Gp00 | A2- Bolivia 33 kV | All generators | 0.95 | ind | Mariquita - Victoria 2 115 | m:P:bus2 in MW | -8.1133 | ElmLne
2031 | 2031_DzMD_GzMN_Dp00_Gp00 | A2- Bolivia 33 kV | All generators | 0.96 | ind | Mariquita - Victoria 2 115 | m:P:bus2 in MW | -8.123 | ElmLne
2031 | 2031_DzMD_GzMN_Dp00_Gp00 | A2- Bolivia 33 kV | All generators | 0.97 | ind | Mariquita - Victoria 2 115 | m:P:bus2 in MW | -8.1336 | ElmLne
2031 | 2031_DzMD_GzMN_Dp00_Gp00 | A2- Bolivia 33 kV | All generators | 0.98 | ind | Mariquita - Victoria 2 115 | m:P:bus2 in MW | -8.1458 | ElmLne
2031 | 2031_DzMD_GzMN_Dp00_Gp00 | A2- Bolivia 33 kV | All generators | 0.99 | ind | Mariquita - Victoria 2 115 | m:P:bus2 in MW | -8.1614 | ElmLne
2031 | 2031_DzMD_GzMN_Dp00_Gp00 | A2- Bolivia 33 kV | All generators | 1 | ind | Mariquita - Victoria 2 115 | m:P:bus2 in MW | -8.1974 | ElmLne
2031 | 2031_DzMD_GzMN_Dp00_Gp00 | A2- Bolivia 33 kV | All generators | 0.9 | ind | Mariquita - Victoria 2 115 | m:Q:bus1 in Mvar | -15.9447 | ElmLne
2031 | 2031_DzMD_GzMN_Dp00_Gp00 | A2- Bolivia 33 kV | All generators | 0.91 | ind | Mariquita - Victoria 2 115 | m:Q:bus1 in Mvar | -15.9639 | ElmLne
2031 | 2031_DzMD_GzMN_Dp00_Gp00 | A2- Bolivia 33 kV | All generators | 0.92 | ind | Mariquita - Victoria 2 115 | m:Q:bus1 in Mvar | -15.9841 | ElmLne
2031 | 2031_DzMD_GzMN_Dp00_Gp00 | A2- Bolivia 33 kV | All generators | 0.93 | ind | Mariquita - Victoria 2 115 | m:Q:bus1 in Mvar | -16.0053 | ElmLne
2031 | 2031_DzMD_GzMN_Dp00_Gp00 | A2- Bolivia 33 kV | All generators | 0.94 | ind | Mariquita - Victoria 2 115 | m:Q:bus1 in Mvar | -16.028 | ElmLne
2031 | 2031_DzMD_GzMN_Dp00_Gp00 | A2- Bolivia 33 kV | All generators | 0.95 | ind | Mariquita - Victoria 2 115 | m:Q:bus1 in Mvar | -16.0524 | ElmLne
2031 | 2031_DzMD_GzMN_Dp00_Gp00 | A2- Bolivia 33 kV | All generators | 0.96 | ind | Mariquita - Victoria 2 115 | m:Q:bus1 in Mvar | -16.0794 | ElmLne
2031 | 2031_DzMD_GzMN_Dp00_Gp00 | A2- Bolivia 33 kV | All generators | 0.97 | ind | Mariquita - Victoria 2 115 | m:Q:bus1 in Mvar | -16.1099 | ElmLne
2031 | 2031_DzMD_GzMN_Dp00_Gp00 | A2- Bolivia 33 kV | All generators | 0.98 | ind | Mariquita - Victoria 2 115 | m:Q:bus1 in Mvar | -16.1462 | ElmLne
2031 | 2031_DzMD_GzMN_Dp00_Gp00 | A2- Bolivia 33 kV | All generators | 0.99 | ind | Mariquita - Victoria 2 115 | m:Q:bus1 in Mvar | -16.1941 | ElmLne
2031 | 2031_DzMD_GzMN_Dp00_Gp00 | A2- Bolivia 33 kV | All generators | 1 | ind | Mariquita - Victoria 2 115 | m:Q:bus1 in Mvar | -16.3149 | ElmLne
2031 | 2031_DzMD_GzMN_Dp00_Gp00 | A2- Bolivia 33 kV | All generators | 0.9 | ind | Mariquita - Victoria 2 115 | m:Q:bus2 in Mvar | 15.414 | ElmLne
2031 | 2031_DzMD_GzMN_Dp00_Gp00 | A2- Bolivia 33 kV | All generators | 0.91 | ind | Mariquita - Victoria 2 115 | m:Q:bus2 in Mvar | 15.4339 | ElmLne
2031 | 2031_DzMD_GzMN_Dp00_Gp00 | A2- Bolivia 33 kV | All generators | 0.92 | ind | Mariquita - Victoria 2 115 | m:Q:bus2 in Mvar | 15.4547 | ElmLne
2031 | 2031_DzMD_GzMN_Dp00_Gp00 | A2- Bolivia 33 kV | All generators | 0.93 | ind | Mariquita - Victoria 2 115 | m:Q:bus2 in Mvar | 15.4766 | ElmLne
2031 | 2031_DzMD_GzMN_Dp00_Gp00 | A2- Bolivia 33 kV | All generators | 0.94 | ind | Mariquita - Victoria 2 115 | m:Q:bus2 in Mvar | 15.5 | ElmLne
2031 | 2031_DzMD_GzMN_Dp00_Gp00 | A2- Bolivia 33 kV | All generators | 0.95 | ind | Mariquita - Victoria 2 115 | m:Q:bus2 in Mvar | 15.5252 | ElmLne
2031 | 2031_DzMD_GzMN_Dp00_Gp00 | A2- Bolivia 33 kV | All generators | 0.96 | ind | Mariquita - Victoria 2 115 | m:Q:bus2 in Mvar | 15.5531 | ElmLne
2031 | 2031_DzMD_GzMN_Dp00_Gp00 | A2- Bolivia 33 kV | All generators | 0.97 | ind | Mariquita - Victoria 2 115 | m:Q:bus2 in Mvar | 15.5846 | ElmLne
2031 | 2031_DzMD_GzMN_Dp00_Gp00 | A2- Bolivia 33 kV | All generators | 0.98 | ind | Mariquita - Victoria 2 115 | m:Q:bus2 in Mvar | 15.6221 | ElmLne
2031 | 2031_DzMD_GzMN_Dp00_Gp00 | A2- Bolivia 33 kV | All generators | 0.99 | ind | Mariquita - Victoria 2 115 | m:Q:bus2 in Mvar | 15.6715 | ElmLne
2031 | 2031_DzMD_GzMN_Dp00_Gp00 | A2- Bolivia 33 kV | All generators | 1 | ind | Mariquita - Victoria 2 115 | m:Q:bus2 in Mvar | 15.7961 | ElmLne
2031 | 2031_DzMD_GzMN_Dp00_Gp00 | A2- Bolivia 33 kV | All generators | 0.9 | ind | Mariquita - Victoria 2 115 | m:cosphi:bus1 | 0.4545 | ElmLne
2031 | 2031_DzMD_GzMN_Dp00_Gp00 | A2- Bolivia 33 kV | All generators | 0.91 | ind | Mariquita - Victoria 2 115 | m:cosphi:bus1 | 0.45441 | ElmLne
2031 | 2031_DzMD_GzMN_Dp00_Gp00 | A2- Bolivia 33 kV | All generators | 0.92 | ind | Mariquita - Victoria 2 115 | m:cosphi:bus1 | 0.4543 | ElmLne
2031 | 2031_DzMD_GzMN_Dp00_Gp00 | A2- Bolivia 33 kV | All generators | 0.93 | ind | Mariquita - Victoria 2 115 | m:cosphi:bus1 | 0.45419 | ElmLne
2031 | 2031_DzMD_GzMN_Dp00_Gp00 | A2- Bolivia 33 kV | All generators | 0.94 | ind | Mariquita - Victoria 2 115 | m:cosphi:bus1 | 0.45406 | ElmLne
2031 | 2031_DzMD_GzMN_Dp00_Gp00 | A2- Bolivia 33 kV | All generators | 0.95 | ind | Mariquita - Victoria 2 115 | m:cosphi:bus1 | 0.45392 | ElmLne
2031 | 2031_DzMD_GzMN_Dp00_Gp00 | A2- Bolivia 33 kV | All generators | 0.96 | ind | Mariquita - Victoria 2 115 | m:cosphi:bus1 | 0.45374 | ElmLne
2031 | 2031_DzMD_GzMN_Dp00_Gp00 | A2- Bolivia 33 kV | All generators | 0.97 | ind | Mariquita - Victoria 2 115 | m:cosphi:bus1 | 0.45354 | ElmLne
2031 | 2031_DzMD_GzMN_Dp00_Gp00 | A2- Bolivia 33 kV | All generators | 0.98 | ind | Mariquita - Victoria 2 115 | m:cosphi:bus1 | 0.45328 | ElmLne
2031 | 2031_DzMD_GzMN_Dp00_Gp00 | A2- Bolivia 33 kV | All generators | 0.99 | ind | Mariquita - Victoria 2 115 | m:cosphi:bus1 | 0.45291 | ElmLne
2031 | 2031_DzMD_GzMN_Dp00_Gp00 | A2- Bolivia 33 kV | All generators | 1 | ind | Mariquita - Victoria 2 115 | m:cosphi:bus1 | 0.45186 | ElmLne
2031 | 2031_DzMD_GzMN_Dp00_Gp00 | A2- Bolivia 33 kV | All generators | 0.9 | ind | Mariquita - Victoria 2 115 | m:cosphi:bus2 | -0.46394 | ElmLne
2031 | 2031_DzMD_GzMN_Dp00_Gp00 | A2- Bolivia 33 kV | All generators | 0.91 | ind | Mariquita - Victoria 2 115 | m:cosphi:bus2 | -0.46381 | ElmLne
2031 | 2031_DzMD_GzMN_Dp00_Gp00 | A2- Bolivia 33 kV | All generators | 0.92 | ind | Mariquita - Victoria 2 115 | m:cosphi:bus2 | -0.46367 | ElmLne
2031 | 2031_DzMD_GzMN_Dp00_Gp00 | A2- Bolivia 33 kV | All generators | 0.93 | ind | Mariquita - Victoria 2 115 | m:cosphi:bus2 | -0.46352 | ElmLne
2031 | 2031_DzMD_GzMN_Dp00_Gp00 | A2- Bolivia 33 kV | All generators | 0.94 | ind | Mariquita - Victoria 2 115 | m:cosphi:bus2 | -0.46335 | ElmLne
2031 | 2031_DzMD_GzMN_Dp00_Gp00 | A2- Bolivia 33 kV | All generators | 0.95 | ind | Mariquita - Victoria 2 115 | m:cosphi:bus2 | -0.46316 | ElmLne
2031 | 2031_DzMD_GzMN_Dp00_Gp00 | A2- Bolivia 33 kV | All generators | 0.96 | ind | Mariquita - Victoria 2 115 | m:cosphi:bus2 | -0.46294 | ElmLne
2031 | 2031_DzMD_GzMN_Dp00_Gp00 | A2- Bolivia 33 kV | All generators | 0.97 | ind | Mariquita - Victoria 2 115 | m:cosphi:bus2 | -0.46268 | ElmLne
2031 | 2031_DzMD_GzMN_Dp00_Gp00 | A2- Bolivia 33 kV | All generators | 0.98 | ind | Mariquita - Victoria 2 115 | m:cosphi:bus2 | -0.46235 | ElmLne
2031 | 2031_DzMD_GzMN_Dp00_Gp00 | A2- Bolivia 33 kV | All generators | 0.99 | ind | Mariquita - Victoria 2 115 | m:cosphi:bus2 | -0.4619 | ElmLne
2031 | 2031_DzMD_GzMN_Dp00_Gp00 | A2- Bolivia 33 kV | All generators | 1 | ind | Mariquita - Victoria 2 115 | m:cosphi:bus2 | -0.46062 | ElmLne
2031 | 2031_DzMD_GzMN_Dp00_Gp00 | A2- Bolivia 33 kV | All generators | 0.9 | ind | Dorada 115/33/13.8 kV | m:P:bushv in MW | 9.6251 | ElmTr3
2031 | 2031_DzMD_GzMN_Dp00_Gp00 | A2- Bolivia 33 kV | All generators | 0.91 | ind | Dorada 115/33/13.8 kV | m:P:bushv in MW | 9.6288 | ElmTr3
2031 | 2031_DzMD_GzMN_Dp00_Gp00 | A2- Bolivia 33 kV | All generators | 0.92 | ind | Dorada 115/33/13.8 kV | m:P:bushv in MW | 9.6327 | ElmTr3
2031 | 2031_DzMD_GzMN_Dp00_Gp00 | A2- Bolivia 33 kV | All generators | 0.93 | ind | Dorada 115/33/13.8 kV | m:P:bushv in MW | 9.6369 | ElmTr3
2031 | 2031_DzMD_GzMN_Dp00_Gp00 | A2- Bolivia 33 kV | All generators | 0.94 | ind | Dorada 115/33/13.8 kV | m:P:bushv in MW | 9.6413 | ElmTr3
2031 | 2031_DzMD_GzMN_Dp00_Gp00 | A2- Bolivia 33 kV | All generators | 0.95 | ind | Dorada 115/33/13.8 kV | m:P:bushv in MW | 9.6462 | ElmTr3
2031 | 2031_DzMD_GzMN_Dp00_Gp00 | A2- Bolivia 33 kV | All generators | 0.96 | ind | Dorada 115/33/13.8 kV | m:P:bushv in MW | 9.6515 | ElmTr3
2031 | 2031_DzMD_GzMN_Dp00_Gp00 | A2- Bolivia 33 kV | All generators | 0.97 | ind | Dorada 115/33/13.8 kV | m:P:bushv in MW | 9.6577 | ElmTr3
2031 | 2031_DzMD_GzMN_Dp00_Gp00 | A2- Bolivia 33 kV | All generators | 0.98 | ind | Dorada 115/33/13.8 kV | m:P:bushv in MW | 9.6651 | ElmTr3
2031 | 2031_DzMD_GzMN_Dp00_Gp00 | A2- Bolivia 33 kV | All generators | 0.99 | ind | Dorada 115/33/13.8 kV | m:P:bushv in MW | 9.6751 | ElmTr3
2031 | 2031_DzMD_GzMN_Dp00_Gp00 | A2- Bolivia 33 kV | All generators | 1 | ind | Dorada 115/33/13.8 kV | m:P:bushv in MW | 9.7008 | ElmTr3
2031 | 2031_DzMD_GzMN_Dp00_Gp00 | A2- Bolivia 33 kV | All generators | 0.9 | ind | Dorada 115/33/13.8 kV | m:Q:bushv in Mvar | 4.5042 | ElmTr3
2031 | 2031_DzMD_GzMN_Dp00_Gp00 | A2- Bolivia 33 kV | All generators | 0.91 | ind | Dorada 115/33/13.8 kV | m:Q:bushv in Mvar | 4.5122 | ElmTr3
2031 | 2031_DzMD_GzMN_Dp00_Gp00 | A2- Bolivia 33 kV | All generators | 0.92 | ind | Dorada 115/33/13.8 kV | m:Q:bushv in Mvar | 4.5206 | ElmTr3
2031 | 2031_DzMD_GzMN_Dp00_Gp00 | A2- Bolivia 33 kV | All generators | 0.93 | ind | Dorada 115/33/13.8 kV | m:Q:bushv in Mvar | 4.5294 | ElmTr3
2031 | 2031_DzMD_GzMN_Dp00_Gp00 | A2- Bolivia 33 kV | All generators | 0.94 | ind | Dorada 115/33/13.8 kV | m:Q:bushv in Mvar | 4.5387 | ElmTr3
2031 | 2031_DzMD_GzMN_Dp00_Gp00 | A2- Bolivia 33 kV | All generators | 0.95 | ind | Dorada 115/33/13.8 kV | m:Q:bushv in Mvar | 4.5488 | ElmTr3
2031 | 2031_DzMD_GzMN_Dp00_Gp00 | A2- Bolivia 33 kV | All generators | 0.96 | ind | Dorada 115/33/13.8 kV | m:Q:bushv in Mvar | 4.5598 | ElmTr3
2031 | 2031_DzMD_GzMN_Dp00_Gp00 | A2- Bolivia 33 kV | All generators | 0.97 | ind | Dorada 115/33/13.8 kV | m:Q:bushv in Mvar | 4.5722 | ElmTr3
2031 | 2031_DzMD_GzMN_Dp00_Gp00 | A2- Bolivia 33 kV | All generators | 0.98 | ind | Dorada 115/33/13.8 kV | m:Q:bushv in Mvar | 4.587 | ElmTr3
2031 | 2031_DzMD_GzMN_Dp00_Gp00 | A2- Bolivia 33 kV | All generators | 0.99 | ind | Dorada 115/33/13.8 kV | m:Q:bushv in Mvar | 4.6063 | ElmTr3
2031 | 2031_DzMD_GzMN_Dp00_Gp00 | A2- Bolivia 33 kV | All generators | 1 | ind | Dorada 115/33/13.8 kV | m:Q:bushv in Mvar | 4.6544 | ElmTr3
2031 | 2031_DzMD_GzMN_Dp00_Gp00 | A2- Bolivia 33 kV | All generators | 0.9 | ind | Dorada 115/33/13.8 kV | m:cosphi:bushv | 0.90573 | ElmTr3
2031 | 2031_DzMD_GzMN_Dp00_Gp00 | A2- Bolivia 33 kV | All generators | 0.91 | ind | Dorada 115/33/13.8 kV | m:cosphi:bushv | 0.9055 | ElmTr3
2031 | 2031_DzMD_GzMN_Dp00_Gp00 | A2- Bolivia 33 kV | All generators | 0.92 | ind | Dorada 115/33/13.8 kV | m:cosphi:bushv | 0.90527 | ElmTr3
2031 | 2031_DzMD_GzMN_Dp00_Gp00 | A2- Bolivia 33 kV | All generators | 0.93 | ind | Dorada 115/33/13.8 kV | m:cosphi:bushv | 0.90502 | ElmTr3
2031 | 2031_DzMD_GzMN_Dp00_Gp00 | A2- Bolivia 33 kV | All generators | 0.94 | ind | Dorada 115/33/13.8 kV | m:cosphi:bushv | 0.90476 | ElmTr3
2031 | 2031_DzMD_GzMN_Dp00_Gp00 | A2- Bolivia 33 kV | All generators | 0.95 | ind | Dorada 115/33/13.8 kV | m:cosphi:bushv | 0.90448 | ElmTr3
2031 | 2031_DzMD_GzMN_Dp00_Gp00 | A2- Bolivia 33 kV | All generators | 0.96 | ind | Dorada 115/33/13.8 kV | m:cosphi:bushv | 0.90417 | ElmTr3
2031 | 2031_DzMD_GzMN_Dp00_Gp00 | A2- Bolivia 33 kV | All generators | 0.97 | ind | Dorada 115/33/13.8 kV | m:cosphi:bushv | 0.90383 | ElmTr3
2031 | 2031_DzMD_GzMN_Dp00_Gp00 | A2- Bolivia 33 kV | All generators | 0.98 | ind | Dorada 115/33/13.8 kV | m:cosphi:bushv | 0.90342 | ElmTr3
2031 | 2031_DzMD_GzMN_Dp00_Gp00 | A2- Bolivia 33 kV | All generators | 0.99 | ind | Dorada 115/33/13.8 kV | m:cosphi:bushv | 0.90289 | ElmTr3
2031 | 2031_DzMD_GzMN_Dp00_Gp00 | A2- Bolivia 33 kV | All generators | 1 | ind | Dorada 115/33/13.8 kV | m:cosphi:bushv | 0.9016 | ElmTr3
2031 | 2031_DzMD_GzMN_Dp00_Gp00 | A2- Bolivia 33 kV | All generators | 0.9 | ind | Manzanares 115/33/13.8 kV | m:P:bushv in MW | -8.9007 | ElmTr3
2031 | 2031_DzMD_GzMN_Dp00_Gp00 | A2- Bolivia 33 kV | All generators | 0.91 | ind | Manzanares 115/33/13.8 kV | m:P:bushv in MW | -8.9254 | ElmTr3
2031 | 2031_DzMD_GzMN_Dp00_Gp00 | A2- Bolivia 33 kV | All generators | 0.92 | ind | Manzanares 115/33/13.8 kV | m:P:bushv in MW | -8.9497 | ElmTr3
2031 | 2031_DzMD_GzMN_Dp00_Gp00 | A2- Bolivia 33 kV | All generators | 0.93 | ind | Manzanares 115/33/13.8 kV | m:P:bushv in MW | -8.9738 | ElmTr3
2031 | 2031_DzMD_GzMN_Dp00_Gp00 | A2- Bolivia 33 kV | All generators | 0.94 | ind | Manzanares 115/33/13.8 kV | m:P:bushv in MW | -8.9977 | ElmTr3
2031 | 2031_DzMD_GzMN_Dp00_Gp00 | A2- Bolivia 33 kV | All generators | 0.95 | ind | Manzanares 115/33/13.8 kV | m:P:bushv in MW | -9.0214 | ElmTr3
2031 | 2031_DzMD_GzMN_Dp00_Gp00 | A2- Bolivia 33 kV | All generators | 0.96 | ind | Manzanares 115/33/13.8 kV | m:P:bushv in MW | -9.045 | ElmTr3
2031 | 2031_DzMD_GzMN_Dp00_Gp00 | A2- Bolivia 33 kV | All generators | 0.97 | ind | Manzanares 115/33/13.8 kV | m:P:bushv in MW | -9.0686 | ElmTr3
2031 | 2031_DzMD_GzMN_Dp00_Gp00 | A2- Bolivia 33 kV | All generators | 0.98 | ind | Manzanares 115/33/13.8 kV | m:P:bushv in MW | -9.0923 | ElmTr3
2031 | 2031_DzMD_GzMN_Dp00_Gp00 | A2- Bolivia 33 kV | All generators | 0.99 | ind | Manzanares 115/33/13.8 kV | m:P:bushv in MW | -9.1165 | ElmTr3
2031 | 2031_DzMD_GzMN_Dp00_Gp00 | A2- Bolivia 33 kV | All generators | 1 | ind | Manzanares 115/33/13.8 kV | m:P:bushv in MW | -9.1415 | ElmTr3
2031 | 2031_DzMD_GzMN_Dp00_Gp00 | A2- Bolivia 33 kV | All generators | 0.9 | ind | Manzanares 115/33/13.8 kV | m:Q:bushv in Mvar | -2.9766 | ElmTr3
2031 | 2031_DzMD_GzMN_Dp00_Gp00 | A2- Bolivia 33 kV | All generators | 0.91 | ind | Manzanares 115/33/13.8 kV | m:Q:bushv in Mvar | -2.6614 | ElmTr3
2031 | 2031_DzMD_GzMN_Dp00_Gp00 | A2- Bolivia 33 kV | All generators | 0.92 | ind | Manzanares 115/33/13.8 kV | m:Q:bushv in Mvar | -2.3321 | ElmTr3
2031 | 2031_DzMD_GzMN_Dp00_Gp00 | A2- Bolivia 33 kV | All generators | 0.93 | ind | Manzanares 115/33/13.8 kV | m:Q:bushv in Mvar | -1.9853 | ElmTr3
2031 | 2031_DzMD_GzMN_Dp00_Gp00 | A2- Bolivia 33 kV | All generators | 0.94 | ind | Manzanares 115/33/13.8 kV | m:Q:bushv in Mvar | -1.6161 | ElmTr3
2031 | 2031_DzMD_GzMN_Dp00_Gp00 | A2- Bolivia 33 kV | All generators | 0.95 | ind | Manzanares 115/33/13.8 kV | m:Q:bushv in Mvar | -1.2179 | ElmTr3
2031 | 2031_DzMD_GzMN_Dp00_Gp00 | A2- Bolivia 33 kV | All generators | 0.96 | ind | Manzanares 115/33/13.8 kV | m:Q:bushv in Mvar | -0.77998 | ElmTr3
2031 | 2031_DzMD_GzMN_Dp00_Gp00 | A2- Bolivia 33 kV | All generators | 0.97 | ind | Manzanares 115/33/13.8 kV | m:Q:bushv in Mvar | -0.28457 | ElmTr3
2031 | 2031_DzMD_GzMN_Dp00_Gp00 | A2- Bolivia 33 kV | All generators | 0.98 | ind | Manzanares 115/33/13.8 kV | m:Q:bushv in Mvar | 0.3035 | ElmTr3
2031 | 2031_DzMD_GzMN_Dp00_Gp00 | A2- Bolivia 33 kV | All generators | 0.99 | ind | Manzanares 115/33/13.8 kV | m:Q:bushv in Mvar | 1.0759 | ElmTr3
2031 | 2031_DzMD_GzMN_Dp00_Gp00 | A2- Bolivia 33 kV | All generators | 1 | ind | Manzanares 115/33/13.8 kV | m:Q:bushv in Mvar | 3.0155 | ElmTr3
2031 | 2031_DzMD_GzMN_Dp00_Gp00 | A2- Bolivia 33 kV | All generators | 0.9 | ind | Manzanares 115/33/13.8 kV | m:cosphi:bushv | -0.94837 | ElmTr3
2031 | 2031_DzMD_GzMN_Dp00_Gp00 | A2- Bolivia 33 kV | All generators | 0.91 | ind | Manzanares 115/33/13.8 kV | m:cosphi:bushv | -0.9583 | ElmTr3
2031 | 2031_DzMD_GzMN_Dp00_Gp00 | A2- Bolivia 33 kV | All generators | 0.92 | ind | Manzanares 115/33/13.8 kV | m:cosphi:bushv | -0.96769 | ElmTr3
2031 | 2031_DzMD_GzMN_Dp00_Gp00 | A2- Bolivia 33 kV | All generators | 0.93 | ind | Manzanares 115/33/13.8 kV | m:cosphi:bushv | -0.97639 | ElmTr3
2031 | 2031_DzMD_GzMN_Dp00_Gp00 | A2- Bolivia 33 kV | All generators | 0.94 | ind | Manzanares 115/33/13.8 kV | m:cosphi:bushv | -0.98425 | ElmTr3
2031 | 2031_DzMD_GzMN_Dp00_Gp00 | A2- Bolivia 33 kV | All generators | 0.95 | ind | Manzanares 115/33/13.8 kV | m:cosphi:bushv | -0.99101 | ElmTr3
2031 | 2031_DzMD_GzMN_Dp00_Gp00 | A2- Bolivia 33 kV | All generators | 0.96 | ind | Manzanares 115/33/13.8 kV | m:cosphi:bushv | -0.9963 | ElmTr3
2031 | 2031_DzMD_GzMN_Dp00_Gp00 | A2- Bolivia 33 kV | All generators | 0.97 | ind | Manzanares 115/33/13.8 kV | m:cosphi:bushv | -0.99951 | ElmTr3
2031 | 2031_DzMD_GzMN_Dp00_Gp00 | A2- Bolivia 33 kV | All generators | 0.98 | ind | Manzanares 115/33/13.8 kV | m:cosphi:bushv | -0.99944 | ElmTr3
2031 | 2031_DzMD_GzMN_Dp00_Gp00 | A2- Bolivia 33 kV | All generators | 0.99 | ind | Manzanares 115/33/13.8 kV | m:cosphi:bushv | -0.99311 | ElmTr3
2031 | 2031_DzMD_GzMN_Dp00_Gp00 | A2- Bolivia 33 kV | All generators | 1 | ind | Manzanares 115/33/13.8 kV | m:cosphi:bushv | -0.94967 | ElmTr3
2031 | 2031_DzMD_GzMN_Dp00_Gp00 | A2- Bolivia 33 kV | All generators | 0.9 | ind | Purnio 230/115 | m:P:bushv in MW | 51.0922 | ElmTr3
2031 | 2031_DzMD_GzMN_Dp00_Gp00 | A2- Bolivia 33 kV | All generators | 0.91 | ind | Purnio 230/115 | m:P:bushv in MW | 51.0861 | ElmTr3
2031 | 2031_DzMD_GzMN_Dp00_Gp00 | A2- Bolivia 33 kV | All generators | 0.92 | ind | Purnio 230/115 | m:P:bushv in MW | 51.08 | ElmTr3
2031 | 2031_DzMD_GzMN_Dp00_Gp00 | A2- Bolivia 33 kV | All generators | 0.93 | ind | Purnio 230/115 | m:P:bushv in MW | 51.074 | ElmTr3
2031 | 2031_DzMD_GzMN_Dp00_Gp00 | A2- Bolivia 33 kV | All generators | 0.94 | ind | Purnio 230/115 | m:P:bushv in MW | 51.068 | ElmTr3
2031 | 2031_DzMD_GzMN_Dp00_Gp00 | A2- Bolivia 33 kV | All generators | 0.95 | ind | Purnio 230/115 | m:P:bushv in MW | 51.062 | ElmTr3
2031 | 2031_DzMD_GzMN_Dp00_Gp00 | A2- Bolivia 33 kV | All generators | 0.96 | ind | Purnio 230/115 | m:P:bushv in MW | 51.0559 | ElmTr3
2031 | 2031_DzMD_GzMN_Dp00_Gp00 | A2- Bolivia 33 kV | All generators | 0.97 | ind | Purnio 230/115 | m:P:bushv in MW | 51.0498 | ElmTr3
2031 | 2031_DzMD_GzMN_Dp00_Gp00 | A2- Bolivia 33 kV | All generators | 0.98 | ind | Purnio 230/115 | m:P:bushv in MW | 51.0435 | ElmTr3
2031 | 2031_DzMD_GzMN_Dp00_Gp00 | A2- Bolivia 33 kV | All generators | 0.99 | ind | Purnio 230/115 | m:P:bushv in MW | 51.0369 | ElmTr3
2031 | 2031_DzMD_GzMN_Dp00_Gp00 | A2- Bolivia 33 kV | All generators | 1 | ind | Purnio 230/115 | m:P:bushv in MW | 51.0286 | ElmTr3
2031 | 2031_DzMD_GzMN_Dp00_Gp00 | A2- Bolivia 33 kV | All generators | 0.9 | ind | Purnio 230/115 | m:Q:bushv in Mvar | -6.2032 | ElmTr3
2031 | 2031_DzMD_GzMN_Dp00_Gp00 | A2- Bolivia 33 kV | All generators | 0.91 | ind | Purnio 230/115 | m:Q:bushv in Mvar | -6.1351 | ElmTr3
2031 | 2031_DzMD_GzMN_Dp00_Gp00 | A2- Bolivia 33 kV | All generators | 0.92 | ind | Purnio 230/115 | m:Q:bushv in Mvar | -6.0638 | ElmTr3
2031 | 2031_DzMD_GzMN_Dp00_Gp00 | A2- Bolivia 33 kV | All generators | 0.93 | ind | Purnio 230/115 | m:Q:bushv in Mvar | -5.9887 | ElmTr3
2031 | 2031_DzMD_GzMN_Dp00_Gp00 | A2- Bolivia 33 kV | All generators | 0.94 | ind | Purnio 230/115 | m:Q:bushv in Mvar | -5.9087 | ElmTr3
2031 | 2031_DzMD_GzMN_Dp00_Gp00 | A2- Bolivia 33 kV | All generators | 0.95 | ind | Purnio 230/115 | m:Q:bushv in Mvar | -5.8223 | ElmTr3
2031 | 2031_DzMD_GzMN_Dp00_Gp00 | A2- Bolivia 33 kV | All generators | 0.96 | ind | Purnio 230/115 | m:Q:bushv in Mvar | -5.7272 | ElmTr3
2031 | 2031_DzMD_GzMN_Dp00_Gp00 | A2- Bolivia 33 kV | All generators | 0.97 | ind | Purnio 230/115 | m:Q:bushv in Mvar | -5.6195 | ElmTr3
2031 | 2031_DzMD_GzMN_Dp00_Gp00 | A2- Bolivia 33 kV | All generators | 0.98 | ind | Purnio 230/115 | m:Q:bushv in Mvar | -5.4913 | ElmTr3
2031 | 2031_DzMD_GzMN_Dp00_Gp00 | A2- Bolivia 33 kV | All generators | 0.99 | ind | Purnio 230/115 | m:Q:bushv in Mvar | -5.3228 | ElmTr3
2031 | 2031_DzMD_GzMN_Dp00_Gp00 | A2- Bolivia 33 kV | All generators | 1 | ind | Purnio 230/115 | m:Q:bushv in Mvar | -4.8978 | ElmTr3
2031 | 2031_DzMD_GzMN_Dp00_Gp00 | A2- Bolivia 33 kV | All generators | 0.9 | ind | Purnio 230/115 | m:cosphi:bushv | 0.99271 | ElmTr3
2031 | 2031_DzMD_GzMN_Dp00_Gp00 | A2- Bolivia 33 kV | All generators | 0.91 | ind | Purnio 230/115 | m:cosphi:bushv | 0.99287 | ElmTr3
2031 | 2031_DzMD_GzMN_Dp00_Gp00 | A2- Bolivia 33 kV | All generators | 0.92 | ind | Purnio 230/115 | m:cosphi:bushv | 0.99303 | ElmTr3
2031 | 2031_DzMD_GzMN_Dp00_Gp00 | A2- Bolivia 33 kV | All generators | 0.93 | ind | Purnio 230/115 | m:cosphi:bushv | 0.9932 | ElmTr3
2031 | 2031_DzMD_GzMN_Dp00_Gp00 | A2- Bolivia 33 kV | All generators | 0.94 | ind | Purnio 230/115 | m:cosphi:bushv | 0.99337 | ElmTr3
2031 | 2031_DzMD_GzMN_Dp00_Gp00 | A2- Bolivia 33 kV | All generators | 0.95 | ind | Purnio 230/115 | m:cosphi:bushv | 0.99356 | ElmTr3
2031 | 2031_DzMD_GzMN_Dp00_Gp00 | A2- Bolivia 33 kV | All generators | 0.96 | ind | Purnio 230/115 | m:cosphi:bushv | 0.99377 | ElmTr3
2031 | 2031_DzMD_GzMN_Dp00_Gp00 | A2- Bolivia 33 kV | All generators | 0.97 | ind | Purnio 230/115 | m:cosphi:bushv | 0.994 | ElmTr3
2031 | 2031_DzMD_GzMN_Dp00_Gp00 | A2- Bolivia 33 kV | All generators | 0.98 | ind | Purnio 230/115 | m:cosphi:bushv | 0.99426 | ElmTr3
2031 | 2031_DzMD_GzMN_Dp00_Gp00 | A2- Bolivia 33 kV | All generators | 0.99 | ind | Purnio 230/115 | m:cosphi:bushv | 0.9946 | ElmTr3
2031 | 2031_DzMD_GzMN_Dp00_Gp00 | A2- Bolivia 33 kV | All generators | 1 | ind | Purnio 230/115 | m:cosphi:bushv | 0.99543 | ElmTr3
2031 | 2031_DzMD_GzMN_Dp00_Gp00 | A2- Bolivia 33 kV | All generators | 0.9 | ind | Victoria 115/33/13.8 kV | m:P:bushv in MW | 2.2289 | ElmTr3
2031 | 2031_DzMD_GzMN_Dp00_Gp00 | A2- Bolivia 33 kV | All generators | 0.91 | ind | Victoria 115/33/13.8 kV | m:P:bushv in MW | 2.2358 | ElmTr3
2031 | 2031_DzMD_GzMN_Dp00_Gp00 | A2- Bolivia 33 kV | All generators | 0.92 | ind | Victoria 115/33/13.8 kV | m:P:bushv in MW | 2.2434 | ElmTr3
2031 | 2031_DzMD_GzMN_Dp00_Gp00 | A2- Bolivia 33 kV | All generators | 0.93 | ind | Victoria 115/33/13.8 kV | m:P:bushv in MW | 2.2517 | ElmTr3
2031 | 2031_DzMD_GzMN_Dp00_Gp00 | A2- Bolivia 33 kV | All generators | 0.94 | ind | Victoria 115/33/13.8 kV | m:P:bushv in MW | 2.2609 | ElmTr3
2031 | 2031_DzMD_GzMN_Dp00_Gp00 | A2- Bolivia 33 kV | All generators | 0.95 | ind | Victoria 115/33/13.8 kV | m:P:bushv in MW | 2.2713 | ElmTr3
2031 | 2031_DzMD_GzMN_Dp00_Gp00 | A2- Bolivia 33 kV | All generators | 0.96 | ind | Victoria 115/33/13.8 kV | m:P:bushv in MW | 2.2832 | ElmTr3
2031 | 2031_DzMD_GzMN_Dp00_Gp00 | A2- Bolivia 33 kV | All generators | 0.97 | ind | Victoria 115/33/13.8 kV | m:P:bushv in MW | 2.2974 | ElmTr3
2031 | 2031_DzMD_GzMN_Dp00_Gp00 | A2- Bolivia 33 kV | All generators | 0.98 | ind | Victoria 115/33/13.8 kV | m:P:bushv in MW | 2.3152 | ElmTr3
2031 | 2031_DzMD_GzMN_Dp00_Gp00 | A2- Bolivia 33 kV | All generators | 0.99 | ind | Victoria 115/33/13.8 kV | m:P:bushv in MW | 2.3402 | ElmTr3
2031 | 2031_DzMD_GzMN_Dp00_Gp00 | A2- Bolivia 33 kV | All generators | 1 | ind | Victoria 115/33/13.8 kV | m:P:bushv in MW | 2.4107 | ElmTr3
2031 | 2031_DzMD_GzMN_Dp00_Gp00 | A2- Bolivia 33 kV | All generators | 0.9 | ind | Victoria 115/33/13.8 kV | m:Q:bushv in Mvar | 3.4702 | ElmTr3
2031 | 2031_DzMD_GzMN_Dp00_Gp00 | A2- Bolivia 33 kV | All generators | 0.91 | ind | Victoria 115/33/13.8 kV | m:Q:bushv in Mvar | 3.5367 | ElmTr3
2031 | 2031_DzMD_GzMN_Dp00_Gp00 | A2- Bolivia 33 kV | All generators | 0.92 | ind | Victoria 115/33/13.8 kV | m:Q:bushv in Mvar | 3.6062 | ElmTr3
2031 | 2031_DzMD_GzMN_Dp00_Gp00 | A2- Bolivia 33 kV | All generators | 0.93 | ind | Victoria 115/33/13.8 kV | m:Q:bushv in Mvar | 3.6792 | ElmTr3
2031 | 2031_DzMD_GzMN_Dp00_Gp00 | A2- Bolivia 33 kV | All generators | 0.94 | ind | Victoria 115/33/13.8 kV | m:Q:bushv in Mvar | 3.757 | ElmTr3
2031 | 2031_DzMD_GzMN_Dp00_Gp00 | A2- Bolivia 33 kV | All generators | 0.95 | ind | Victoria 115/33/13.8 kV | m:Q:bushv in Mvar | 3.8408 | ElmTr3
2031 | 2031_DzMD_GzMN_Dp00_Gp00 | A2- Bolivia 33 kV | All generators | 0.96 | ind | Victoria 115/33/13.8 kV | m:Q:bushv in Mvar | 3.9329 | ElmTr3
2031 | 2031_DzMD_GzMN_Dp00_Gp00 | A2- Bolivia 33 kV | All generators | 0.97 | ind | Victoria 115/33/13.8 kV | m:Q:bushv in Mvar | 4.0369 | ElmTr3
2031 | 2031_DzMD_GzMN_Dp00_Gp00 | A2- Bolivia 33 kV | All generators | 0.98 | ind | Victoria 115/33/13.8 kV | m:Q:bushv in Mvar | 4.1604 | ElmTr3
2031 | 2031_DzMD_GzMN_Dp00_Gp00 | A2- Bolivia 33 kV | All generators | 0.99 | ind | Victoria 115/33/13.8 kV | m:Q:bushv in Mvar | 4.3223 | ElmTr3
2031 | 2031_DzMD_GzMN_Dp00_Gp00 | A2- Bolivia 33 kV | All generators | 1 | ind | Victoria 115/33/13.8 kV | m:Q:bushv in Mvar | 4.7279 | ElmTr3
2031 | 2031_DzMD_GzMN_Dp00_Gp00 | A2- Bolivia 33 kV | All generators | 0.9 | ind | Victoria 115/33/13.8 kV | m:cosphi:bushv | 0.54042 | ElmTr3
2031 | 2031_DzMD_GzMN_Dp00_Gp00 | A2- Bolivia 33 kV | All generators | 0.91 | ind | Victoria 115/33/13.8 kV | m:cosphi:bushv | 0.53435 | ElmTr3
2031 | 2031_DzMD_GzMN_Dp00_Gp00 | A2- Bolivia 33 kV | All generators | 0.92 | ind | Victoria 115/33/13.8 kV | m:cosphi:bushv | 0.52822 | ElmTr3
2031 | 2031_DzMD_GzMN_Dp00_Gp00 | A2- Bolivia 33 kV | All generators | 0.93 | ind | Victoria 115/33/13.8 kV | m:cosphi:bushv | 0.52199 | ElmTr3
2031 | 2031_DzMD_GzMN_Dp00_Gp00 | A2- Bolivia 33 kV | All generators | 0.94 | ind | Victoria 115/33/13.8 kV | m:cosphi:bushv | 0.51562 | ElmTr3
2031 | 2031_DzMD_GzMN_Dp00_Gp00 | A2- Bolivia 33 kV | All generators | 0.95 | ind | Victoria 115/33/13.8 kV | m:cosphi:bushv | 0.50901 | ElmTr3
2031 | 2031_DzMD_GzMN_Dp00_Gp00 | A2- Bolivia 33 kV | All generators | 0.96 | ind | Victoria 115/33/13.8 kV | m:cosphi:bushv | 0.50207 | ElmTr3
2031 | 2031_DzMD_GzMN_Dp00_Gp00 | A2- Bolivia 33 kV | All generators | 0.97 | ind | Victoria 115/33/13.8 kV | m:cosphi:bushv | 0.49461 | ElmTr3
2031 | 2031_DzMD_GzMN_Dp00_Gp00 | A2- Bolivia 33 kV | All generators | 0.98 | ind | Victoria 115/33/13.8 kV | m:cosphi:bushv | 0.48627 | ElmTr3
2031 | 2031_DzMD_GzMN_Dp00_Gp00 | A2- Bolivia 33 kV | All generators | 0.99 | ind | Victoria 115/33/13.8 kV | m:cosphi:bushv | 0.47612 | ElmTr3
2031 | 2031_DzMD_GzMN_Dp00_Gp00 | A2- Bolivia 33 kV | All generators | 1 | ind | Victoria 115/33/13.8 kV | m:cosphi:bushv | 0.45424 | ElmTr3
2031 | 2031_DzMD_GzMN_Dp00_Gp00 | A3 -Florencia 33 kV | All generators | 0.9 | cap | Dorada - Magdalena 115 kV | m:P:bus1 in MW | 51.6577 | ElmLne
2031 | 2031_DzMD_GzMN_Dp00_Gp00 | A3 -Florencia 33 kV | All generators | 0.91 | cap | Dorada - Magdalena 115 kV | m:P:bus1 in MW | 51.6798 | ElmLne
2031 | 2031_DzMD_GzMN_Dp00_Gp00 | A3 -Florencia 33 kV | All generators | 0.92 | cap | Dorada - Magdalena 115 kV | m:P:bus1 in MW | 51.701 | ElmLne
2031 | 2031_DzMD_GzMN_Dp00_Gp00 | A3 -Florencia 33 kV | All generators | 0.93 | cap | Dorada - Magdalena 115 kV | m:P:bus1 in MW | 51.7216 | ElmLne
2031 | 2031_DzMD_GzMN_Dp00_Gp00 | A3 -Florencia 33 kV | All generators | 0.94 | cap | Dorada - Magdalena 115 kV | m:P:bus1 in MW | 51.7419 | ElmLne
2031 | 2031_DzMD_GzMN_Dp00_Gp00 | A3 -Florencia 33 kV | All generators | 0.95 | cap | Dorada - Magdalena 115 kV | m:P:bus1 in MW | 51.7621 | ElmLne
2031 | 2031_DzMD_GzMN_Dp00_Gp00 | A3 -Florencia 33 kV | All generators | 0.96 | cap | Dorada - Magdalena 115 kV | m:P:bus1 in MW | 51.7826 | ElmLne
2031 | 2031_DzMD_GzMN_Dp00_Gp00 | A3 -Florencia 33 kV | All generators | 0.97 | cap | Dorada - Magdalena 115 kV | m:P:bus1 in MW | 51.804 | ElmLne
2031 | 2031_DzMD_GzMN_Dp00_Gp00 | A3 -Florencia 33 kV | All generators | 0.98 | cap | Dorada - Magdalena 115 kV | m:P:bus1 in MW | 51.8272 | ElmLne
2031 | 2031_DzMD_GzMN_Dp00_Gp00 | A3 -Florencia 33 kV | All generators | 0.99 | cap | Dorada - Magdalena 115 kV | m:P:bus1 in MW | 51.8545 | ElmLne
2031 | 2031_DzMD_GzMN_Dp00_Gp00 | A3 -Florencia 33 kV | All generators | 1 | cap | Dorada - Magdalena 115 kV | m:P:bus1 in MW | 51.9113 | ElmLne
2031 | 2031_DzMD_GzMN_Dp00_Gp00 | A3 -Florencia 33 kV | All generators | 0.9 | cap | Dorada - Magdalena 115 kV | m:P:bus2 in MW | -51.5196 | ElmLne
2031 | 2031_DzMD_GzMN_Dp00_Gp00 | A3 -Florencia 33 kV | All generators | 0.91 | cap | Dorada - Magdalena 115 kV | m:P:bus2 in MW | -51.5416 | ElmLne
2031 | 2031_DzMD_GzMN_Dp00_Gp00 | A3 -Florencia 33 kV | All generators | 0.92 | cap | Dorada - Magdalena 115 kV | m:P:bus2 in MW | -51.5627 | ElmLne
2031 | 2031_DzMD_GzMN_Dp00_Gp00 | A3 -Florencia 33 kV | All generators | 0.93 | cap | Dorada - Magdalena 115 kV | m:P:bus2 in MW | -51.5833 | ElmLne
2031 | 2031_DzMD_GzMN_Dp00_Gp00 | A3 -Florencia 33 kV | All generators | 0.94 | cap | Dorada - Magdalena 115 kV | m:P:bus2 in MW | -51.6035 | ElmLne
2031 | 2031_DzMD_GzMN_Dp00_Gp00 | A3 -Florencia 33 kV | All generators | 0.95 | cap | Dorada - Magdalena 115 kV | m:P:bus2 in MW | -51.6236 | ElmLne
2031 | 2031_DzMD_GzMN_Dp00_Gp00 | A3 -Florencia 33 kV | All generators | 0.96 | cap | Dorada - Magdalena 115 kV | m:P:bus2 in MW | -51.6441 | ElmLne
2031 | 2031_DzMD_GzMN_Dp00_Gp00 | A3 -Florencia 33 kV | All generators | 0.97 | cap | Dorada - Magdalena 115 kV | m:P:bus2 in MW | -51.6654 | ElmLne
2031 | 2031_DzMD_GzMN_Dp00_Gp00 | A3 -Florencia 33 kV | All generators | 0.98 | cap | Dorada - Magdalena 115 kV | m:P:bus2 in MW | -51.6885 | ElmLne
2031 | 2031_DzMD_GzMN_Dp00_Gp00 | A3 -Florencia 33 kV | All generators | 0.99 | cap | Dorada - Magdalena 115 kV | m:P:bus2 in MW | -51.7158 | ElmLne
2031 | 2031_DzMD_GzMN_Dp00_Gp00 | A3 -Florencia 33 kV | All generators | 1 | cap | Dorada - Magdalena 115 kV | m:P:bus2 in MW | -51.7725 | ElmLne
2031 | 2031_DzMD_GzMN_Dp00_Gp00 | A3 -Florencia 33 kV | All generators | 0.9 | cap | Dorada - Magdalena 115 kV | m:Q:bus1 in Mvar | 3.4748 | ElmLne
2031 | 2031_DzMD_GzMN_Dp00_Gp00 | A3 -Florencia 33 kV | All generators | 0.91 | cap | Dorada - Magdalena 115 kV | m:Q:bus1 in Mvar | 3.5264 | ElmLne
2031 | 2031_DzMD_GzMN_Dp00_Gp00 | A3 -Florencia 33 kV | All generators | 0.92 | cap | Dorada - Magdalena 115 kV | m:Q:bus1 in Mvar | 3.5769 | ElmLne
2031 | 2031_DzMD_GzMN_Dp00_Gp00 | A3 -Florencia 33 kV | All generators | 0.93 | cap | Dorada - Magdalena 115 kV | m:Q:bus1 in Mvar | 3.6267 | ElmLne
2031 | 2031_DzMD_GzMN_Dp00_Gp00 | A3 -Florencia 33 kV | All generators | 0.94 | cap | Dorada - Magdalena 115 kV | m:Q:bus1 in Mvar | 3.6765 | ElmLne
2031 | 2031_DzMD_GzMN_Dp00_Gp00 | A3 -Florencia 33 kV | All generators | 0.95 | cap | Dorada - Magdalena 115 kV | m:Q:bus1 in Mvar | 3.727 | ElmLne
2031 | 2031_DzMD_GzMN_Dp00_Gp00 | A3 -Florencia 33 kV | All generators | 0.96 | cap | Dorada - Magdalena 115 kV | m:Q:bus1 in Mvar | 3.7791 | ElmLne
2031 | 2031_DzMD_GzMN_Dp00_Gp00 | A3 -Florencia 33 kV | All generators | 0.97 | cap | Dorada - Magdalena 115 kV | m:Q:bus1 in Mvar | 3.8344 | ElmLne
2031 | 2031_DzMD_GzMN_Dp00_Gp00 | A3 -Florencia 33 kV | All generators | 0.98 | cap | Dorada - Magdalena 115 kV | m:Q:bus1 in Mvar | 3.8955 | ElmLne
2031 | 2031_DzMD_GzMN_Dp00_Gp00 | A3 -Florencia 33 kV | All generators | 0.99 | cap | Dorada - Magdalena 115 kV | m:Q:bus1 in Mvar | 3.9694 | ElmLne
2031 | 2031_DzMD_GzMN_Dp00_Gp00 | A3 -Florencia 33 kV | All generators | 1 | cap | Dorada - Magdalena 115 kV | m:Q:bus1 in Mvar | 4.1292 | ElmLne
2031 | 2031_DzMD_GzMN_Dp00_Gp00 | A3 -Florencia 33 kV | All generators | 0.9 | cap | Dorada - Magdalena 115 kV | m:Q:bus2 in Mvar | -3.1571 | ElmLne
2031 | 2031_DzMD_GzMN_Dp00_Gp00 | A3 -Florencia 33 kV | All generators | 0.91 | cap | Dorada - Magdalena 115 kV | m:Q:bus2 in Mvar | -3.2087 | ElmLne
2031 | 2031_DzMD_GzMN_Dp00_Gp00 | A3 -Florencia 33 kV | All generators | 0.92 | cap | Dorada - Magdalena 115 kV | m:Q:bus2 in Mvar | -3.259 | ElmLne
2031 | 2031_DzMD_GzMN_Dp00_Gp00 | A3 -Florencia 33 kV | All generators | 0.93 | cap | Dorada - Magdalena 115 kV | m:Q:bus2 in Mvar | -3.3087 | ElmLne
2031 | 2031_DzMD_GzMN_Dp00_Gp00 | A3 -Florencia 33 kV | All generators | 0.94 | cap | Dorada - Magdalena 115 kV | m:Q:bus2 in Mvar | -3.3584 | ElmLne
2031 | 2031_DzMD_GzMN_Dp00_Gp00 | A3 -Florencia 33 kV | All generators | 0.95 | cap | Dorada - Magdalena 115 kV | m:Q:bus2 in Mvar | -3.4088 | ElmLne
2031 | 2031_DzMD_GzMN_Dp00_Gp00 | A3 -Florencia 33 kV | All generators | 0.96 | cap | Dorada - Magdalena 115 kV | m:Q:bus2 in Mvar | -3.4609 | ElmLne
2031 | 2031_DzMD_GzMN_Dp00_Gp00 | A3 -Florencia 33 kV | All generators | 0.97 | cap | Dorada - Magdalena 115 kV | m:Q:bus2 in Mvar | -3.516 | ElmLne
2031 | 2031_DzMD_GzMN_Dp00_Gp00 | A3 -Florencia 33 kV | All generators | 0.98 | cap | Dorada - Magdalena 115 kV | m:Q:bus2 in Mvar | -3.577 | ElmLne
2031 | 2031_DzMD_GzMN_Dp00_Gp00 | A3 -Florencia 33 kV | All generators | 0.99 | cap | Dorada - Magdalena 115 kV | m:Q:bus2 in Mvar | -3.6508 | ElmLne
2031 | 2031_DzMD_GzMN_Dp00_Gp00 | A3 -Florencia 33 kV | All generators | 1 | cap | Dorada - Magdalena 115 kV | m:Q:bus2 in Mvar | -3.8105 | ElmLne
2031 | 2031_DzMD_GzMN_Dp00_Gp00 | A3 -Florencia 33 kV | All generators | 0.9 | cap | Dorada - Magdalena 115 kV | m:cosphi:bus1 | 0.99775 | ElmLne
2031 | 2031_DzMD_GzMN_Dp00_Gp00 | A3 -Florencia 33 kV | All generators | 0.91 | cap | Dorada - Magdalena 115 kV | m:cosphi:bus1 | 0.99768 | ElmLne
2031 | 2031_DzMD_GzMN_Dp00_Gp00 | A3 -Florencia 33 kV | All generators | 0.92 | cap | Dorada - Magdalena 115 kV | m:cosphi:bus1 | 0.99761 | ElmLne
2031 | 2031_DzMD_GzMN_Dp00_Gp00 | A3 -Florencia 33 kV | All generators | 0.93 | cap | Dorada - Magdalena 115 kV | m:cosphi:bus1 | 0.99755 | ElmLne
2031 | 2031_DzMD_GzMN_Dp00_Gp00 | A3 -Florencia 33 kV | All generators | 0.94 | cap | Dorada - Magdalena 115 kV | m:cosphi:bus1 | 0.99749 | ElmLne
2031 | 2031_DzMD_GzMN_Dp00_Gp00 | A3 -Florencia 33 kV | All generators | 0.95 | cap | Dorada - Magdalena 115 kV | m:cosphi:bus1 | 0.99742 | ElmLne
2031 | 2031_DzMD_GzMN_Dp00_Gp00 | A3 -Florencia 33 kV | All generators | 0.96 | cap | Dorada - Magdalena 115 kV | m:cosphi:bus1 | 0.99735 | ElmLne
2031 | 2031_DzMD_GzMN_Dp00_Gp00 | A3 -Florencia 33 kV | All generators | 0.97 | cap | Dorada - Magdalena 115 kV | m:cosphi:bus1 | 0.99727 | ElmLne
2031 | 2031_DzMD_GzMN_Dp00_Gp00 | A3 -Florencia 33 kV | All generators | 0.98 | cap | Dorada - Magdalena 115 kV | m:cosphi:bus1 | 0.99719 | ElmLne
2031 | 2031_DzMD_GzMN_Dp00_Gp00 | A3 -Florencia 33 kV | All generators | 0.99 | cap | Dorada - Magdalena 115 kV | m:cosphi:bus1 | 0.99708 | ElmLne
2031 | 2031_DzMD_GzMN_Dp00_Gp00 | A3 -Florencia 33 kV | All generators | 1 | cap | Dorada - Magdalena 115 kV | m:cosphi:bus1 | 0.99685 | ElmLne
2031 | 2031_DzMD_GzMN_Dp00_Gp00 | A3 -Florencia 33 kV | All generators | 0.9 | cap | Dorada - Magdalena 115 kV | m:cosphi:bus2 | -0.99813 | ElmLne
2031 | 2031_DzMD_GzMN_Dp00_Gp00 | A3 -Florencia 33 kV | All generators | 0.91 | cap | Dorada - Magdalena 115 kV | m:cosphi:bus2 | -0.99807 | ElmLne
2031 | 2031_DzMD_GzMN_Dp00_Gp00 | A3 -Florencia 33 kV | All generators | 0.92 | cap | Dorada - Magdalena 115 kV | m:cosphi:bus2 | -0.99801 | ElmLne
2031 | 2031_DzMD_GzMN_Dp00_Gp00 | A3 -Florencia 33 kV | All generators | 0.93 | cap | Dorada - Magdalena 115 kV | m:cosphi:bus2 | -0.99795 | ElmLne
2031 | 2031_DzMD_GzMN_Dp00_Gp00 | A3 -Florencia 33 kV | All generators | 0.94 | cap | Dorada - Magdalena 115 kV | m:cosphi:bus2 | -0.99789 | ElmLne
2031 | 2031_DzMD_GzMN_Dp00_Gp00 | A3 -Florencia 33 kV | All generators | 0.95 | cap | Dorada - Magdalena 115 kV | m:cosphi:bus2 | -0.99783 | ElmLne
2031 | 2031_DzMD_GzMN_Dp00_Gp00 | A3 -Florencia 33 kV | All generators | 0.96 | cap | Dorada - Magdalena 115 kV | m:cosphi:bus2 | -0.99776 | ElmLne
2031 | 2031_DzMD_GzMN_Dp00_Gp00 | A3 -Florencia 33 kV | All generators | 0.97 | cap | Dorada - Magdalena 115 kV | m:cosphi:bus2 | -0.99769 | ElmLne
2031 | 2031_DzMD_GzMN_Dp00_Gp00 | A3 -Florencia 33 kV | All generators | 0.98 | cap | Dorada - Magdalena 115 kV | m:cosphi:bus2 | -0.99761 | ElmLne
2031 | 2031_DzMD_GzMN_Dp00_Gp00 | A3 -Florencia 33 kV | All generators | 0.99 | cap | Dorada - Magdalena 115 kV | m:cosphi:bus2 | -0.99752 | ElmLne
2031 | 2031_DzMD_GzMN_Dp00_Gp00 | A3 -Florencia 33 kV | All generators | 1 | cap | Dorada - Magdalena 115 kV | m:cosphi:bus2 | -0.9973 | ElmLne
2031 | 2031_DzMD_GzMN_Dp00_Gp00 | A3 -Florencia 33 kV | All generators | 0.9 | cap | Mariquita - Victoria 2 115 | m:P:bus1 in MW | 7.6408 | ElmLne
2031 | 2031_DzMD_GzMN_Dp00_Gp00 | A3 -Florencia 33 kV | All generators | 0.91 | cap | Mariquita - Victoria 2 115 | m:P:bus1 in MW | 7.6381 | ElmLne
2031 | 2031_DzMD_GzMN_Dp00_Gp00 | A3 -Florencia 33 kV | All generators | 0.92 | cap | Mariquita - Victoria 2 115 | m:P:bus1 in MW | 7.6354 | ElmLne
2031 | 2031_DzMD_GzMN_Dp00_Gp00 | A3 -Florencia 33 kV | All generators | 0.93 | cap | Mariquita - Victoria 2 115 | m:P:bus1 in MW | 7.6325 | ElmLne
2031 | 2031_DzMD_GzMN_Dp00_Gp00 | A3 -Florencia 33 kV | All generators | 0.94 | cap | Mariquita - Victoria 2 115 | m:P:bus1 in MW | 7.6296 | ElmLne
2031 | 2031_DzMD_GzMN_Dp00_Gp00 | A3 -Florencia 33 kV | All generators | 0.95 | cap | Mariquita - Victoria 2 115 | m:P:bus1 in MW | 7.6264 | ElmLne
2031 | 2031_DzMD_GzMN_Dp00_Gp00 | A3 -Florencia 33 kV | All generators | 0.96 | cap | Mariquita - Victoria 2 115 | m:P:bus1 in MW | 7.6231 | ElmLne
2031 | 2031_DzMD_GzMN_Dp00_Gp00 | A3 -Florencia 33 kV | All generators | 0.97 | cap | Mariquita - Victoria 2 115 | m:P:bus1 in MW | 7.6193 | ElmLne
2031 | 2031_DzMD_GzMN_Dp00_Gp00 | A3 -Florencia 33 kV | All generators | 0.98 | cap | Mariquita - Victoria 2 115 | m:P:bus1 in MW | 7.615 | ElmLne
2031 | 2031_DzMD_GzMN_Dp00_Gp00 | A3 -Florencia 33 kV | All generators | 0.99 | cap | Mariquita - Victoria 2 115 | m:P:bus1 in MW | 7.6095 | ElmLne
2031 | 2031_DzMD_GzMN_Dp00_Gp00 | A3 -Florencia 33 kV | All generators | 1 | cap | Mariquita - Victoria 2 115 | m:P:bus1 in MW | 7.5966 | ElmLne
2031 | 2031_DzMD_GzMN_Dp00_Gp00 | A3 -Florencia 33 kV | All generators | 0.9 | cap | Mariquita - Victoria 2 115 | m:P:bus2 in MW | -7.5757 | ElmLne
2031 | 2031_DzMD_GzMN_Dp00_Gp00 | A3 -Florencia 33 kV | All generators | 0.91 | cap | Mariquita - Victoria 2 115 | m:P:bus2 in MW | -7.5732 | ElmLne
2031 | 2031_DzMD_GzMN_Dp00_Gp00 | A3 -Florencia 33 kV | All generators | 0.92 | cap | Mariquita - Victoria 2 115 | m:P:bus2 in MW | -7.5705 | ElmLne
2031 | 2031_DzMD_GzMN_Dp00_Gp00 | A3 -Florencia 33 kV | All generators | 0.93 | cap | Mariquita - Victoria 2 115 | m:P:bus2 in MW | -7.5678 | ElmLne
2031 | 2031_DzMD_GzMN_Dp00_Gp00 | A3 -Florencia 33 kV | All generators | 0.94 | cap | Mariquita - Victoria 2 115 | m:P:bus2 in MW | -7.5649 | ElmLne
2031 | 2031_DzMD_GzMN_Dp00_Gp00 | A3 -Florencia 33 kV | All generators | 0.95 | cap | Mariquita - Victoria 2 115 | m:P:bus2 in MW | -7.5618 | ElmLne
2031 | 2031_DzMD_GzMN_Dp00_Gp00 | A3 -Florencia 33 kV | All generators | 0.96 | cap | Mariquita - Victoria 2 115 | m:P:bus2 in MW | -7.5585 | ElmLne
2031 | 2031_DzMD_GzMN_Dp00_Gp00 | A3 -Florencia 33 kV | All generators | 0.97 | cap | Mariquita - Victoria 2 115 | m:P:bus2 in MW | -7.5549 | ElmLne
2031 | 2031_DzMD_GzMN_Dp00_Gp00 | A3 -Florencia 33 kV | All generators | 0.98 | cap | Mariquita - Victoria 2 115 | m:P:bus2 in MW | -7.5507 | ElmLne
2031 | 2031_DzMD_GzMN_Dp00_Gp00 | A3 -Florencia 33 kV | All generators | 0.99 | cap | Mariquita - Victoria 2 115 | m:P:bus2 in MW | -7.5453 | ElmLne
2031 | 2031_DzMD_GzMN_Dp00_Gp00 | A3 -Florencia 33 kV | All generators | 1 | cap | Mariquita - Victoria 2 115 | m:P:bus2 in MW | -7.5327 | ElmLne
2031 | 2031_DzMD_GzMN_Dp00_Gp00 | A3 -Florencia 33 kV | All generators | 0.9 | cap | Mariquita - Victoria 2 115 | m:Q:bus1 in Mvar | -16.3312 | ElmLne
2031 | 2031_DzMD_GzMN_Dp00_Gp00 | A3 -Florencia 33 kV | All generators | 0.91 | cap | Mariquita - Victoria 2 115 | m:Q:bus1 in Mvar | -16.3267 | ElmLne
2031 | 2031_DzMD_GzMN_Dp00_Gp00 | A3 -Florencia 33 kV | All generators | 0.92 | cap | Mariquita - Victoria 2 115 | m:Q:bus1 in Mvar | -16.3224 | ElmLne
2031 | 2031_DzMD_GzMN_Dp00_Gp00 | A3 -Florencia 33 kV | All generators | 0.93 | cap | Mariquita - Victoria 2 115 | m:Q:bus1 in Mvar | -16.3181 | ElmLne
2031 | 2031_DzMD_GzMN_Dp00_Gp00 | A3 -Florencia 33 kV | All generators | 0.94 | cap | Mariquita - Victoria 2 115 | m:Q:bus1 in Mvar | -16.3138 | ElmLne
2031 | 2031_DzMD_GzMN_Dp00_Gp00 | A3 -Florencia 33 kV | All generators | 0.95 | cap | Mariquita - Victoria 2 115 | m:Q:bus1 in Mvar | -16.3095 | ElmLne
2031 | 2031_DzMD_GzMN_Dp00_Gp00 | A3 -Florencia 33 kV | All generators | 0.96 | cap | Mariquita - Victoria 2 115 | m:Q:bus1 in Mvar | -16.3051 | ElmLne
2031 | 2031_DzMD_GzMN_Dp00_Gp00 | A3 -Florencia 33 kV | All generators | 0.97 | cap | Mariquita - Victoria 2 115 | m:Q:bus1 in Mvar | -16.3004 | ElmLne
2031 | 2031_DzMD_GzMN_Dp00_Gp00 | A3 -Florencia 33 kV | All generators | 0.98 | cap | Mariquita - Victoria 2 115 | m:Q:bus1 in Mvar | -16.2952 | ElmLne
2031 | 2031_DzMD_GzMN_Dp00_Gp00 | A3 -Florencia 33 kV | All generators | 0.99 | cap | Mariquita - Victoria 2 115 | m:Q:bus1 in Mvar | -16.2889 | ElmLne
2031 | 2031_DzMD_GzMN_Dp00_Gp00 | A3 -Florencia 33 kV | All generators | 1 | cap | Mariquita - Victoria 2 115 | m:Q:bus1 in Mvar | -16.2755 | ElmLne
2031 | 2031_DzMD_GzMN_Dp00_Gp00 | A3 -Florencia 33 kV | All generators | 0.9 | cap | Mariquita - Victoria 2 115 | m:Q:bus2 in Mvar | 15.815 | ElmLne
2031 | 2031_DzMD_GzMN_Dp00_Gp00 | A3 -Florencia 33 kV | All generators | 0.91 | cap | Mariquita - Victoria 2 115 | m:Q:bus2 in Mvar | 15.8098 | ElmLne
2031 | 2031_DzMD_GzMN_Dp00_Gp00 | A3 -Florencia 33 kV | All generators | 0.92 | cap | Mariquita - Victoria 2 115 | m:Q:bus2 in Mvar | 15.8048 | ElmLne
2031 | 2031_DzMD_GzMN_Dp00_Gp00 | A3 -Florencia 33 kV | All generators | 0.93 | cap | Mariquita - Victoria 2 115 | m:Q:bus2 in Mvar | 15.7999 | ElmLne
2031 | 2031_DzMD_GzMN_Dp00_Gp00 | A3 -Florencia 33 kV | All generators | 0.94 | cap | Mariquita - Victoria 2 115 | m:Q:bus2 in Mvar | 15.795 | ElmLne
2031 | 2031_DzMD_GzMN_Dp00_Gp00 | A3 -Florencia 33 kV | All generators | 0.95 | cap | Mariquita - Victoria 2 115 | m:Q:bus2 in Mvar | 15.79 | ElmLne
2031 | 2031_DzMD_GzMN_Dp00_Gp00 | A3 -Florencia 33 kV | All generators | 0.96 | cap | Mariquita - Victoria 2 115 | m:Q:bus2 in Mvar | 15.7849 | ElmLne
2031 | 2031_DzMD_GzMN_Dp00_Gp00 | A3 -Florencia 33 kV | All generators | 0.97 | cap | Mariquita - Victoria 2 115 | m:Q:bus2 in Mvar | 15.7795 | ElmLne
2031 | 2031_DzMD_GzMN_Dp00_Gp00 | A3 -Florencia 33 kV | All generators | 0.98 | cap | Mariquita - Victoria 2 115 | m:Q:bus2 in Mvar | 15.7735 | ElmLne
2031 | 2031_DzMD_GzMN_Dp00_Gp00 | A3 -Florencia 33 kV | All generators | 0.99 | cap | Mariquita - Victoria 2 115 | m:Q:bus2 in Mvar | 15.7663 | ElmLne
2031 | 2031_DzMD_GzMN_Dp00_Gp00 | A3 -Florencia 33 kV | All generators | 1 | cap | Mariquita - Victoria 2 115 | m:Q:bus2 in Mvar | 15.7507 | ElmLne
2031 | 2031_DzMD_GzMN_Dp00_Gp00 | A3 -Florencia 33 kV | All generators | 0.9 | cap | Mariquita - Victoria 2 115 | m:cosphi:bus1 | 0.42378 | ElmLne
2031 | 2031_DzMD_GzMN_Dp00_Gp00 | A3 -Florencia 33 kV | All generators | 0.91 | cap | Mariquita - Victoria 2 115 | m:cosphi:bus1 | 0.42375 | ElmLne
2031 | 2031_DzMD_GzMN_Dp00_Gp00 | A3 -Florencia 33 kV | All generators | 0.92 | cap | Mariquita - Victoria 2 115 | m:cosphi:bus1 | 0.42372 | ElmLne
2031 | 2031_DzMD_GzMN_Dp00_Gp00 | A3 -Florencia 33 kV | All generators | 0.93 | cap | Mariquita - Victoria 2 115 | m:cosphi:bus1 | 0.42368 | ElmLne
2031 | 2031_DzMD_GzMN_Dp00_Gp00 | A3 -Florencia 33 kV | All generators | 0.94 | cap | Mariquita - Victoria 2 115 | m:cosphi:bus1 | 0.42363 | ElmLne
2031 | 2031_DzMD_GzMN_Dp00_Gp00 | A3 -Florencia 33 kV | All generators | 0.95 | cap | Mariquita - Victoria 2 115 | m:cosphi:bus1 | 0.42358 | ElmLne
2031 | 2031_DzMD_GzMN_Dp00_Gp00 | A3 -Florencia 33 kV | All generators | 0.96 | cap | Mariquita - Victoria 2 115 | m:cosphi:bus1 | 0.42352 | ElmLne
2031 | 2031_DzMD_GzMN_Dp00_Gp00 | A3 -Florencia 33 kV | All generators | 0.97 | cap | Mariquita - Victoria 2 115 | m:cosphi:bus1 | 0.42346 | ElmLne
2031 | 2031_DzMD_GzMN_Dp00_Gp00 | A3 -Florencia 33 kV | All generators | 0.98 | cap | Mariquita - Victoria 2 115 | m:cosphi:bus1 | 0.42337 | ElmLne
2031 | 2031_DzMD_GzMN_Dp00_Gp00 | A3 -Florencia 33 kV | All generators | 0.99 | cap | Mariquita - Victoria 2 115 | m:cosphi:bus1 | 0.42325 | ElmLne
2031 | 2031_DzMD_GzMN_Dp00_Gp00 | A3 -Florencia 33 kV | All generators | 1 | cap | Mariquita - Victoria 2 115 | m:cosphi:bus1 | 0.42295 | ElmLne
2031 | 2031_DzMD_GzMN_Dp00_Gp00 | A3 -Florencia 33 kV | All generators | 0.9 | cap | Mariquita - Victoria 2 115 | m:cosphi:bus2 | -0.43202 | ElmLne
2031 | 2031_DzMD_GzMN_Dp00_Gp00 | A3 -Florencia 33 kV | All generators | 0.91 | cap | Mariquita - Victoria 2 115 | m:cosphi:bus2 | -0.43201 | ElmLne
2031 | 2031_DzMD_GzMN_Dp00_Gp00 | A3 -Florencia 33 kV | All generators | 0.92 | cap | Mariquita - Victoria 2 115 | m:cosphi:bus2 | -0.432 | ElmLne
2031 | 2031_DzMD_GzMN_Dp00_Gp00 | A3 -Florencia 33 kV | All generators | 0.93 | cap | Mariquita - Victoria 2 115 | m:cosphi:bus2 | -0.43198 | ElmLne
2031 | 2031_DzMD_GzMN_Dp00_Gp00 | A3 -Florencia 33 kV | All generators | 0.94 | cap | Mariquita - Victoria 2 115 | m:cosphi:bus2 | -0.43196 | ElmLne
2031 | 2031_DzMD_GzMN_Dp00_Gp00 | A3 -Florencia 33 kV | All generators | 0.95 | cap | Mariquita - Victoria 2 115 | m:cosphi:bus2 | -0.43192 | ElmLne
2031 | 2031_DzMD_GzMN_Dp00_Gp00 | A3 -Florencia 33 kV | All generators | 0.96 | cap | Mariquita - Victoria 2 115 | m:cosphi:bus2 | -0.43189 | ElmLne
2031 | 2031_DzMD_GzMN_Dp00_Gp00 | A3 -Florencia 33 kV | All generators | 0.97 | cap | Mariquita - Victoria 2 115 | m:cosphi:bus2 | -0.43184 | ElmLne
2031 | 2031_DzMD_GzMN_Dp00_Gp00 | A3 -Florencia 33 kV | All generators | 0.98 | cap | Mariquita - Victoria 2 115 | m:cosphi:bus2 | -0.43177 | ElmLne
2031 | 2031_DzMD_GzMN_Dp00_Gp00 | A3 -Florencia 33 kV | All generators | 0.99 | cap | Mariquita - Victoria 2 115 | m:cosphi:bus2 | -0.43168 | ElmLne
2031 | 2031_DzMD_GzMN_Dp00_Gp00 | A3 -Florencia 33 kV | All generators | 1 | cap | Mariquita - Victoria 2 115 | m:cosphi:bus2 | -0.43144 | ElmLne
2031 | 2031_DzMD_GzMN_Dp00_Gp00 | A3 -Florencia 33 kV | All generators | 0.9 | cap | Dorada 115/33/13.8 kV | m:P:bushv in MW | 7.7483 | ElmTr3
2031 | 2031_DzMD_GzMN_Dp00_Gp00 | A3 -Florencia 33 kV | All generators | 0.91 | cap | Dorada 115/33/13.8 kV | m:P:bushv in MW | 7.7415 | ElmTr3
2031 | 2031_DzMD_GzMN_Dp00_Gp00 | A3 -Florencia 33 kV | All generators | 0.92 | cap | Dorada 115/33/13.8 kV | m:P:bushv in MW | 7.7361 | ElmTr3
2031 | 2031_DzMD_GzMN_Dp00_Gp00 | A3 -Florencia 33 kV | All generators | 0.93 | cap | Dorada 115/33/13.8 kV | m:P:bushv in MW | 7.7317 | ElmTr3
2031 | 2031_DzMD_GzMN_Dp00_Gp00 | A3 -Florencia 33 kV | All generators | 0.94 | cap | Dorada 115/33/13.8 kV | m:P:bushv in MW | 7.7284 | ElmTr3
2031 | 2031_DzMD_GzMN_Dp00_Gp00 | A3 -Florencia 33 kV | All generators | 0.95 | cap | Dorada 115/33/13.8 kV | m:P:bushv in MW | 7.7261 | ElmTr3
2031 | 2031_DzMD_GzMN_Dp00_Gp00 | A3 -Florencia 33 kV | All generators | 0.96 | cap | Dorada 115/33/13.8 kV | m:P:bushv in MW | 7.7249 | ElmTr3
2031 | 2031_DzMD_GzMN_Dp00_Gp00 | A3 -Florencia 33 kV | All generators | 0.97 | cap | Dorada 115/33/13.8 kV | m:P:bushv in MW | 7.7249 | ElmTr3
2031 | 2031_DzMD_GzMN_Dp00_Gp00 | A3 -Florencia 33 kV | All generators | 0.98 | cap | Dorada 115/33/13.8 kV | m:P:bushv in MW | 7.7263 | ElmTr3
2031 | 2031_DzMD_GzMN_Dp00_Gp00 | A3 -Florencia 33 kV | All generators | 0.99 | cap | Dorada 115/33/13.8 kV | m:P:bushv in MW | 7.7302 | ElmTr3
2031 | 2031_DzMD_GzMN_Dp00_Gp00 | A3 -Florencia 33 kV | All generators | 1 | cap | Dorada 115/33/13.8 kV | m:P:bushv in MW | 7.7464 | ElmTr3
2031 | 2031_DzMD_GzMN_Dp00_Gp00 | A3 -Florencia 33 kV | All generators | 0.9 | cap | Dorada 115/33/13.8 kV | m:Q:bushv in Mvar | 6.3998 | ElmTr3
2031 | 2031_DzMD_GzMN_Dp00_Gp00 | A3 -Florencia 33 kV | All generators | 0.91 | cap | Dorada 115/33/13.8 kV | m:Q:bushv in Mvar | 6.2654 | ElmTr3
2031 | 2031_DzMD_GzMN_Dp00_Gp00 | A3 -Florencia 33 kV | All generators | 0.92 | cap | Dorada 115/33/13.8 kV | m:Q:bushv in Mvar | 6.1342 | ElmTr3
2031 | 2031_DzMD_GzMN_Dp00_Gp00 | A3 -Florencia 33 kV | All generators | 0.93 | cap | Dorada 115/33/13.8 kV | m:Q:bushv in Mvar | 6.0046 | ElmTr3
2031 | 2031_DzMD_GzMN_Dp00_Gp00 | A3 -Florencia 33 kV | All generators | 0.94 | cap | Dorada 115/33/13.8 kV | m:Q:bushv in Mvar | 5.8751 | ElmTr3
2031 | 2031_DzMD_GzMN_Dp00_Gp00 | A3 -Florencia 33 kV | All generators | 0.95 | cap | Dorada 115/33/13.8 kV | m:Q:bushv in Mvar | 5.7438 | ElmTr3
2031 | 2031_DzMD_GzMN_Dp00_Gp00 | A3 -Florencia 33 kV | All generators | 0.96 | cap | Dorada 115/33/13.8 kV | m:Q:bushv in Mvar | 5.6082 | ElmTr3
2031 | 2031_DzMD_GzMN_Dp00_Gp00 | A3 -Florencia 33 kV | All generators | 0.97 | cap | Dorada 115/33/13.8 kV | m:Q:bushv in Mvar | 5.4645 | ElmTr3
2031 | 2031_DzMD_GzMN_Dp00_Gp00 | A3 -Florencia 33 kV | All generators | 0.98 | cap | Dorada 115/33/13.8 kV | m:Q:bushv in Mvar | 5.3056 | ElmTr3
2031 | 2031_DzMD_GzMN_Dp00_Gp00 | A3 -Florencia 33 kV | All generators | 0.99 | cap | Dorada 115/33/13.8 kV | m:Q:bushv in Mvar | 5.1134 | ElmTr3
2031 | 2031_DzMD_GzMN_Dp00_Gp00 | A3 -Florencia 33 kV | All generators | 1 | cap | Dorada 115/33/13.8 kV | m:Q:bushv in Mvar | 4.6978 | ElmTr3
2031 | 2031_DzMD_GzMN_Dp00_Gp00 | A3 -Florencia 33 kV | All generators | 0.9 | cap | Dorada 115/33/13.8 kV | m:cosphi:bushv | 0.77101 | ElmTr3
2031 | 2031_DzMD_GzMN_Dp00_Gp00 | A3 -Florencia 33 kV | All generators | 0.91 | cap | Dorada 115/33/13.8 kV | m:cosphi:bushv | 0.77732 | ElmTr3
2031 | 2031_DzMD_GzMN_Dp00_Gp00 | A3 -Florencia 33 kV | All generators | 0.92 | cap | Dorada 115/33/13.8 kV | m:cosphi:bushv | 0.78356 | ElmTr3
2031 | 2031_DzMD_GzMN_Dp00_Gp00 | A3 -Florencia 33 kV | All generators | 0.93 | cap | Dorada 115/33/13.8 kV | m:cosphi:bushv | 0.7898 | ElmTr3
2031 | 2031_DzMD_GzMN_Dp00_Gp00 | A3 -Florencia 33 kV | All generators | 0.94 | cap | Dorada 115/33/13.8 kV | m:cosphi:bushv | 0.79609 | ElmTr3
2031 | 2031_DzMD_GzMN_Dp00_Gp00 | A3 -Florencia 33 kV | All generators | 0.95 | cap | Dorada 115/33/13.8 kV | m:cosphi:bushv | 0.80253 | ElmTr3
2031 | 2031_DzMD_GzMN_Dp00_Gp00 | A3 -Florencia 33 kV | All generators | 0.96 | cap | Dorada 115/33/13.8 kV | m:cosphi:bushv | 0.80923 | ElmTr3
2031 | 2031_DzMD_GzMN_Dp00_Gp00 | A3 -Florencia 33 kV | All generators | 0.97 | cap | Dorada 115/33/13.8 kV | m:cosphi:bushv | 0.81639 | ElmTr3
2031 | 2031_DzMD_GzMN_Dp00_Gp00 | A3 -Florencia 33 kV | All generators | 0.98 | cap | Dorada 115/33/13.8 kV | m:cosphi:bushv | 0.82435 | ElmTr3
2031 | 2031_DzMD_GzMN_Dp00_Gp00 | A3 -Florencia 33 kV | All generators | 0.99 | cap | Dorada 115/33/13.8 kV | m:cosphi:bushv | 0.83404 | ElmTr3
2031 | 2031_DzMD_GzMN_Dp00_Gp00 | A3 -Florencia 33 kV | All generators | 1 | cap | Dorada 115/33/13.8 kV | m:cosphi:bushv | 0.85505 | ElmTr3
2031 | 2031_DzMD_GzMN_Dp00_Gp00 | A3 -Florencia 33 kV | All generators | 0.9 | cap | Manzanares 115/33/13.8 kV | m:P:bushv in MW | -3.8875 | ElmTr3
2031 | 2031_DzMD_GzMN_Dp00_Gp00 | A3 -Florencia 33 kV | All generators | 0.91 | cap | Manzanares 115/33/13.8 kV | m:P:bushv in MW | -3.965 | ElmTr3
2031 | 2031_DzMD_GzMN_Dp00_Gp00 | A3 -Florencia 33 kV | All generators | 0.92 | cap | Manzanares 115/33/13.8 kV | m:P:bushv in MW | -4.0375 | ElmTr3
2031 | 2031_DzMD_GzMN_Dp00_Gp00 | A3 -Florencia 33 kV | All generators | 0.93 | cap | Manzanares 115/33/13.8 kV | m:P:bushv in MW | -4.106 | ElmTr3
2031 | 2031_DzMD_GzMN_Dp00_Gp00 | A3 -Florencia 33 kV | All generators | 0.94 | cap | Manzanares 115/33/13.8 kV | m:P:bushv in MW | -4.1713 | ElmTr3
2031 | 2031_DzMD_GzMN_Dp00_Gp00 | A3 -Florencia 33 kV | All generators | 0.95 | cap | Manzanares 115/33/13.8 kV | m:P:bushv in MW | -4.2344 | ElmTr3
2031 | 2031_DzMD_GzMN_Dp00_Gp00 | A3 -Florencia 33 kV | All generators | 0.96 | cap | Manzanares 115/33/13.8 kV | m:P:bushv in MW | -4.2961 | ElmTr3
2031 | 2031_DzMD_GzMN_Dp00_Gp00 | A3 -Florencia 33 kV | All generators | 0.97 | cap | Manzanares 115/33/13.8 kV | m:P:bushv in MW | -4.3579 | ElmTr3
2031 | 2031_DzMD_GzMN_Dp00_Gp00 | A3 -Florencia 33 kV | All generators | 0.98 | cap | Manzanares 115/33/13.8 kV | m:P:bushv in MW | -4.4217 | ElmTr3
2031 | 2031_DzMD_GzMN_Dp00_Gp00 | A3 -Florencia 33 kV | All generators | 0.99 | cap | Manzanares 115/33/13.8 kV | m:P:bushv in MW | -4.4926 | ElmTr3
2031 | 2031_DzMD_GzMN_Dp00_Gp00 | A3 -Florencia 33 kV | All generators | 1 | cap | Manzanares 115/33/13.8 kV | m:P:bushv in MW | -4.6224 | ElmTr3
2031 | 2031_DzMD_GzMN_Dp00_Gp00 | A3 -Florencia 33 kV | All generators | 0.9 | cap | Manzanares 115/33/13.8 kV | m:Q:bushv in Mvar | 7.4875 | ElmTr3
2031 | 2031_DzMD_GzMN_Dp00_Gp00 | A3 -Florencia 33 kV | All generators | 0.91 | cap | Manzanares 115/33/13.8 kV | m:Q:bushv in Mvar | 7.0915 | ElmTr3
2031 | 2031_DzMD_GzMN_Dp00_Gp00 | A3 -Florencia 33 kV | All generators | 0.92 | cap | Manzanares 115/33/13.8 kV | m:Q:bushv in Mvar | 6.7039 | ElmTr3
2031 | 2031_DzMD_GzMN_Dp00_Gp00 | A3 -Florencia 33 kV | All generators | 0.93 | cap | Manzanares 115/33/13.8 kV | m:Q:bushv in Mvar | 6.3202 | ElmTr3
2031 | 2031_DzMD_GzMN_Dp00_Gp00 | A3 -Florencia 33 kV | All generators | 0.94 | cap | Manzanares 115/33/13.8 kV | m:Q:bushv in Mvar | 5.9359 | ElmTr3
2031 | 2031_DzMD_GzMN_Dp00_Gp00 | A3 -Florencia 33 kV | All generators | 0.95 | cap | Manzanares 115/33/13.8 kV | m:Q:bushv in Mvar | 5.5454 | ElmTr3
2031 | 2031_DzMD_GzMN_Dp00_Gp00 | A3 -Florencia 33 kV | All generators | 0.96 | cap | Manzanares 115/33/13.8 kV | m:Q:bushv in Mvar | 5.1412 | ElmTr3
2031 | 2031_DzMD_GzMN_Dp00_Gp00 | A3 -Florencia 33 kV | All generators | 0.97 | cap | Manzanares 115/33/13.8 kV | m:Q:bushv in Mvar | 4.7119 | ElmTr3
2031 | 2031_DzMD_GzMN_Dp00_Gp00 | A3 -Florencia 33 kV | All generators | 0.98 | cap | Manzanares 115/33/13.8 kV | m:Q:bushv in Mvar | 4.2358 | ElmTr3
2031 | 2031_DzMD_GzMN_Dp00_Gp00 | A3 -Florencia 33 kV | All generators | 0.99 | cap | Manzanares 115/33/13.8 kV | m:Q:bushv in Mvar | 3.6585 | ElmTr3
2031 | 2031_DzMD_GzMN_Dp00_Gp00 | A3 -Florencia 33 kV | All generators | 1 | cap | Manzanares 115/33/13.8 kV | m:Q:bushv in Mvar | 2.4031 | ElmTr3
2031 | 2031_DzMD_GzMN_Dp00_Gp00 | A3 -Florencia 33 kV | All generators | 0.9 | cap | Manzanares 115/33/13.8 kV | m:cosphi:bushv | -0.46079 | ElmTr3
2031 | 2031_DzMD_GzMN_Dp00_Gp00 | A3 -Florencia 33 kV | All generators | 0.91 | cap | Manzanares 115/33/13.8 kV | m:cosphi:bushv | -0.48802 | ElmTr3
2031 | 2031_DzMD_GzMN_Dp00_Gp00 | A3 -Florencia 33 kV | All generators | 0.92 | cap | Manzanares 115/33/13.8 kV | m:cosphi:bushv | -0.51592 | ElmTr3
2031 | 2031_DzMD_GzMN_Dp00_Gp00 | A3 -Florencia 33 kV | All generators | 0.93 | cap | Manzanares 115/33/13.8 kV | m:cosphi:bushv | -0.54479 | ElmTr3
2031 | 2031_DzMD_GzMN_Dp00_Gp00 | A3 -Florencia 33 kV | All generators | 0.94 | cap | Manzanares 115/33/13.8 kV | m:cosphi:bushv | -0.57496 | ElmTr3
2031 | 2031_DzMD_GzMN_Dp00_Gp00 | A3 -Florencia 33 kV | All generators | 0.95 | cap | Manzanares 115/33/13.8 kV | m:cosphi:bushv | -0.60689 | ElmTr3
2031 | 2031_DzMD_GzMN_Dp00_Gp00 | A3 -Florencia 33 kV | All generators | 0.96 | cap | Manzanares 115/33/13.8 kV | m:cosphi:bushv | -0.64122 | ElmTr3
2031 | 2031_DzMD_GzMN_Dp00_Gp00 | A3 -Florencia 33 kV | All generators | 0.97 | cap | Manzanares 115/33/13.8 kV | m:cosphi:bushv | -0.67899 | ElmTr3
2031 | 2031_DzMD_GzMN_Dp00_Gp00 | A3 -Florencia 33 kV | All generators | 0.98 | cap | Manzanares 115/33/13.8 kV | m:cosphi:bushv | -0.72212 | ElmTr3
2031 | 2031_DzMD_GzMN_Dp00_Gp00 | A3 -Florencia 33 kV | All generators | 0.99 | cap | Manzanares 115/33/13.8 kV | m:cosphi:bushv | -0.77541 | ElmTr3
2031 | 2031_DzMD_GzMN_Dp00_Gp00 | A3 -Florencia 33 kV | All generators | 1 | cap | Manzanares 115/33/13.8 kV | m:cosphi:bushv | -0.88726 | ElmTr3
2031 | 2031_DzMD_GzMN_Dp00_Gp00 | A3 -Florencia 33 kV | All generators | 0.9 | cap | Purnio 230/115 | m:P:bushv in MW | 50.571 | ElmTr3
2031 | 2031_DzMD_GzMN_Dp00_Gp00 | A3 -Florencia 33 kV | All generators | 0.91 | cap | Purnio 230/115 | m:P:bushv in MW | 50.5591 | ElmTr3
2031 | 2031_DzMD_GzMN_Dp00_Gp00 | A3 -Florencia 33 kV | All generators | 0.92 | cap | Purnio 230/115 | m:P:bushv in MW | 50.5489 | ElmTr3
2031 | 2031_DzMD_GzMN_Dp00_Gp00 | A3 -Florencia 33 kV | All generators | 0.93 | cap | Purnio 230/115 | m:P:bushv in MW | 50.5403 | ElmTr3
2031 | 2031_DzMD_GzMN_Dp00_Gp00 | A3 -Florencia 33 kV | All generators | 0.94 | cap | Purnio 230/115 | m:P:bushv in MW | 50.5331 | ElmTr3
2031 | 2031_DzMD_GzMN_Dp00_Gp00 | A3 -Florencia 33 kV | All generators | 0.95 | cap | Purnio 230/115 | m:P:bushv in MW | 50.5273 | ElmTr3
2031 | 2031_DzMD_GzMN_Dp00_Gp00 | A3 -Florencia 33 kV | All generators | 0.96 | cap | Purnio 230/115 | m:P:bushv in MW | 50.5228 | ElmTr3
2031 | 2031_DzMD_GzMN_Dp00_Gp00 | A3 -Florencia 33 kV | All generators | 0.97 | cap | Purnio 230/115 | m:P:bushv in MW | 50.5198 | ElmTr3
2031 | 2031_DzMD_GzMN_Dp00_Gp00 | A3 -Florencia 33 kV | All generators | 0.98 | cap | Purnio 230/115 | m:P:bushv in MW | 50.5185 | ElmTr3
2031 | 2031_DzMD_GzMN_Dp00_Gp00 | A3 -Florencia 33 kV | All generators | 0.99 | cap | Purnio 230/115 | m:P:bushv in MW | 50.5198 | ElmTr3
2031 | 2031_DzMD_GzMN_Dp00_Gp00 | A3 -Florencia 33 kV | All generators | 1 | cap | Purnio 230/115 | m:P:bushv in MW | 50.5335 | ElmTr3
2031 | 2031_DzMD_GzMN_Dp00_Gp00 | A3 -Florencia 33 kV | All generators | 0.9 | cap | Purnio 230/115 | m:Q:bushv in Mvar | -2.7353 | ElmTr3
2031 | 2031_DzMD_GzMN_Dp00_Gp00 | A3 -Florencia 33 kV | All generators | 0.91 | cap | Purnio 230/115 | m:Q:bushv in Mvar | -2.9147 | ElmTr3
2031 | 2031_DzMD_GzMN_Dp00_Gp00 | A3 -Florencia 33 kV | All generators | 0.92 | cap | Purnio 230/115 | m:Q:bushv in Mvar | -3.0897 | ElmTr3
2031 | 2031_DzMD_GzMN_Dp00_Gp00 | A3 -Florencia 33 kV | All generators | 0.93 | cap | Purnio 230/115 | m:Q:bushv in Mvar | -3.2626 | ElmTr3
2031 | 2031_DzMD_GzMN_Dp00_Gp00 | A3 -Florencia 33 kV | All generators | 0.94 | cap | Purnio 230/115 | m:Q:bushv in Mvar | -3.4353 | ElmTr3
2031 | 2031_DzMD_GzMN_Dp00_Gp00 | A3 -Florencia 33 kV | All generators | 0.95 | cap | Purnio 230/115 | m:Q:bushv in Mvar | -3.6103 | ElmTr3
2031 | 2031_DzMD_GzMN_Dp00_Gp00 | A3 -Florencia 33 kV | All generators | 0.96 | cap | Purnio 230/115 | m:Q:bushv in Mvar | -3.791 | ElmTr3
2031 | 2031_DzMD_GzMN_Dp00_Gp00 | A3 -Florencia 33 kV | All generators | 0.97 | cap | Purnio 230/115 | m:Q:bushv in Mvar | -3.9824 | ElmTr3
2031 | 2031_DzMD_GzMN_Dp00_Gp00 | A3 -Florencia 33 kV | All generators | 0.98 | cap | Purnio 230/115 | m:Q:bushv in Mvar | -4.194 | ElmTr3
2031 | 2031_DzMD_GzMN_Dp00_Gp00 | A3 -Florencia 33 kV | All generators | 0.99 | cap | Purnio 230/115 | m:Q:bushv in Mvar | -4.4498 | ElmTr3
2031 | 2031_DzMD_GzMN_Dp00_Gp00 | A3 -Florencia 33 kV | All generators | 1 | cap | Purnio 230/115 | m:Q:bushv in Mvar | -5.0026 | ElmTr3
2031 | 2031_DzMD_GzMN_Dp00_Gp00 | A3 -Florencia 33 kV | All generators | 0.9 | cap | Purnio 230/115 | m:cosphi:bushv | 0.99854 | ElmTr3
2031 | 2031_DzMD_GzMN_Dp00_Gp00 | A3 -Florencia 33 kV | All generators | 0.91 | cap | Purnio 230/115 | m:cosphi:bushv | 0.99834 | ElmTr3
2031 | 2031_DzMD_GzMN_Dp00_Gp00 | A3 -Florencia 33 kV | All generators | 0.92 | cap | Purnio 230/115 | m:cosphi:bushv | 0.99814 | ElmTr3
2031 | 2031_DzMD_GzMN_Dp00_Gp00 | A3 -Florencia 33 kV | All generators | 0.93 | cap | Purnio 230/115 | m:cosphi:bushv | 0.99792 | ElmTr3
2031 | 2031_DzMD_GzMN_Dp00_Gp00 | A3 -Florencia 33 kV | All generators | 0.94 | cap | Purnio 230/115 | m:cosphi:bushv | 0.9977 | ElmTr3
2031 | 2031_DzMD_GzMN_Dp00_Gp00 | A3 -Florencia 33 kV | All generators | 0.95 | cap | Purnio 230/115 | m:cosphi:bushv | 0.99746 | ElmTr3
2031 | 2031_DzMD_GzMN_Dp00_Gp00 | A3 -Florencia 33 kV | All generators | 0.96 | cap | Purnio 230/115 | m:cosphi:bushv | 0.9972 | ElmTr3
2031 | 2031_DzMD_GzMN_Dp00_Gp00 | A3 -Florencia 33 kV | All generators | 0.97 | cap | Purnio 230/115 | m:cosphi:bushv | 0.99691 | ElmTr3
2031 | 2031_DzMD_GzMN_Dp00_Gp00 | A3 -Florencia 33 kV | All generators | 0.98 | cap | Purnio 230/115 | m:cosphi:bushv | 0.99657 | ElmTr3
2031 | 2031_DzMD_GzMN_Dp00_Gp00 | A3 -Florencia 33 kV | All generators | 0.99 | cap | Purnio 230/115 | m:cosphi:bushv | 0.99614 | ElmTr3
2031 | 2031_DzMD_GzMN_Dp00_Gp00 | A3 -Florencia 33 kV | All generators | 1 | cap | Purnio 230/115 | m:cosphi:bushv | 0.99514 | ElmTr3
2031 | 2031_DzMD_GzMN_Dp00_Gp00 | A3 -Florencia 33 kV | All generators | 0.9 | cap | Victoria 115/33/13.8 kV | m:P:bushv in MW | 0.88073 | ElmTr3
2031 | 2031_DzMD_GzMN_Dp00_Gp00 | A3 -Florencia 33 kV | All generators | 0.91 | cap | Victoria 115/33/13.8 kV | m:P:bushv in MW | 0.8584 | ElmTr3
2031 | 2031_DzMD_GzMN_Dp00_Gp00 | A3 -Florencia 33 kV | All generators | 0.92 | cap | Victoria 115/33/13.8 kV | m:P:bushv in MW | 0.83851 | ElmTr3
2031 | 2031_DzMD_GzMN_Dp00_Gp00 | A3 -Florencia 33 kV | All generators | 0.93 | cap | Victoria 115/33/13.8 kV | m:P:bushv in MW | 0.82074 | ElmTr3
2031 | 2031_DzMD_GzMN_Dp00_Gp00 | A3 -Florencia 33 kV | All generators | 0.94 | cap | Victoria 115/33/13.8 kV | m:P:bushv in MW | 0.80484 | ElmTr3
2031 | 2031_DzMD_GzMN_Dp00_Gp00 | A3 -Florencia 33 kV | All generators | 0.95 | cap | Victoria 115/33/13.8 kV | m:P:bushv in MW | 0.79061 | ElmTr3
2031 | 2031_DzMD_GzMN_Dp00_Gp00 | A3 -Florencia 33 kV | All generators | 0.96 | cap | Victoria 115/33/13.8 kV | m:P:bushv in MW | 0.77791 | ElmTr3
2031 | 2031_DzMD_GzMN_Dp00_Gp00 | A3 -Florencia 33 kV | All generators | 0.97 | cap | Victoria 115/33/13.8 kV | m:P:bushv in MW | 0.76669 | ElmTr3
2031 | 2031_DzMD_GzMN_Dp00_Gp00 | A3 -Florencia 33 kV | All generators | 0.98 | cap | Victoria 115/33/13.8 kV | m:P:bushv in MW | 0.75694 | ElmTr3
2031 | 2031_DzMD_GzMN_Dp00_Gp00 | A3 -Florencia 33 kV | All generators | 0.99 | cap | Victoria 115/33/13.8 kV | m:P:bushv in MW | 0.74888 | ElmTr3
2031 | 2031_DzMD_GzMN_Dp00_Gp00 | A3 -Florencia 33 kV | All generators | 1 | cap | Victoria 115/33/13.8 kV | m:P:bushv in MW | 0.74551 | ElmTr3
2031 | 2031_DzMD_GzMN_Dp00_Gp00 | A3 -Florencia 33 kV | All generators | 0.9 | cap | Victoria 115/33/13.8 kV | m:Q:bushv in Mvar | 7.4754 | ElmTr3
2031 | 2031_DzMD_GzMN_Dp00_Gp00 | A3 -Florencia 33 kV | All generators | 0.91 | cap | Victoria 115/33/13.8 kV | m:Q:bushv in Mvar | 7.2452 | ElmTr3
2031 | 2031_DzMD_GzMN_Dp00_Gp00 | A3 -Florencia 33 kV | All generators | 0.92 | cap | Victoria 115/33/13.8 kV | m:Q:bushv in Mvar | 7.02 | ElmTr3
2031 | 2031_DzMD_GzMN_Dp00_Gp00 | A3 -Florencia 33 kV | All generators | 0.93 | cap | Victoria 115/33/13.8 kV | m:Q:bushv in Mvar | 6.7973 | ElmTr3
2031 | 2031_DzMD_GzMN_Dp00_Gp00 | A3 -Florencia 33 kV | All generators | 0.94 | cap | Victoria 115/33/13.8 kV | m:Q:bushv in Mvar | 6.5745 | ElmTr3
2031 | 2031_DzMD_GzMN_Dp00_Gp00 | A3 -Florencia 33 kV | All generators | 0.95 | cap | Victoria 115/33/13.8 kV | m:Q:bushv in Mvar | 6.3482 | ElmTr3
2031 | 2031_DzMD_GzMN_Dp00_Gp00 | A3 -Florencia 33 kV | All generators | 0.96 | cap | Victoria 115/33/13.8 kV | m:Q:bushv in Mvar | 6.1143 | ElmTr3
2031 | 2031_DzMD_GzMN_Dp00_Gp00 | A3 -Florencia 33 kV | All generators | 0.97 | cap | Victoria 115/33/13.8 kV | m:Q:bushv in Mvar | 5.866 | ElmTr3
2031 | 2031_DzMD_GzMN_Dp00_Gp00 | A3 -Florencia 33 kV | All generators | 0.98 | cap | Victoria 115/33/13.8 kV | m:Q:bushv in Mvar | 5.591 | ElmTr3
2031 | 2031_DzMD_GzMN_Dp00_Gp00 | A3 -Florencia 33 kV | All generators | 0.99 | cap | Victoria 115/33/13.8 kV | m:Q:bushv in Mvar | 5.2578 | ElmTr3
2031 | 2031_DzMD_GzMN_Dp00_Gp00 | A3 -Florencia 33 kV | All generators | 1 | cap | Victoria 115/33/13.8 kV | m:Q:bushv in Mvar | 4.5347 | ElmTr3
2031 | 2031_DzMD_GzMN_Dp00_Gp00 | A3 -Florencia 33 kV | All generators | 0.9 | cap | Victoria 115/33/13.8 kV | m:cosphi:bushv | 0.11701 | ElmTr3
2031 | 2031_DzMD_GzMN_Dp00_Gp00 | A3 -Florencia 33 kV | All generators | 0.91 | cap | Victoria 115/33/13.8 kV | m:cosphi:bushv | 0.11766 | ElmTr3
2031 | 2031_DzMD_GzMN_Dp00_Gp00 | A3 -Florencia 33 kV | All generators | 0.92 | cap | Victoria 115/33/13.8 kV | m:cosphi:bushv | 0.1186 | ElmTr3
2031 | 2031_DzMD_GzMN_Dp00_Gp00 | A3 -Florencia 33 kV | All generators | 0.93 | cap | Victoria 115/33/13.8 kV | m:cosphi:bushv | 0.11987 | ElmTr3
2031 | 2031_DzMD_GzMN_Dp00_Gp00 | A3 -Florencia 33 kV | All generators | 0.94 | cap | Victoria 115/33/13.8 kV | m:cosphi:bushv | 0.12151 | ElmTr3
2031 | 2031_DzMD_GzMN_Dp00_Gp00 | A3 -Florencia 33 kV | All generators | 0.95 | cap | Victoria 115/33/13.8 kV | m:cosphi:bushv | 0.12359 | ElmTr3
2031 | 2031_DzMD_GzMN_Dp00_Gp00 | A3 -Florencia 33 kV | All generators | 0.96 | cap | Victoria 115/33/13.8 kV | m:cosphi:bushv | 0.12621 | ElmTr3
2031 | 2031_DzMD_GzMN_Dp00_Gp00 | A3 -Florencia 33 kV | All generators | 0.97 | cap | Victoria 115/33/13.8 kV | m:cosphi:bushv | 0.1296 | ElmTr3
2031 | 2031_DzMD_GzMN_Dp00_Gp00 | A3 -Florencia 33 kV | All generators | 0.98 | cap | Victoria 115/33/13.8 kV | m:cosphi:bushv | 0.13416 | ElmTr3
2031 | 2031_DzMD_GzMN_Dp00_Gp00 | A3 -Florencia 33 kV | All generators | 0.99 | cap | Victoria 115/33/13.8 kV | m:cosphi:bushv | 0.14101 | ElmTr3
2031 | 2031_DzMD_GzMN_Dp00_Gp00 | A3 -Florencia 33 kV | All generators | 1 | cap | Victoria 115/33/13.8 kV | m:cosphi:bushv | 0.16222 | ElmTr3
2031 | 2031_DzMD_GzMN_Dp00_Gp00 | A3 -Florencia 33 kV | All generators | 0.9 | ind | Dorada - Magdalena 115 kV | m:P:bus1 in MW | 52.0526 | ElmLne
2031 | 2031_DzMD_GzMN_Dp00_Gp00 | A3 -Florencia 33 kV | All generators | 0.91 | ind | Dorada - Magdalena 115 kV | m:P:bus1 in MW | 52.0458 | ElmLne
2031 | 2031_DzMD_GzMN_Dp00_Gp00 | A3 -Florencia 33 kV | All generators | 0.92 | ind | Dorada - Magdalena 115 kV | m:P:bus1 in MW | 52.0387 | ElmLne
2031 | 2031_DzMD_GzMN_Dp00_Gp00 | A3 -Florencia 33 kV | All generators | 0.93 | ind | Dorada - Magdalena 115 kV | m:P:bus1 in MW | 52.031 | ElmLne
2031 | 2031_DzMD_GzMN_Dp00_Gp00 | A3 -Florencia 33 kV | All generators | 0.94 | ind | Dorada - Magdalena 115 kV | m:P:bus1 in MW | 52.0228 | ElmLne
2031 | 2031_DzMD_GzMN_Dp00_Gp00 | A3 -Florencia 33 kV | All generators | 0.95 | ind | Dorada - Magdalena 115 kV | m:P:bus1 in MW | 52.0138 | ElmLne
2031 | 2031_DzMD_GzMN_Dp00_Gp00 | A3 -Florencia 33 kV | All generators | 0.96 | ind | Dorada - Magdalena 115 kV | m:P:bus1 in MW | 52.0038 | ElmLne
2031 | 2031_DzMD_GzMN_Dp00_Gp00 | A3 -Florencia 33 kV | All generators | 0.97 | ind | Dorada - Magdalena 115 kV | m:P:bus1 in MW | 51.9923 | ElmLne
2031 | 2031_DzMD_GzMN_Dp00_Gp00 | A3 -Florencia 33 kV | All generators | 0.98 | ind | Dorada - Magdalena 115 kV | m:P:bus1 in MW | 51.9784 | ElmLne
2031 | 2031_DzMD_GzMN_Dp00_Gp00 | A3 -Florencia 33 kV | All generators | 0.99 | ind | Dorada - Magdalena 115 kV | m:P:bus1 in MW | 51.9598 | ElmLne
2031 | 2031_DzMD_GzMN_Dp00_Gp00 | A3 -Florencia 33 kV | All generators | 1 | ind | Dorada - Magdalena 115 kV | m:P:bus1 in MW | 51.9113 | ElmLne
2031 | 2031_DzMD_GzMN_Dp00_Gp00 | A3 -Florencia 33 kV | All generators | 0.9 | ind | Dorada - Magdalena 115 kV | m:P:bus2 in MW | -51.9135 | ElmLne
2031 | 2031_DzMD_GzMN_Dp00_Gp00 | A3 -Florencia 33 kV | All generators | 0.91 | ind | Dorada - Magdalena 115 kV | m:P:bus2 in MW | -51.9067 | ElmLne
2031 | 2031_DzMD_GzMN_Dp00_Gp00 | A3 -Florencia 33 kV | All generators | 0.92 | ind | Dorada - Magdalena 115 kV | m:P:bus2 in MW | -51.8995 | ElmLne
2031 | 2031_DzMD_GzMN_Dp00_Gp00 | A3 -Florencia 33 kV | All generators | 0.93 | ind | Dorada - Magdalena 115 kV | m:P:bus2 in MW | -51.8919 | ElmLne
2031 | 2031_DzMD_GzMN_Dp00_Gp00 | A3 -Florencia 33 kV | All generators | 0.94 | ind | Dorada - Magdalena 115 kV | m:P:bus2 in MW | -51.8837 | ElmLne
2031 | 2031_DzMD_GzMN_Dp00_Gp00 | A3 -Florencia 33 kV | All generators | 0.95 | ind | Dorada - Magdalena 115 kV | m:P:bus2 in MW | -51.8747 | ElmLne
2031 | 2031_DzMD_GzMN_Dp00_Gp00 | A3 -Florencia 33 kV | All generators | 0.96 | ind | Dorada - Magdalena 115 kV | m:P:bus2 in MW | -51.8647 | ElmLne
2031 | 2031_DzMD_GzMN_Dp00_Gp00 | A3 -Florencia 33 kV | All generators | 0.97 | ind | Dorada - Magdalena 115 kV | m:P:bus2 in MW | -51.8532 | ElmLne
2031 | 2031_DzMD_GzMN_Dp00_Gp00 | A3 -Florencia 33 kV | All generators | 0.98 | ind | Dorada - Magdalena 115 kV | m:P:bus2 in MW | -51.8394 | ElmLne
2031 | 2031_DzMD_GzMN_Dp00_Gp00 | A3 -Florencia 33 kV | All generators | 0.99 | ind | Dorada - Magdalena 115 kV | m:P:bus2 in MW | -51.8208 | ElmLne
2031 | 2031_DzMD_GzMN_Dp00_Gp00 | A3 -Florencia 33 kV | All generators | 1 | ind | Dorada - Magdalena 115 kV | m:P:bus2 in MW | -51.7725 | ElmLne
2031 | 2031_DzMD_GzMN_Dp00_Gp00 | A3 -Florencia 33 kV | All generators | 0.9 | ind | Dorada - Magdalena 115 kV | m:Q:bus1 in Mvar | 4.5776 | ElmLne
2031 | 2031_DzMD_GzMN_Dp00_Gp00 | A3 -Florencia 33 kV | All generators | 0.91 | ind | Dorada - Magdalena 115 kV | m:Q:bus1 in Mvar | 4.5539 | ElmLne
2031 | 2031_DzMD_GzMN_Dp00_Gp00 | A3 -Florencia 33 kV | All generators | 0.92 | ind | Dorada - Magdalena 115 kV | m:Q:bus1 in Mvar | 4.5292 | ElmLne
2031 | 2031_DzMD_GzMN_Dp00_Gp00 | A3 -Florencia 33 kV | All generators | 0.93 | ind | Dorada - Magdalena 115 kV | m:Q:bus1 in Mvar | 4.5031 | ElmLne
2031 | 2031_DzMD_GzMN_Dp00_Gp00 | A3 -Florencia 33 kV | All generators | 0.94 | ind | Dorada - Magdalena 115 kV | m:Q:bus1 in Mvar | 4.4754 | ElmLne
2031 | 2031_DzMD_GzMN_Dp00_Gp00 | A3 -Florencia 33 kV | All generators | 0.95 | ind | Dorada - Magdalena 115 kV | m:Q:bus1 in Mvar | 4.4455 | ElmLne
2031 | 2031_DzMD_GzMN_Dp00_Gp00 | A3 -Florencia 33 kV | All generators | 0.96 | ind | Dorada - Magdalena 115 kV | m:Q:bus1 in Mvar | 4.4127 | ElmLne
2031 | 2031_DzMD_GzMN_Dp00_Gp00 | A3 -Florencia 33 kV | All generators | 0.97 | ind | Dorada - Magdalena 115 kV | m:Q:bus1 in Mvar | 4.3756 | ElmLne
2031 | 2031_DzMD_GzMN_Dp00_Gp00 | A3 -Florencia 33 kV | All generators | 0.98 | ind | Dorada - Magdalena 115 kV | m:Q:bus1 in Mvar | 4.3315 | ElmLne
2031 | 2031_DzMD_GzMN_Dp00_Gp00 | A3 -Florencia 33 kV | All generators | 0.99 | ind | Dorada - Magdalena 115 kV | m:Q:bus1 in Mvar | 4.2738 | ElmLne
2031 | 2031_DzMD_GzMN_Dp00_Gp00 | A3 -Florencia 33 kV | All generators | 1 | ind | Dorada - Magdalena 115 kV | m:Q:bus1 in Mvar | 4.1292 | ElmLne
2031 | 2031_DzMD_GzMN_Dp00_Gp00 | A3 -Florencia 33 kV | All generators | 0.9 | ind | Dorada - Magdalena 115 kV | m:Q:bus2 in Mvar | -4.2589 | ElmLne
2031 | 2031_DzMD_GzMN_Dp00_Gp00 | A3 -Florencia 33 kV | All generators | 0.91 | ind | Dorada - Magdalena 115 kV | m:Q:bus2 in Mvar | -4.2352 | ElmLne
2031 | 2031_DzMD_GzMN_Dp00_Gp00 | A3 -Florencia 33 kV | All generators | 0.92 | ind | Dorada - Magdalena 115 kV | m:Q:bus2 in Mvar | -4.2105 | ElmLne
2031 | 2031_DzMD_GzMN_Dp00_Gp00 | A3 -Florencia 33 kV | All generators | 0.93 | ind | Dorada - Magdalena 115 kV | m:Q:bus2 in Mvar | -4.1844 | ElmLne
2031 | 2031_DzMD_GzMN_Dp00_Gp00 | A3 -Florencia 33 kV | All generators | 0.94 | ind | Dorada - Magdalena 115 kV | m:Q:bus2 in Mvar | -4.1567 | ElmLne
2031 | 2031_DzMD_GzMN_Dp00_Gp00 | A3 -Florencia 33 kV | All generators | 0.95 | ind | Dorada - Magdalena 115 kV | m:Q:bus2 in Mvar | -4.1268 | ElmLne
2031 | 2031_DzMD_GzMN_Dp00_Gp00 | A3 -Florencia 33 kV | All generators | 0.96 | ind | Dorada - Magdalena 115 kV | m:Q:bus2 in Mvar | -4.094 | ElmLne
2031 | 2031_DzMD_GzMN_Dp00_Gp00 | A3 -Florencia 33 kV | All generators | 0.97 | ind | Dorada - Magdalena 115 kV | m:Q:bus2 in Mvar | -4.0568 | ElmLne
2031 | 2031_DzMD_GzMN_Dp00_Gp00 | A3 -Florencia 33 kV | All generators | 0.98 | ind | Dorada - Magdalena 115 kV | m:Q:bus2 in Mvar | -4.0128 | ElmLne
2031 | 2031_DzMD_GzMN_Dp00_Gp00 | A3 -Florencia 33 kV | All generators | 0.99 | ind | Dorada - Magdalena 115 kV | m:Q:bus2 in Mvar | -3.955 | ElmLne
2031 | 2031_DzMD_GzMN_Dp00_Gp00 | A3 -Florencia 33 kV | All generators | 1 | ind | Dorada - Magdalena 115 kV | m:Q:bus2 in Mvar | -3.8105 | ElmLne
2031 | 2031_DzMD_GzMN_Dp00_Gp00 | A3 -Florencia 33 kV | All generators | 0.9 | ind | Dorada - Magdalena 115 kV | m:cosphi:bus1 | 0.99615 | ElmLne
2031 | 2031_DzMD_GzMN_Dp00_Gp00 | A3 -Florencia 33 kV | All generators | 0.91 | ind | Dorada - Magdalena 115 kV | m:cosphi:bus1 | 0.99619 | ElmLne
2031 | 2031_DzMD_GzMN_Dp00_Gp00 | A3 -Florencia 33 kV | All generators | 0.92 | ind | Dorada - Magdalena 115 kV | m:cosphi:bus1 | 0.99623 | ElmLne
2031 | 2031_DzMD_GzMN_Dp00_Gp00 | A3 -Florencia 33 kV | All generators | 0.93 | ind | Dorada - Magdalena 115 kV | m:cosphi:bus1 | 0.99628 | ElmLne
2031 | 2031_DzMD_GzMN_Dp00_Gp00 | A3 -Florencia 33 kV | All generators | 0.94 | ind | Dorada - Magdalena 115 kV | m:cosphi:bus1 | 0.99632 | ElmLne
2031 | 2031_DzMD_GzMN_Dp00_Gp00 | A3 -Florencia 33 kV | All generators | 0.95 | ind | Dorada - Magdalena 115 kV | m:cosphi:bus1 | 0.99637 | ElmLne
2031 | 2031_DzMD_GzMN_Dp00_Gp00 | A3 -Florencia 33 kV | All generators | 0.96 | ind | Dorada - Magdalena 115 kV | m:cosphi:bus1 | 0.99642 | ElmLne
2031 | 2031_DzMD_GzMN_Dp00_Gp00 | A3 -Florencia 33 kV | All generators | 0.97 | ind | Dorada - Magdalena 115 kV | m:cosphi:bus1 | 0.99648 | ElmLne
2031 | 2031_DzMD_GzMN_Dp00_Gp00 | A3 -Florencia 33 kV | All generators | 0.98 | ind | Dorada - Magdalena 115 kV | m:cosphi:bus1 | 0.99655 | ElmLne
2031 | 2031_DzMD_GzMN_Dp00_Gp00 | A3 -Florencia 33 kV | All generators | 0.99 | ind | Dorada - Magdalena 115 kV | m:cosphi:bus1 | 0.99663 | ElmLne
2031 | 2031_DzMD_GzMN_Dp00_Gp00 | A3 -Florencia 33 kV | All generators | 1 | ind | Dorada - Magdalena 115 kV | m:cosphi:bus1 | 0.99685 | ElmLne
2031 | 2031_DzMD_GzMN_Dp00_Gp00 | A3 -Florencia 33 kV | All generators | 0.9 | ind | Dorada - Magdalena 115 kV | m:cosphi:bus2 | -0.99665 | ElmLne
2031 | 2031_DzMD_GzMN_Dp00_Gp00 | A3 -Florencia 33 kV | All generators | 0.91 | ind | Dorada - Magdalena 115 kV | m:cosphi:bus2 | -0.99669 | ElmLne
2031 | 2031_DzMD_GzMN_Dp00_Gp00 | A3 -Florencia 33 kV | All generators | 0.92 | ind | Dorada - Magdalena 115 kV | m:cosphi:bus2 | -0.99672 | ElmLne
2031 | 2031_DzMD_GzMN_Dp00_Gp00 | A3 -Florencia 33 kV | All generators | 0.93 | ind | Dorada - Magdalena 115 kV | m:cosphi:bus2 | -0.99677 | ElmLne
2031 | 2031_DzMD_GzMN_Dp00_Gp00 | A3 -Florencia 33 kV | All generators | 0.94 | ind | Dorada - Magdalena 115 kV | m:cosphi:bus2 | -0.99681 | ElmLne
2031 | 2031_DzMD_GzMN_Dp00_Gp00 | A3 -Florencia 33 kV | All generators | 0.95 | ind | Dorada - Magdalena 115 kV | m:cosphi:bus2 | -0.99685 | ElmLne
2031 | 2031_DzMD_GzMN_Dp00_Gp00 | A3 -Florencia 33 kV | All generators | 0.96 | ind | Dorada - Magdalena 115 kV | m:cosphi:bus2 | -0.9969 | ElmLne
2031 | 2031_DzMD_GzMN_Dp00_Gp00 | A3 -Florencia 33 kV | All generators | 0.97 | ind | Dorada - Magdalena 115 kV | m:cosphi:bus2 | -0.99695 | ElmLne
2031 | 2031_DzMD_GzMN_Dp00_Gp00 | A3 -Florencia 33 kV | All generators | 0.98 | ind | Dorada - Magdalena 115 kV | m:cosphi:bus2 | -0.99702 | ElmLne
2031 | 2031_DzMD_GzMN_Dp00_Gp00 | A3 -Florencia 33 kV | All generators | 0.99 | ind | Dorada - Magdalena 115 kV | m:cosphi:bus2 | -0.9971 | ElmLne
2031 | 2031_DzMD_GzMN_Dp00_Gp00 | A3 -Florencia 33 kV | All generators | 1 | ind | Dorada - Magdalena 115 kV | m:cosphi:bus2 | -0.9973 | ElmLne
2031 | 2031_DzMD_GzMN_Dp00_Gp00 | A3 -Florencia 33 kV | All generators | 0.9 | ind | Mariquita - Victoria 2 115 | m:P:bus1 in MW | 7.5532 | ElmLne
2031 | 2031_DzMD_GzMN_Dp00_Gp00 | A3 -Florencia 33 kV | All generators | 0.91 | ind | Mariquita - Victoria 2 115 | m:P:bus1 in MW | 7.5557 | ElmLne
2031 | 2031_DzMD_GzMN_Dp00_Gp00 | A3 -Florencia 33 kV | All generators | 0.92 | ind | Mariquita - Victoria 2 115 | m:P:bus1 in MW | 7.5584 | ElmLne
2031 | 2031_DzMD_GzMN_Dp00_Gp00 | A3 -Florencia 33 kV | All generators | 0.93 | ind | Mariquita - Victoria 2 115 | m:P:bus1 in MW | 7.5611 | ElmLne
2031 | 2031_DzMD_GzMN_Dp00_Gp00 | A3 -Florencia 33 kV | All generators | 0.94 | ind | Mariquita - Victoria 2 115 | m:P:bus1 in MW | 7.564 | ElmLne
2031 | 2031_DzMD_GzMN_Dp00_Gp00 | A3 -Florencia 33 kV | All generators | 0.95 | ind | Mariquita - Victoria 2 115 | m:P:bus1 in MW | 7.5671 | ElmLne
2031 | 2031_DzMD_GzMN_Dp00_Gp00 | A3 -Florencia 33 kV | All generators | 0.96 | ind | Mariquita - Victoria 2 115 | m:P:bus1 in MW | 7.5704 | ElmLne
2031 | 2031_DzMD_GzMN_Dp00_Gp00 | A3 -Florencia 33 kV | All generators | 0.97 | ind | Mariquita - Victoria 2 115 | m:P:bus1 in MW | 7.5741 | ElmLne
2031 | 2031_DzMD_GzMN_Dp00_Gp00 | A3 -Florencia 33 kV | All generators | 0.98 | ind | Mariquita - Victoria 2 115 | m:P:bus1 in MW | 7.5784 | ElmLne
2031 | 2031_DzMD_GzMN_Dp00_Gp00 | A3 -Florencia 33 kV | All generators | 0.99 | ind | Mariquita - Victoria 2 115 | m:P:bus1 in MW | 7.5838 | ElmLne
2031 | 2031_DzMD_GzMN_Dp00_Gp00 | A3 -Florencia 33 kV | All generators | 1 | ind | Mariquita - Victoria 2 115 | m:P:bus1 in MW | 7.5966 | ElmLne
2031 | 2031_DzMD_GzMN_Dp00_Gp00 | A3 -Florencia 33 kV | All generators | 0.9 | ind | Mariquita - Victoria 2 115 | m:P:bus2 in MW | -7.49 | ElmLne
2031 | 2031_DzMD_GzMN_Dp00_Gp00 | A3 -Florencia 33 kV | All generators | 0.91 | ind | Mariquita - Victoria 2 115 | m:P:bus2 in MW | -7.4925 | ElmLne
2031 | 2031_DzMD_GzMN_Dp00_Gp00 | A3 -Florencia 33 kV | All generators | 0.92 | ind | Mariquita - Victoria 2 115 | m:P:bus2 in MW | -7.4951 | ElmLne
2031 | 2031_DzMD_GzMN_Dp00_Gp00 | A3 -Florencia 33 kV | All generators | 0.93 | ind | Mariquita - Victoria 2 115 | m:P:bus2 in MW | -7.4978 | ElmLne
2031 | 2031_DzMD_GzMN_Dp00_Gp00 | A3 -Florencia 33 kV | All generators | 0.94 | ind | Mariquita - Victoria 2 115 | m:P:bus2 in MW | -7.5007 | ElmLne
2031 | 2031_DzMD_GzMN_Dp00_Gp00 | A3 -Florencia 33 kV | All generators | 0.95 | ind | Mariquita - Victoria 2 115 | m:P:bus2 in MW | -7.5037 | ElmLne
2031 | 2031_DzMD_GzMN_Dp00_Gp00 | A3 -Florencia 33 kV | All generators | 0.96 | ind | Mariquita - Victoria 2 115 | m:P:bus2 in MW | -7.507 | ElmLne
2031 | 2031_DzMD_GzMN_Dp00_Gp00 | A3 -Florencia 33 kV | All generators | 0.97 | ind | Mariquita - Victoria 2 115 | m:P:bus2 in MW | -7.5106 | ElmLne
2031 | 2031_DzMD_GzMN_Dp00_Gp00 | A3 -Florencia 33 kV | All generators | 0.98 | ind | Mariquita - Victoria 2 115 | m:P:bus2 in MW | -7.5148 | ElmLne
2031 | 2031_DzMD_GzMN_Dp00_Gp00 | A3 -Florencia 33 kV | All generators | 0.99 | ind | Mariquita - Victoria 2 115 | m:P:bus2 in MW | -7.5201 | ElmLne
2031 | 2031_DzMD_GzMN_Dp00_Gp00 | A3 -Florencia 33 kV | All generators | 1 | ind | Mariquita - Victoria 2 115 | m:P:bus2 in MW | -7.5327 | ElmLne
2031 | 2031_DzMD_GzMN_Dp00_Gp00 | A3 -Florencia 33 kV | All generators | 0.9 | ind | Mariquita - Victoria 2 115 | m:Q:bus1 in Mvar | -16.2381 | ElmLne
2031 | 2031_DzMD_GzMN_Dp00_Gp00 | A3 -Florencia 33 kV | All generators | 0.91 | ind | Mariquita - Victoria 2 115 | m:Q:bus1 in Mvar | -16.2401 | ElmLne
2031 | 2031_DzMD_GzMN_Dp00_Gp00 | A3 -Florencia 33 kV | All generators | 0.92 | ind | Mariquita - Victoria 2 115 | m:Q:bus1 in Mvar | -16.2421 | ElmLne
2031 | 2031_DzMD_GzMN_Dp00_Gp00 | A3 -Florencia 33 kV | All generators | 0.93 | ind | Mariquita - Victoria 2 115 | m:Q:bus1 in Mvar | -16.2443 | ElmLne
2031 | 2031_DzMD_GzMN_Dp00_Gp00 | A3 -Florencia 33 kV | All generators | 0.94 | ind | Mariquita - Victoria 2 115 | m:Q:bus1 in Mvar | -16.2466 | ElmLne
2031 | 2031_DzMD_GzMN_Dp00_Gp00 | A3 -Florencia 33 kV | All generators | 0.95 | ind | Mariquita - Victoria 2 115 | m:Q:bus1 in Mvar | -16.249 | ElmLne
2031 | 2031_DzMD_GzMN_Dp00_Gp00 | A3 -Florencia 33 kV | All generators | 0.96 | ind | Mariquita - Victoria 2 115 | m:Q:bus1 in Mvar | -16.2518 | ElmLne
2031 | 2031_DzMD_GzMN_Dp00_Gp00 | A3 -Florencia 33 kV | All generators | 0.97 | ind | Mariquita - Victoria 2 115 | m:Q:bus1 in Mvar | -16.2549 | ElmLne
2031 | 2031_DzMD_GzMN_Dp00_Gp00 | A3 -Florencia 33 kV | All generators | 0.98 | ind | Mariquita - Victoria 2 115 | m:Q:bus1 in Mvar | -16.2585 | ElmLne
2031 | 2031_DzMD_GzMN_Dp00_Gp00 | A3 -Florencia 33 kV | All generators | 0.99 | ind | Mariquita - Victoria 2 115 | m:Q:bus1 in Mvar | -16.2633 | ElmLne
2031 | 2031_DzMD_GzMN_Dp00_Gp00 | A3 -Florencia 33 kV | All generators | 1 | ind | Mariquita - Victoria 2 115 | m:Q:bus1 in Mvar | -16.2755 | ElmLne
2031 | 2031_DzMD_GzMN_Dp00_Gp00 | A3 -Florencia 33 kV | All generators | 0.9 | ind | Mariquita - Victoria 2 115 | m:Q:bus2 in Mvar | 15.7075 | ElmLne
2031 | 2031_DzMD_GzMN_Dp00_Gp00 | A3 -Florencia 33 kV | All generators | 0.91 | ind | Mariquita - Victoria 2 115 | m:Q:bus2 in Mvar | 15.7098 | ElmLne
2031 | 2031_DzMD_GzMN_Dp00_Gp00 | A3 -Florencia 33 kV | All generators | 0.92 | ind | Mariquita - Victoria 2 115 | m:Q:bus2 in Mvar | 15.7121 | ElmLne
2031 | 2031_DzMD_GzMN_Dp00_Gp00 | A3 -Florencia 33 kV | All generators | 0.93 | ind | Mariquita - Victoria 2 115 | m:Q:bus2 in Mvar | 15.7146 | ElmLne
2031 | 2031_DzMD_GzMN_Dp00_Gp00 | A3 -Florencia 33 kV | All generators | 0.94 | ind | Mariquita - Victoria 2 115 | m:Q:bus2 in Mvar | 15.7173 | ElmLne
2031 | 2031_DzMD_GzMN_Dp00_Gp00 | A3 -Florencia 33 kV | All generators | 0.95 | ind | Mariquita - Victoria 2 115 | m:Q:bus2 in Mvar | 15.7202 | ElmLne
2031 | 2031_DzMD_GzMN_Dp00_Gp00 | A3 -Florencia 33 kV | All generators | 0.96 | ind | Mariquita - Victoria 2 115 | m:Q:bus2 in Mvar | 15.7233 | ElmLne
2031 | 2031_DzMD_GzMN_Dp00_Gp00 | A3 -Florencia 33 kV | All generators | 0.97 | ind | Mariquita - Victoria 2 115 | m:Q:bus2 in Mvar | 15.7269 | ElmLne
2031 | 2031_DzMD_GzMN_Dp00_Gp00 | A3 -Florencia 33 kV | All generators | 0.98 | ind | Mariquita - Victoria 2 115 | m:Q:bus2 in Mvar | 15.7311 | ElmLne
2031 | 2031_DzMD_GzMN_Dp00_Gp00 | A3 -Florencia 33 kV | All generators | 0.99 | ind | Mariquita - Victoria 2 115 | m:Q:bus2 in Mvar | 15.7367 | ElmLne
2031 | 2031_DzMD_GzMN_Dp00_Gp00 | A3 -Florencia 33 kV | All generators | 1 | ind | Mariquita - Victoria 2 115 | m:Q:bus2 in Mvar | 15.7507 | ElmLne
2031 | 2031_DzMD_GzMN_Dp00_Gp00 | A3 -Florencia 33 kV | All generators | 0.9 | ind | Mariquita - Victoria 2 115 | m:cosphi:bus1 | 0.42176 | ElmLne
2031 | 2031_DzMD_GzMN_Dp00_Gp00 | A3 -Florencia 33 kV | All generators | 0.91 | ind | Mariquita - Victoria 2 115 | m:cosphi:bus1 | 0.42183 | ElmLne
2031 | 2031_DzMD_GzMN_Dp00_Gp00 | A3 -Florencia 33 kV | All generators | 0.92 | ind | Mariquita - Victoria 2 115 | m:cosphi:bus1 | 0.42191 | ElmLne
2031 | 2031_DzMD_GzMN_Dp00_Gp00 | A3 -Florencia 33 kV | All generators | 0.93 | ind | Mariquita - Victoria 2 115 | m:cosphi:bus1 | 0.42199 | ElmLne
2031 | 2031_DzMD_GzMN_Dp00_Gp00 | A3 -Florencia 33 kV | All generators | 0.94 | ind | Mariquita - Victoria 2 115 | m:cosphi:bus1 | 0.42207 | ElmLne
2031 | 2031_DzMD_GzMN_Dp00_Gp00 | A3 -Florencia 33 kV | All generators | 0.95 | ind | Mariquita - Victoria 2 115 | m:cosphi:bus1 | 0.42216 | ElmLne
2031 | 2031_DzMD_GzMN_Dp00_Gp00 | A3 -Florencia 33 kV | All generators | 0.96 | ind | Mariquita - Victoria 2 115 | m:cosphi:bus1 | 0.42225 | ElmLne
2031 | 2031_DzMD_GzMN_Dp00_Gp00 | A3 -Florencia 33 kV | All generators | 0.97 | ind | Mariquita - Victoria 2 115 | m:cosphi:bus1 | 0.42236 | ElmLne
2031 | 2031_DzMD_GzMN_Dp00_Gp00 | A3 -Florencia 33 kV | All generators | 0.98 | ind | Mariquita - Victoria 2 115 | m:cosphi:bus1 | 0.42247 | ElmLne
2031 | 2031_DzMD_GzMN_Dp00_Gp00 | A3 -Florencia 33 kV | All generators | 0.99 | ind | Mariquita - Victoria 2 115 | m:cosphi:bus1 | 0.42262 | ElmLne
2031 | 2031_DzMD_GzMN_Dp00_Gp00 | A3 -Florencia 33 kV | All generators | 1 | ind | Mariquita - Victoria 2 115 | m:cosphi:bus1 | 0.42295 | ElmLne
2031 | 2031_DzMD_GzMN_Dp00_Gp00 | A3 -Florencia 33 kV | All generators | 0.9 | ind | Mariquita - Victoria 2 115 | m:cosphi:bus2 | -0.43041 | ElmLne
2031 | 2031_DzMD_GzMN_Dp00_Gp00 | A3 -Florencia 33 kV | All generators | 0.91 | ind | Mariquita - Victoria 2 115 | m:cosphi:bus2 | -0.43048 | ElmLne
2031 | 2031_DzMD_GzMN_Dp00_Gp00 | A3 -Florencia 33 kV | All generators | 0.92 | ind | Mariquita - Victoria 2 115 | m:cosphi:bus2 | -0.43055 | ElmLne
2031 | 2031_DzMD_GzMN_Dp00_Gp00 | A3 -Florencia 33 kV | All generators | 0.93 | ind | Mariquita - Victoria 2 115 | m:cosphi:bus2 | -0.43062 | ElmLne
2031 | 2031_DzMD_GzMN_Dp00_Gp00 | A3 -Florencia 33 kV | All generators | 0.94 | ind | Mariquita - Victoria 2 115 | m:cosphi:bus2 | -0.43069 | ElmLne
2031 | 2031_DzMD_GzMN_Dp00_Gp00 | A3 -Florencia 33 kV | All generators | 0.95 | ind | Mariquita - Victoria 2 115 | m:cosphi:bus2 | -0.43077 | ElmLne
2031 | 2031_DzMD_GzMN_Dp00_Gp00 | A3 -Florencia 33 kV | All generators | 0.96 | ind | Mariquita - Victoria 2 115 | m:cosphi:bus2 | -0.43085 | ElmLne
2031 | 2031_DzMD_GzMN_Dp00_Gp00 | A3 -Florencia 33 kV | All generators | 0.97 | ind | Mariquita - Victoria 2 115 | m:cosphi:bus2 | -0.43094 | ElmLne
2031 | 2031_DzMD_GzMN_Dp00_Gp00 | A3 -Florencia 33 kV | All generators | 0.98 | ind | Mariquita - Victoria 2 115 | m:cosphi:bus2 | -0.43104 | ElmLne
2031 | 2031_DzMD_GzMN_Dp00_Gp00 | A3 -Florencia 33 kV | All generators | 0.99 | ind | Mariquita - Victoria 2 115 | m:cosphi:bus2 | -0.43117 | ElmLne
2031 | 2031_DzMD_GzMN_Dp00_Gp00 | A3 -Florencia 33 kV | All generators | 1 | ind | Mariquita - Victoria 2 115 | m:cosphi:bus2 | -0.43144 | ElmLne
2031 | 2031_DzMD_GzMN_Dp00_Gp00 | A3 -Florencia 33 kV | All generators | 0.9 | ind | Dorada 115/33/13.8 kV | m:P:bushv in MW | 7.8504 | ElmTr3
2031 | 2031_DzMD_GzMN_Dp00_Gp00 | A3 -Florencia 33 kV | All generators | 0.91 | ind | Dorada 115/33/13.8 kV | m:P:bushv in MW | 7.8427 | ElmTr3
2031 | 2031_DzMD_GzMN_Dp00_Gp00 | A3 -Florencia 33 kV | All generators | 0.92 | ind | Dorada 115/33/13.8 kV | m:P:bushv in MW | 7.835 | ElmTr3
2031 | 2031_DzMD_GzMN_Dp00_Gp00 | A3 -Florencia 33 kV | All generators | 0.93 | ind | Dorada 115/33/13.8 kV | m:P:bushv in MW | 7.8271 | ElmTr3
2031 | 2031_DzMD_GzMN_Dp00_Gp00 | A3 -Florencia 33 kV | All generators | 0.94 | ind | Dorada 115/33/13.8 kV | m:P:bushv in MW | 7.8191 | ElmTr3
2031 | 2031_DzMD_GzMN_Dp00_Gp00 | A3 -Florencia 33 kV | All generators | 0.95 | ind | Dorada 115/33/13.8 kV | m:P:bushv in MW | 7.8108 | ElmTr3
2031 | 2031_DzMD_GzMN_Dp00_Gp00 | A3 -Florencia 33 kV | All generators | 0.96 | ind | Dorada 115/33/13.8 kV | m:P:bushv in MW | 7.8021 | ElmTr3
2031 | 2031_DzMD_GzMN_Dp00_Gp00 | A3 -Florencia 33 kV | All generators | 0.97 | ind | Dorada 115/33/13.8 kV | m:P:bushv in MW | 7.7928 | ElmTr3
2031 | 2031_DzMD_GzMN_Dp00_Gp00 | A3 -Florencia 33 kV | All generators | 0.98 | ind | Dorada 115/33/13.8 kV | m:P:bushv in MW | 7.7826 | ElmTr3
2031 | 2031_DzMD_GzMN_Dp00_Gp00 | A3 -Florencia 33 kV | All generators | 0.99 | ind | Dorada 115/33/13.8 kV | m:P:bushv in MW | 7.7705 | ElmTr3
2031 | 2031_DzMD_GzMN_Dp00_Gp00 | A3 -Florencia 33 kV | All generators | 1 | ind | Dorada 115/33/13.8 kV | m:P:bushv in MW | 7.7464 | ElmTr3
2031 | 2031_DzMD_GzMN_Dp00_Gp00 | A3 -Florencia 33 kV | All generators | 0.9 | ind | Dorada 115/33/13.8 kV | m:Q:bushv in Mvar | 3.5315 | ElmTr3
2031 | 2031_DzMD_GzMN_Dp00_Gp00 | A3 -Florencia 33 kV | All generators | 0.91 | ind | Dorada 115/33/13.8 kV | m:Q:bushv in Mvar | 3.5931 | ElmTr3
2031 | 2031_DzMD_GzMN_Dp00_Gp00 | A3 -Florencia 33 kV | All generators | 0.92 | ind | Dorada 115/33/13.8 kV | m:Q:bushv in Mvar | 3.6574 | ElmTr3
2031 | 2031_DzMD_GzMN_Dp00_Gp00 | A3 -Florencia 33 kV | All generators | 0.93 | ind | Dorada 115/33/13.8 kV | m:Q:bushv in Mvar | 3.7251 | ElmTr3
2031 | 2031_DzMD_GzMN_Dp00_Gp00 | A3 -Florencia 33 kV | All generators | 0.94 | ind | Dorada 115/33/13.8 kV | m:Q:bushv in Mvar | 3.7972 | ElmTr3
2031 | 2031_DzMD_GzMN_Dp00_Gp00 | A3 -Florencia 33 kV | All generators | 0.95 | ind | Dorada 115/33/13.8 kV | m:Q:bushv in Mvar | 3.8749 | ElmTr3
2031 | 2031_DzMD_GzMN_Dp00_Gp00 | A3 -Florencia 33 kV | All generators | 0.96 | ind | Dorada 115/33/13.8 kV | m:Q:bushv in Mvar | 3.9603 | ElmTr3
2031 | 2031_DzMD_GzMN_Dp00_Gp00 | A3 -Florencia 33 kV | All generators | 0.97 | ind | Dorada 115/33/13.8 kV | m:Q:bushv in Mvar | 4.0569 | ElmTr3
2031 | 2031_DzMD_GzMN_Dp00_Gp00 | A3 -Florencia 33 kV | All generators | 0.98 | ind | Dorada 115/33/13.8 kV | m:Q:bushv in Mvar | 4.1715 | ElmTr3
2031 | 2031_DzMD_GzMN_Dp00_Gp00 | A3 -Florencia 33 kV | All generators | 0.99 | ind | Dorada 115/33/13.8 kV | m:Q:bushv in Mvar | 4.3217 | ElmTr3
2031 | 2031_DzMD_GzMN_Dp00_Gp00 | A3 -Florencia 33 kV | All generators | 1 | ind | Dorada 115/33/13.8 kV | m:Q:bushv in Mvar | 4.6978 | ElmTr3
2031 | 2031_DzMD_GzMN_Dp00_Gp00 | A3 -Florencia 33 kV | All generators | 0.9 | ind | Dorada 115/33/13.8 kV | m:cosphi:bushv | 0.91197 | ElmTr3
2031 | 2031_DzMD_GzMN_Dp00_Gp00 | A3 -Florencia 33 kV | All generators | 0.91 | ind | Dorada 115/33/13.8 kV | m:cosphi:bushv | 0.90913 | ElmTr3
2031 | 2031_DzMD_GzMN_Dp00_Gp00 | A3 -Florencia 33 kV | All generators | 0.92 | ind | Dorada 115/33/13.8 kV | m:cosphi:bushv | 0.90614 | ElmTr3
2031 | 2031_DzMD_GzMN_Dp00_Gp00 | A3 -Florencia 33 kV | All generators | 0.93 | ind | Dorada 115/33/13.8 kV | m:cosphi:bushv | 0.90295 | ElmTr3
2031 | 2031_DzMD_GzMN_Dp00_Gp00 | A3 -Florencia 33 kV | All generators | 0.94 | ind | Dorada 115/33/13.8 kV | m:cosphi:bushv | 0.89954 | ElmTr3
2031 | 2031_DzMD_GzMN_Dp00_Gp00 | A3 -Florencia 33 kV | All generators | 0.95 | ind | Dorada 115/33/13.8 kV | m:cosphi:bushv | 0.89582 | ElmTr3
2031 | 2031_DzMD_GzMN_Dp00_Gp00 | A3 -Florencia 33 kV | All generators | 0.96 | ind | Dorada 115/33/13.8 kV | m:cosphi:bushv | 0.8917 | ElmTr3
2031 | 2031_DzMD_GzMN_Dp00_Gp00 | A3 -Florencia 33 kV | All generators | 0.97 | ind | Dorada 115/33/13.8 kV | m:cosphi:bushv | 0.887 | ElmTr3
2031 | 2031_DzMD_GzMN_Dp00_Gp00 | A3 -Florencia 33 kV | All generators | 0.98 | ind | Dorada 115/33/13.8 kV | m:cosphi:bushv | 0.88138 | ElmTr3
2031 | 2031_DzMD_GzMN_Dp00_Gp00 | A3 -Florencia 33 kV | All generators | 0.99 | ind | Dorada 115/33/13.8 kV | m:cosphi:bushv | 0.87393 | ElmTr3
2031 | 2031_DzMD_GzMN_Dp00_Gp00 | A3 -Florencia 33 kV | All generators | 1 | ind | Dorada 115/33/13.8 kV | m:cosphi:bushv | 0.85505 | ElmTr3
2031 | 2031_DzMD_GzMN_Dp00_Gp00 | A3 -Florencia 33 kV | All generators | 0.9 | ind | Manzanares 115/33/13.8 kV | m:P:bushv in MW | -4.8133 | ElmTr3
2031 | 2031_DzMD_GzMN_Dp00_Gp00 | A3 -Florencia 33 kV | All generators | 0.91 | ind | Manzanares 115/33/13.8 kV | m:P:bushv in MW | -4.8097 | ElmTr3
2031 | 2031_DzMD_GzMN_Dp00_Gp00 | A3 -Florencia 33 kV | All generators | 0.92 | ind | Manzanares 115/33/13.8 kV | m:P:bushv in MW | -4.8052 | ElmTr3
2031 | 2031_DzMD_GzMN_Dp00_Gp00 | A3 -Florencia 33 kV | All generators | 0.93 | ind | Manzanares 115/33/13.8 kV | m:P:bushv in MW | -4.7995 | ElmTr3
2031 | 2031_DzMD_GzMN_Dp00_Gp00 | A3 -Florencia 33 kV | All generators | 0.94 | ind | Manzanares 115/33/13.8 kV | m:P:bushv in MW | -4.7925 | ElmTr3
2031 | 2031_DzMD_GzMN_Dp00_Gp00 | A3 -Florencia 33 kV | All generators | 0.95 | ind | Manzanares 115/33/13.8 kV | m:P:bushv in MW | -4.7839 | ElmTr3
2031 | 2031_DzMD_GzMN_Dp00_Gp00 | A3 -Florencia 33 kV | All generators | 0.96 | ind | Manzanares 115/33/13.8 kV | m:P:bushv in MW | -4.7731 | ElmTr3
2031 | 2031_DzMD_GzMN_Dp00_Gp00 | A3 -Florencia 33 kV | All generators | 0.97 | ind | Manzanares 115/33/13.8 kV | m:P:bushv in MW | -4.7592 | ElmTr3
2031 | 2031_DzMD_GzMN_Dp00_Gp00 | A3 -Florencia 33 kV | All generators | 0.98 | ind | Manzanares 115/33/13.8 kV | m:P:bushv in MW | -4.7404 | ElmTr3
2031 | 2031_DzMD_GzMN_Dp00_Gp00 | A3 -Florencia 33 kV | All generators | 0.99 | ind | Manzanares 115/33/13.8 kV | m:P:bushv in MW | -4.712 | ElmTr3
2031 | 2031_DzMD_GzMN_Dp00_Gp00 | A3 -Florencia 33 kV | All generators | 1 | ind | Manzanares 115/33/13.8 kV | m:P:bushv in MW | -4.6224 | ElmTr3
2031 | 2031_DzMD_GzMN_Dp00_Gp00 | A3 -Florencia 33 kV | All generators | 0.9 | ind | Manzanares 115/33/13.8 kV | m:Q:bushv in Mvar | -1.1667 | ElmTr3
2031 | 2031_DzMD_GzMN_Dp00_Gp00 | A3 -Florencia 33 kV | All generators | 0.91 | ind | Manzanares 115/33/13.8 kV | m:Q:bushv in Mvar | -0.97651 | ElmTr3
2031 | 2031_DzMD_GzMN_Dp00_Gp00 | A3 -Florencia 33 kV | All generators | 0.92 | ind | Manzanares 115/33/13.8 kV | m:Q:bushv in Mvar | -0.77804 | ElmTr3
2031 | 2031_DzMD_GzMN_Dp00_Gp00 | A3 -Florencia 33 kV | All generators | 0.93 | ind | Manzanares 115/33/13.8 kV | m:Q:bushv in Mvar | -0.56926 | ElmTr3
2031 | 2031_DzMD_GzMN_Dp00_Gp00 | A3 -Florencia 33 kV | All generators | 0.94 | ind | Manzanares 115/33/13.8 kV | m:Q:bushv in Mvar | -0.34738 | ElmTr3
2031 | 2031_DzMD_GzMN_Dp00_Gp00 | A3 -Florencia 33 kV | All generators | 0.95 | ind | Manzanares 115/33/13.8 kV | m:Q:bushv in Mvar | -0.10837 | ElmTr3
2031 | 2031_DzMD_GzMN_Dp00_Gp00 | A3 -Florencia 33 kV | All generators | 0.96 | ind | Manzanares 115/33/13.8 kV | m:Q:bushv in Mvar | 0.15395 | ElmTr3
2031 | 2031_DzMD_GzMN_Dp00_Gp00 | A3 -Florencia 33 kV | All generators | 0.97 | ind | Manzanares 115/33/13.8 kV | m:Q:bushv in Mvar | 0.45011 | ElmTr3
2031 | 2031_DzMD_GzMN_Dp00_Gp00 | A3 -Florencia 33 kV | All generators | 0.98 | ind | Manzanares 115/33/13.8 kV | m:Q:bushv in Mvar | 0.80075 | ElmTr3
2031 | 2031_DzMD_GzMN_Dp00_Gp00 | A3 -Florencia 33 kV | All generators | 0.99 | ind | Manzanares 115/33/13.8 kV | m:Q:bushv in Mvar | 1.2597 | ElmTr3
2031 | 2031_DzMD_GzMN_Dp00_Gp00 | A3 -Florencia 33 kV | All generators | 1 | ind | Manzanares 115/33/13.8 kV | m:Q:bushv in Mvar | 2.4031 | ElmTr3
2031 | 2031_DzMD_GzMN_Dp00_Gp00 | A3 -Florencia 33 kV | All generators | 0.9 | ind | Manzanares 115/33/13.8 kV | m:cosphi:bushv | -0.97186 | ElmTr3
2031 | 2031_DzMD_GzMN_Dp00_Gp00 | A3 -Florencia 33 kV | All generators | 0.91 | ind | Manzanares 115/33/13.8 kV | m:cosphi:bushv | -0.98001 | ElmTr3
2031 | 2031_DzMD_GzMN_Dp00_Gp00 | A3 -Florencia 33 kV | All generators | 0.92 | ind | Manzanares 115/33/13.8 kV | m:cosphi:bushv | -0.98714 | ElmTr3
2031 | 2031_DzMD_GzMN_Dp00_Gp00 | A3 -Florencia 33 kV | All generators | 0.93 | ind | Manzanares 115/33/13.8 kV | m:cosphi:bushv | -0.99304 | ElmTr3
2031 | 2031_DzMD_GzMN_Dp00_Gp00 | A3 -Florencia 33 kV | All generators | 0.94 | ind | Manzanares 115/33/13.8 kV | m:cosphi:bushv | -0.99738 | ElmTr3
2031 | 2031_DzMD_GzMN_Dp00_Gp00 | A3 -Florencia 33 kV | All generators | 0.95 | ind | Manzanares 115/33/13.8 kV | m:cosphi:bushv | -0.99974 | ElmTr3
2031 | 2031_DzMD_GzMN_Dp00_Gp00 | A3 -Florencia 33 kV | All generators | 0.96 | ind | Manzanares 115/33/13.8 kV | m:cosphi:bushv | -0.99948 | ElmTr3
2031 | 2031_DzMD_GzMN_Dp00_Gp00 | A3 -Florencia 33 kV | All generators | 0.97 | ind | Manzanares 115/33/13.8 kV | m:cosphi:bushv | -0.99556 | ElmTr3
2031 | 2031_DzMD_GzMN_Dp00_Gp00 | A3 -Florencia 33 kV | All generators | 0.98 | ind | Manzanares 115/33/13.8 kV | m:cosphi:bushv | -0.98603 | ElmTr3
2031 | 2031_DzMD_GzMN_Dp00_Gp00 | A3 -Florencia 33 kV | All generators | 0.99 | ind | Manzanares 115/33/13.8 kV | m:cosphi:bushv | -0.96607 | ElmTr3
2031 | 2031_DzMD_GzMN_Dp00_Gp00 | A3 -Florencia 33 kV | All generators | 1 | ind | Manzanares 115/33/13.8 kV | m:cosphi:bushv | -0.88726 | ElmTr3
2031 | 2031_DzMD_GzMN_Dp00_Gp00 | A3 -Florencia 33 kV | All generators | 0.9 | ind | Purnio 230/115 | m:P:bushv in MW | 50.6517 | ElmTr3
2031 | 2031_DzMD_GzMN_Dp00_Gp00 | A3 -Florencia 33 kV | All generators | 0.91 | ind | Purnio 230/115 | m:P:bushv in MW | 50.6425 | ElmTr3
2031 | 2031_DzMD_GzMN_Dp00_Gp00 | A3 -Florencia 33 kV | All generators | 0.92 | ind | Purnio 230/115 | m:P:bushv in MW | 50.6332 | ElmTr3
2031 | 2031_DzMD_GzMN_Dp00_Gp00 | A3 -Florencia 33 kV | All generators | 0.93 | ind | Purnio 230/115 | m:P:bushv in MW | 50.6239 | ElmTr3
2031 | 2031_DzMD_GzMN_Dp00_Gp00 | A3 -Florencia 33 kV | All generators | 0.94 | ind | Purnio 230/115 | m:P:bushv in MW | 50.6143 | ElmTr3
2031 | 2031_DzMD_GzMN_Dp00_Gp00 | A3 -Florencia 33 kV | All generators | 0.95 | ind | Purnio 230/115 | m:P:bushv in MW | 50.6046 | ElmTr3
2031 | 2031_DzMD_GzMN_Dp00_Gp00 | A3 -Florencia 33 kV | All generators | 0.96 | ind | Purnio 230/115 | m:P:bushv in MW | 50.5945 | ElmTr3
2031 | 2031_DzMD_GzMN_Dp00_Gp00 | A3 -Florencia 33 kV | All generators | 0.97 | ind | Purnio 230/115 | m:P:bushv in MW | 50.5838 | ElmTr3
2031 | 2031_DzMD_GzMN_Dp00_Gp00 | A3 -Florencia 33 kV | All generators | 0.98 | ind | Purnio 230/115 | m:P:bushv in MW | 50.5722 | ElmTr3
2031 | 2031_DzMD_GzMN_Dp00_Gp00 | A3 -Florencia 33 kV | All generators | 0.99 | ind | Purnio 230/115 | m:P:bushv in MW | 50.5587 | ElmTr3
2031 | 2031_DzMD_GzMN_Dp00_Gp00 | A3 -Florencia 33 kV | All generators | 1 | ind | Purnio 230/115 | m:P:bushv in MW | 50.5335 | ElmTr3
2031 | 2031_DzMD_GzMN_Dp00_Gp00 | A3 -Florencia 33 kV | All generators | 0.9 | ind | Purnio 230/115 | m:Q:bushv in Mvar | -6.5509 | ElmTr3
2031 | 2031_DzMD_GzMN_Dp00_Gp00 | A3 -Florencia 33 kV | All generators | 0.91 | ind | Purnio 230/115 | m:Q:bushv in Mvar | -6.4693 | ElmTr3
2031 | 2031_DzMD_GzMN_Dp00_Gp00 | A3 -Florencia 33 kV | All generators | 0.92 | ind | Purnio 230/115 | m:Q:bushv in Mvar | -6.3841 | ElmTr3
2031 | 2031_DzMD_GzMN_Dp00_Gp00 | A3 -Florencia 33 kV | All generators | 0.93 | ind | Purnio 230/115 | m:Q:bushv in Mvar | -6.2942 | ElmTr3
2031 | 2031_DzMD_GzMN_Dp00_Gp00 | A3 -Florencia 33 kV | All generators | 0.94 | ind | Purnio 230/115 | m:Q:bushv in Mvar | -6.1986 | ElmTr3
2031 | 2031_DzMD_GzMN_Dp00_Gp00 | A3 -Florencia 33 kV | All generators | 0.95 | ind | Purnio 230/115 | m:Q:bushv in Mvar | -6.0955 | ElmTr3
2031 | 2031_DzMD_GzMN_Dp00_Gp00 | A3 -Florencia 33 kV | All generators | 0.96 | ind | Purnio 230/115 | m:Q:bushv in Mvar | -5.9822 | ElmTr3
2031 | 2031_DzMD_GzMN_Dp00_Gp00 | A3 -Florencia 33 kV | All generators | 0.97 | ind | Purnio 230/115 | m:Q:bushv in Mvar | -5.854 | ElmTr3
2031 | 2031_DzMD_GzMN_Dp00_Gp00 | A3 -Florencia 33 kV | All generators | 0.98 | ind | Purnio 230/115 | m:Q:bushv in Mvar | -5.7019 | ElmTr3
2031 | 2031_DzMD_GzMN_Dp00_Gp00 | A3 -Florencia 33 kV | All generators | 0.99 | ind | Purnio 230/115 | m:Q:bushv in Mvar | -5.5023 | ElmTr3
2031 | 2031_DzMD_GzMN_Dp00_Gp00 | A3 -Florencia 33 kV | All generators | 1 | ind | Purnio 230/115 | m:Q:bushv in Mvar | -5.0026 | ElmTr3
2031 | 2031_DzMD_GzMN_Dp00_Gp00 | A3 -Florencia 33 kV | All generators | 0.9 | ind | Purnio 230/115 | m:cosphi:bushv | 0.99174 | ElmTr3
2031 | 2031_DzMD_GzMN_Dp00_Gp00 | A3 -Florencia 33 kV | All generators | 0.91 | ind | Purnio 230/115 | m:cosphi:bushv | 0.99194 | ElmTr3
2031 | 2031_DzMD_GzMN_Dp00_Gp00 | A3 -Florencia 33 kV | All generators | 0.92 | ind | Purnio 230/115 | m:cosphi:bushv | 0.99215 | ElmTr3
2031 | 2031_DzMD_GzMN_Dp00_Gp00 | A3 -Florencia 33 kV | All generators | 0.93 | ind | Purnio 230/115 | m:cosphi:bushv | 0.99236 | ElmTr3
2031 | 2031_DzMD_GzMN_Dp00_Gp00 | A3 -Florencia 33 kV | All generators | 0.94 | ind | Purnio 230/115 | m:cosphi:bushv | 0.99258 | ElmTr3
2031 | 2031_DzMD_GzMN_Dp00_Gp00 | A3 -Florencia 33 kV | All generators | 0.95 | ind | Purnio 230/115 | m:cosphi:bushv | 0.99282 | ElmTr3
2031 | 2031_DzMD_GzMN_Dp00_Gp00 | A3 -Florencia 33 kV | All generators | 0.96 | ind | Purnio 230/115 | m:cosphi:bushv | 0.99308 | ElmTr3
2031 | 2031_DzMD_GzMN_Dp00_Gp00 | A3 -Florencia 33 kV | All generators | 0.97 | ind | Purnio 230/115 | m:cosphi:bushv | 0.99337 | ElmTr3
2031 | 2031_DzMD_GzMN_Dp00_Gp00 | A3 -Florencia 33 kV | All generators | 0.98 | ind | Purnio 230/115 | m:cosphi:bushv | 0.9937 | ElmTr3
2031 | 2031_DzMD_GzMN_Dp00_Gp00 | A3 -Florencia 33 kV | All generators | 0.99 | ind | Purnio 230/115 | m:cosphi:bushv | 0.99413 | ElmTr3
2031 | 2031_DzMD_GzMN_Dp00_Gp00 | A3 -Florencia 33 kV | All generators | 1 | ind | Purnio 230/115 | m:cosphi:bushv | 0.99514 | ElmTr3
2031 | 2031_DzMD_GzMN_Dp00_Gp00 | A3 -Florencia 33 kV | All generators | 0.9 | ind | Victoria 115/33/13.8 kV | m:P:bushv in MW | 0.83958 | ElmTr3
2031 | 2031_DzMD_GzMN_Dp00_Gp00 | A3 -Florencia 33 kV | All generators | 0.91 | ind | Victoria 115/33/13.8 kV | m:P:bushv in MW | 0.83076 | ElmTr3
2031 | 2031_DzMD_GzMN_Dp00_Gp00 | A3 -Florencia 33 kV | All generators | 0.92 | ind | Victoria 115/33/13.8 kV | m:P:bushv in MW | 0.82201 | ElmTr3
2031 | 2031_DzMD_GzMN_Dp00_Gp00 | A3 -Florencia 33 kV | All generators | 0.93 | ind | Victoria 115/33/13.8 kV | m:P:bushv in MW | 0.8133 | ElmTr3
2031 | 2031_DzMD_GzMN_Dp00_Gp00 | A3 -Florencia 33 kV | All generators | 0.94 | ind | Victoria 115/33/13.8 kV | m:P:bushv in MW | 0.80461 | ElmTr3
2031 | 2031_DzMD_GzMN_Dp00_Gp00 | A3 -Florencia 33 kV | All generators | 0.95 | ind | Victoria 115/33/13.8 kV | m:P:bushv in MW | 0.7959 | ElmTr3
2031 | 2031_DzMD_GzMN_Dp00_Gp00 | A3 -Florencia 33 kV | All generators | 0.96 | ind | Victoria 115/33/13.8 kV | m:P:bushv in MW | 0.78712 | ElmTr3
2031 | 2031_DzMD_GzMN_Dp00_Gp00 | A3 -Florencia 33 kV | All generators | 0.97 | ind | Victoria 115/33/13.8 kV | m:P:bushv in MW | 0.77818 | ElmTr3
2031 | 2031_DzMD_GzMN_Dp00_Gp00 | A3 -Florencia 33 kV | All generators | 0.98 | ind | Victoria 115/33/13.8 kV | m:P:bushv in MW | 0.76895 | ElmTr3
2031 | 2031_DzMD_GzMN_Dp00_Gp00 | A3 -Florencia 33 kV | All generators | 0.99 | ind | Victoria 115/33/13.8 kV | m:P:bushv in MW | 0.75909 | ElmTr3
2031 | 2031_DzMD_GzMN_Dp00_Gp00 | A3 -Florencia 33 kV | All generators | 1 | ind | Victoria 115/33/13.8 kV | m:P:bushv in MW | 0.74551 | ElmTr3
2031 | 2031_DzMD_GzMN_Dp00_Gp00 | A3 -Florencia 33 kV | All generators | 0.9 | ind | Victoria 115/33/13.8 kV | m:Q:bushv in Mvar | 2.489 | ElmTr3
2031 | 2031_DzMD_GzMN_Dp00_Gp00 | A3 -Florencia 33 kV | All generators | 0.91 | ind | Victoria 115/33/13.8 kV | m:Q:bushv in Mvar | 2.5976 | ElmTr3
2031 | 2031_DzMD_GzMN_Dp00_Gp00 | A3 -Florencia 33 kV | All generators | 0.92 | ind | Victoria 115/33/13.8 kV | m:Q:bushv in Mvar | 2.711 | ElmTr3
2031 | 2031_DzMD_GzMN_Dp00_Gp00 | A3 -Florencia 33 kV | All generators | 0.93 | ind | Victoria 115/33/13.8 kV | m:Q:bushv in Mvar | 2.8303 | ElmTr3
2031 | 2031_DzMD_GzMN_Dp00_Gp00 | A3 -Florencia 33 kV | All generators | 0.94 | ind | Victoria 115/33/13.8 kV | m:Q:bushv in Mvar | 2.9572 | ElmTr3
2031 | 2031_DzMD_GzMN_Dp00_Gp00 | A3 -Florencia 33 kV | All generators | 0.95 | ind | Victoria 115/33/13.8 kV | m:Q:bushv in Mvar | 3.0939 | ElmTr3
2031 | 2031_DzMD_GzMN_Dp00_Gp00 | A3 -Florencia 33 kV | All generators | 0.96 | ind | Victoria 115/33/13.8 kV | m:Q:bushv in Mvar | 3.2441 | ElmTr3
2031 | 2031_DzMD_GzMN_Dp00_Gp00 | A3 -Florencia 33 kV | All generators | 0.97 | ind | Victoria 115/33/13.8 kV | m:Q:bushv in Mvar | 3.4137 | ElmTr3
2031 | 2031_DzMD_GzMN_Dp00_Gp00 | A3 -Florencia 33 kV | All generators | 0.98 | ind | Victoria 115/33/13.8 kV | m:Q:bushv in Mvar | 3.6146 | ElmTr3
2031 | 2031_DzMD_GzMN_Dp00_Gp00 | A3 -Florencia 33 kV | All generators | 0.99 | ind | Victoria 115/33/13.8 kV | m:Q:bushv in Mvar | 3.8778 | ElmTr3
2031 | 2031_DzMD_GzMN_Dp00_Gp00 | A3 -Florencia 33 kV | All generators | 1 | ind | Victoria 115/33/13.8 kV | m:Q:bushv in Mvar | 4.5347 | ElmTr3
2031 | 2031_DzMD_GzMN_Dp00_Gp00 | A3 -Florencia 33 kV | All generators | 0.9 | ind | Victoria 115/33/13.8 kV | m:cosphi:bushv | 0.31962 | ElmTr3
2031 | 2031_DzMD_GzMN_Dp00_Gp00 | A3 -Florencia 33 kV | All generators | 0.91 | ind | Victoria 115/33/13.8 kV | m:cosphi:bushv | 0.30462 | ElmTr3
2031 | 2031_DzMD_GzMN_Dp00_Gp00 | A3 -Florencia 33 kV | All generators | 0.92 | ind | Victoria 115/33/13.8 kV | m:cosphi:bushv | 0.29017 | ElmTr3
2031 | 2031_DzMD_GzMN_Dp00_Gp00 | A3 -Florencia 33 kV | All generators | 0.93 | ind | Victoria 115/33/13.8 kV | m:cosphi:bushv | 0.27618 | ElmTr3
2031 | 2031_DzMD_GzMN_Dp00_Gp00 | A3 -Florencia 33 kV | All generators | 0.94 | ind | Victoria 115/33/13.8 kV | m:cosphi:bushv | 0.26254 | ElmTr3
2031 | 2031_DzMD_GzMN_Dp00_Gp00 | A3 -Florencia 33 kV | All generators | 0.95 | ind | Victoria 115/33/13.8 kV | m:cosphi:bushv | 0.24913 | ElmTr3
2031 | 2031_DzMD_GzMN_Dp00_Gp00 | A3 -Florencia 33 kV | All generators | 0.96 | ind | Victoria 115/33/13.8 kV | m:cosphi:bushv | 0.23579 | ElmTr3
2031 | 2031_DzMD_GzMN_Dp00_Gp00 | A3 -Florencia 33 kV | All generators | 0.97 | ind | Victoria 115/33/13.8 kV | m:cosphi:bushv | 0.22226 | ElmTr3
2031 | 2031_DzMD_GzMN_Dp00_Gp00 | A3 -Florencia 33 kV | All generators | 0.98 | ind | Victoria 115/33/13.8 kV | m:cosphi:bushv | 0.20808 | ElmTr3
2031 | 2031_DzMD_GzMN_Dp00_Gp00 | A3 -Florencia 33 kV | All generators | 0.99 | ind | Victoria 115/33/13.8 kV | m:cosphi:bushv | 0.1921 | ElmTr3
2031 | 2031_DzMD_GzMN_Dp00_Gp00 | A3 -Florencia 33 kV | All generators | 1 | ind | Victoria 115/33/13.8 kV | m:cosphi:bushv | 0.16222 | ElmTr3
2031 | 2031_DzMD_GzMN_Dp00_Gp00 | Caso Base | All generators | 0.9 | cap | Dorada - Magdalena 115 kV | m:P:bus1 in MW | 51.2857 | ElmLne
2031 | 2031_DzMD_GzMN_Dp00_Gp00 | Caso Base | All generators | 0.91 | cap | Dorada - Magdalena 115 kV | m:P:bus1 in MW | 51.2857 | ElmLne
2031 | 2031_DzMD_GzMN_Dp00_Gp00 | Caso Base | All generators | 0.92 | cap | Dorada - Magdalena 115 kV | m:P:bus1 in MW | 51.2857 | ElmLne
2031 | 2031_DzMD_GzMN_Dp00_Gp00 | Caso Base | All generators | 0.93 | cap | Dorada - Magdalena 115 kV | m:P:bus1 in MW | 51.2857 | ElmLne
2031 | 2031_DzMD_GzMN_Dp00_Gp00 | Caso Base | All generators | 0.94 | cap | Dorada - Magdalena 115 kV | m:P:bus1 in MW | 51.2857 | ElmLne
2031 | 2031_DzMD_GzMN_Dp00_Gp00 | Caso Base | All generators | 0.95 | cap | Dorada - Magdalena 115 kV | m:P:bus1 in MW | 51.2857 | ElmLne
2031 | 2031_DzMD_GzMN_Dp00_Gp00 | Caso Base | All generators | 0.96 | cap | Dorada - Magdalena 115 kV | m:P:bus1 in MW | 51.2857 | ElmLne
2031 | 2031_DzMD_GzMN_Dp00_Gp00 | Caso Base | All generators | 0.97 | cap | Dorada - Magdalena 115 kV | m:P:bus1 in MW | 51.2857 | ElmLne
2031 | 2031_DzMD_GzMN_Dp00_Gp00 | Caso Base | All generators | 0.98 | cap | Dorada - Magdalena 115 kV | m:P:bus1 in MW | 51.2857 | ElmLne
2031 | 2031_DzMD_GzMN_Dp00_Gp00 | Caso Base | All generators | 0.99 | cap | Dorada - Magdalena 115 kV | m:P:bus1 in MW | 51.2857 | ElmLne
2031 | 2031_DzMD_GzMN_Dp00_Gp00 | Caso Base | All generators | 1 | cap | Dorada - Magdalena 115 kV | m:P:bus1 in MW | 51.2857 | ElmLne
2031 | 2031_DzMD_GzMN_Dp00_Gp00 | Caso Base | All generators | 0.9 | cap | Dorada - Magdalena 115 kV | m:P:bus2 in MW | -51.1503 | ElmLne
2031 | 2031_DzMD_GzMN_Dp00_Gp00 | Caso Base | All generators | 0.91 | cap | Dorada - Magdalena 115 kV | m:P:bus2 in MW | -51.1503 | ElmLne
2031 | 2031_DzMD_GzMN_Dp00_Gp00 | Caso Base | All generators | 0.92 | cap | Dorada - Magdalena 115 kV | m:P:bus2 in MW | -51.1503 | ElmLne
2031 | 2031_DzMD_GzMN_Dp00_Gp00 | Caso Base | All generators | 0.93 | cap | Dorada - Magdalena 115 kV | m:P:bus2 in MW | -51.1503 | ElmLne
2031 | 2031_DzMD_GzMN_Dp00_Gp00 | Caso Base | All generators | 0.94 | cap | Dorada - Magdalena 115 kV | m:P:bus2 in MW | -51.1503 | ElmLne
2031 | 2031_DzMD_GzMN_Dp00_Gp00 | Caso Base | All generators | 0.95 | cap | Dorada - Magdalena 115 kV | m:P:bus2 in MW | -51.1503 | ElmLne
2031 | 2031_DzMD_GzMN_Dp00_Gp00 | Caso Base | All generators | 0.96 | cap | Dorada - Magdalena 115 kV | m:P:bus2 in MW | -51.1503 | ElmLne
2031 | 2031_DzMD_GzMN_Dp00_Gp00 | Caso Base | All generators | 0.97 | cap | Dorada - Magdalena 115 kV | m:P:bus2 in MW | -51.1503 | ElmLne
2031 | 2031_DzMD_GzMN_Dp00_Gp00 | Caso Base | All generators | 0.98 | cap | Dorada - Magdalena 115 kV | m:P:bus2 in MW | -51.1503 | ElmLne
2031 | 2031_DzMD_GzMN_Dp00_Gp00 | Caso Base | All generators | 0.99 | cap | Dorada - Magdalena 115 kV | m:P:bus2 in MW | -51.1503 | ElmLne
2031 | 2031_DzMD_GzMN_Dp00_Gp00 | Caso Base | All generators | 1 | cap | Dorada - Magdalena 115 kV | m:P:bus2 in MW | -51.1503 | ElmLne
2031 | 2031_DzMD_GzMN_Dp00_Gp00 | Caso Base | All generators | 0.9 | cap | Dorada - Magdalena 115 kV | m:Q:bus1 in Mvar | 4.2136 | ElmLne
2031 | 2031_DzMD_GzMN_Dp00_Gp00 | Caso Base | All generators | 0.91 | cap | Dorada - Magdalena 115 kV | m:Q:bus1 in Mvar | 4.2136 | ElmLne
2031 | 2031_DzMD_GzMN_Dp00_Gp00 | Caso Base | All generators | 0.92 | cap | Dorada - Magdalena 115 kV | m:Q:bus1 in Mvar | 4.2136 | ElmLne
2031 | 2031_DzMD_GzMN_Dp00_Gp00 | Caso Base | All generators | 0.93 | cap | Dorada - Magdalena 115 kV | m:Q:bus1 in Mvar | 4.2136 | ElmLne
2031 | 2031_DzMD_GzMN_Dp00_Gp00 | Caso Base | All generators | 0.94 | cap | Dorada - Magdalena 115 kV | m:Q:bus1 in Mvar | 4.2136 | ElmLne
2031 | 2031_DzMD_GzMN_Dp00_Gp00 | Caso Base | All generators | 0.95 | cap | Dorada - Magdalena 115 kV | m:Q:bus1 in Mvar | 4.2136 | ElmLne
2031 | 2031_DzMD_GzMN_Dp00_Gp00 | Caso Base | All generators | 0.96 | cap | Dorada - Magdalena 115 kV | m:Q:bus1 in Mvar | 4.2136 | ElmLne
2031 | 2031_DzMD_GzMN_Dp00_Gp00 | Caso Base | All generators | 0.97 | cap | Dorada - Magdalena 115 kV | m:Q:bus1 in Mvar | 4.2136 | ElmLne
2031 | 2031_DzMD_GzMN_Dp00_Gp00 | Caso Base | All generators | 0.98 | cap | Dorada - Magdalena 115 kV | m:Q:bus1 in Mvar | 4.2136 | ElmLne
2031 | 2031_DzMD_GzMN_Dp00_Gp00 | Caso Base | All generators | 0.99 | cap | Dorada - Magdalena 115 kV | m:Q:bus1 in Mvar | 4.2136 | ElmLne
2031 | 2031_DzMD_GzMN_Dp00_Gp00 | Caso Base | All generators | 1 | cap | Dorada - Magdalena 115 kV | m:Q:bus1 in Mvar | 4.2136 | ElmLne
2031 | 2031_DzMD_GzMN_Dp00_Gp00 | Caso Base | All generators | 0.9 | cap | Dorada - Magdalena 115 kV | m:Q:bus2 in Mvar | -3.912 | ElmLne
2031 | 2031_DzMD_GzMN_Dp00_Gp00 | Caso Base | All generators | 0.91 | cap | Dorada - Magdalena 115 kV | m:Q:bus2 in Mvar | -3.912 | ElmLne
2031 | 2031_DzMD_GzMN_Dp00_Gp00 | Caso Base | All generators | 0.92 | cap | Dorada - Magdalena 115 kV | m:Q:bus2 in Mvar | -3.912 | ElmLne
2031 | 2031_DzMD_GzMN_Dp00_Gp00 | Caso Base | All generators | 0.93 | cap | Dorada - Magdalena 115 kV | m:Q:bus2 in Mvar | -3.912 | ElmLne
2031 | 2031_DzMD_GzMN_Dp00_Gp00 | Caso Base | All generators | 0.94 | cap | Dorada - Magdalena 115 kV | m:Q:bus2 in Mvar | -3.912 | ElmLne
2031 | 2031_DzMD_GzMN_Dp00_Gp00 | Caso Base | All generators | 0.95 | cap | Dorada - Magdalena 115 kV | m:Q:bus2 in Mvar | -3.912 | ElmLne
2031 | 2031_DzMD_GzMN_Dp00_Gp00 | Caso Base | All generators | 0.96 | cap | Dorada - Magdalena 115 kV | m:Q:bus2 in Mvar | -3.912 | ElmLne
2031 | 2031_DzMD_GzMN_Dp00_Gp00 | Caso Base | All generators | 0.97 | cap | Dorada - Magdalena 115 kV | m:Q:bus2 in Mvar | -3.912 | ElmLne
2031 | 2031_DzMD_GzMN_Dp00_Gp00 | Caso Base | All generators | 0.98 | cap | Dorada - Magdalena 115 kV | m:Q:bus2 in Mvar | -3.912 | ElmLne
2031 | 2031_DzMD_GzMN_Dp00_Gp00 | Caso Base | All generators | 0.99 | cap | Dorada - Magdalena 115 kV | m:Q:bus2 in Mvar | -3.912 | ElmLne
2031 | 2031_DzMD_GzMN_Dp00_Gp00 | Caso Base | All generators | 1 | cap | Dorada - Magdalena 115 kV | m:Q:bus2 in Mvar | -3.912 | ElmLne
2031 | 2031_DzMD_GzMN_Dp00_Gp00 | Caso Base | All generators | 0.9 | cap | Dorada - Magdalena 115 kV | m:cosphi:bus1 | 0.99664 | ElmLne
2031 | 2031_DzMD_GzMN_Dp00_Gp00 | Caso Base | All generators | 0.91 | cap | Dorada - Magdalena 115 kV | m:cosphi:bus1 | 0.99664 | ElmLne
2031 | 2031_DzMD_GzMN_Dp00_Gp00 | Caso Base | All generators | 0.92 | cap | Dorada - Magdalena 115 kV | m:cosphi:bus1 | 0.99664 | ElmLne
2031 | 2031_DzMD_GzMN_Dp00_Gp00 | Caso Base | All generators | 0.93 | cap | Dorada - Magdalena 115 kV | m:cosphi:bus1 | 0.99664 | ElmLne
2031 | 2031_DzMD_GzMN_Dp00_Gp00 | Caso Base | All generators | 0.94 | cap | Dorada - Magdalena 115 kV | m:cosphi:bus1 | 0.99664 | ElmLne
2031 | 2031_DzMD_GzMN_Dp00_Gp00 | Caso Base | All generators | 0.95 | cap | Dorada - Magdalena 115 kV | m:cosphi:bus1 | 0.99664 | ElmLne
2031 | 2031_DzMD_GzMN_Dp00_Gp00 | Caso Base | All generators | 0.96 | cap | Dorada - Magdalena 115 kV | m:cosphi:bus1 | 0.99664 | ElmLne
2031 | 2031_DzMD_GzMN_Dp00_Gp00 | Caso Base | All generators | 0.97 | cap | Dorada - Magdalena 115 kV | m:cosphi:bus1 | 0.99664 | ElmLne
2031 | 2031_DzMD_GzMN_Dp00_Gp00 | Caso Base | All generators | 0.98 | cap | Dorada - Magdalena 115 kV | m:cosphi:bus1 | 0.99664 | ElmLne
2031 | 2031_DzMD_GzMN_Dp00_Gp00 | Caso Base | All generators | 0.99 | cap | Dorada - Magdalena 115 kV | m:cosphi:bus1 | 0.99664 | ElmLne
2031 | 2031_DzMD_GzMN_Dp00_Gp00 | Caso Base | All generators | 1 | cap | Dorada - Magdalena 115 kV | m:cosphi:bus1 | 0.99664 | ElmLne
2031 | 2031_DzMD_GzMN_Dp00_Gp00 | Caso Base | All generators | 0.9 | cap | Dorada - Magdalena 115 kV | m:cosphi:bus2 | -0.99709 | ElmLne
2031 | 2031_DzMD_GzMN_Dp00_Gp00 | Caso Base | All generators | 0.91 | cap | Dorada - Magdalena 115 kV | m:cosphi:bus2 | -0.99709 | ElmLne
2031 | 2031_DzMD_GzMN_Dp00_Gp00 | Caso Base | All generators | 0.92 | cap | Dorada - Magdalena 115 kV | m:cosphi:bus2 | -0.99709 | ElmLne
2031 | 2031_DzMD_GzMN_Dp00_Gp00 | Caso Base | All generators | 0.93 | cap | Dorada - Magdalena 115 kV | m:cosphi:bus2 | -0.99709 | ElmLne
2031 | 2031_DzMD_GzMN_Dp00_Gp00 | Caso Base | All generators | 0.94 | cap | Dorada - Magdalena 115 kV | m:cosphi:bus2 | -0.99709 | ElmLne
2031 | 2031_DzMD_GzMN_Dp00_Gp00 | Caso Base | All generators | 0.95 | cap | Dorada - Magdalena 115 kV | m:cosphi:bus2 | -0.99709 | ElmLne
2031 | 2031_DzMD_GzMN_Dp00_Gp00 | Caso Base | All generators | 0.96 | cap | Dorada - Magdalena 115 kV | m:cosphi:bus2 | -0.99709 | ElmLne
2031 | 2031_DzMD_GzMN_Dp00_Gp00 | Caso Base | All generators | 0.97 | cap | Dorada - Magdalena 115 kV | m:cosphi:bus2 | -0.99709 | ElmLne
2031 | 2031_DzMD_GzMN_Dp00_Gp00 | Caso Base | All generators | 0.98 | cap | Dorada - Magdalena 115 kV | m:cosphi:bus2 | -0.99709 | ElmLne
2031 | 2031_DzMD_GzMN_Dp00_Gp00 | Caso Base | All generators | 0.99 | cap | Dorada - Magdalena 115 kV | m:cosphi:bus2 | -0.99709 | ElmLne
2031 | 2031_DzMD_GzMN_Dp00_Gp00 | Caso Base | All generators | 1 | cap | Dorada - Magdalena 115 kV | m:cosphi:bus2 | -0.99709 | ElmLne
2031 | 2031_DzMD_GzMN_Dp00_Gp00 | Caso Base | All generators | 0.9 | cap | Mariquita - Victoria 2 115 | m:P:bus1 in MW | 7.3092 | ElmLne
2031 | 2031_DzMD_GzMN_Dp00_Gp00 | Caso Base | All generators | 0.91 | cap | Mariquita - Victoria 2 115 | m:P:bus1 in MW | 7.3092 | ElmLne
2031 | 2031_DzMD_GzMN_Dp00_Gp00 | Caso Base | All generators | 0.92 | cap | Mariquita - Victoria 2 115 | m:P:bus1 in MW | 7.3092 | ElmLne
2031 | 2031_DzMD_GzMN_Dp00_Gp00 | Caso Base | All generators | 0.93 | cap | Mariquita - Victoria 2 115 | m:P:bus1 in MW | 7.3092 | ElmLne
2031 | 2031_DzMD_GzMN_Dp00_Gp00 | Caso Base | All generators | 0.94 | cap | Mariquita - Victoria 2 115 | m:P:bus1 in MW | 7.3092 | ElmLne
2031 | 2031_DzMD_GzMN_Dp00_Gp00 | Caso Base | All generators | 0.95 | cap | Mariquita - Victoria 2 115 | m:P:bus1 in MW | 7.3092 | ElmLne
2031 | 2031_DzMD_GzMN_Dp00_Gp00 | Caso Base | All generators | 0.96 | cap | Mariquita - Victoria 2 115 | m:P:bus1 in MW | 7.3092 | ElmLne
2031 | 2031_DzMD_GzMN_Dp00_Gp00 | Caso Base | All generators | 0.97 | cap | Mariquita - Victoria 2 115 | m:P:bus1 in MW | 7.3092 | ElmLne
2031 | 2031_DzMD_GzMN_Dp00_Gp00 | Caso Base | All generators | 0.98 | cap | Mariquita - Victoria 2 115 | m:P:bus1 in MW | 7.3092 | ElmLne
2031 | 2031_DzMD_GzMN_Dp00_Gp00 | Caso Base | All generators | 0.99 | cap | Mariquita - Victoria 2 115 | m:P:bus1 in MW | 7.3092 | ElmLne
2031 | 2031_DzMD_GzMN_Dp00_Gp00 | Caso Base | All generators | 1 | cap | Mariquita - Victoria 2 115 | m:P:bus1 in MW | 7.3092 | ElmLne
2031 | 2031_DzMD_GzMN_Dp00_Gp00 | Caso Base | All generators | 0.9 | cap | Mariquita - Victoria 2 115 | m:P:bus2 in MW | -7.246 | ElmLne
2031 | 2031_DzMD_GzMN_Dp00_Gp00 | Caso Base | All generators | 0.91 | cap | Mariquita - Victoria 2 115 | m:P:bus2 in MW | -7.246 | ElmLne
2031 | 2031_DzMD_GzMN_Dp00_Gp00 | Caso Base | All generators | 0.92 | cap | Mariquita - Victoria 2 115 | m:P:bus2 in MW | -7.246 | ElmLne
2031 | 2031_DzMD_GzMN_Dp00_Gp00 | Caso Base | All generators | 0.93 | cap | Mariquita - Victoria 2 115 | m:P:bus2 in MW | -7.246 | ElmLne
2031 | 2031_DzMD_GzMN_Dp00_Gp00 | Caso Base | All generators | 0.94 | cap | Mariquita - Victoria 2 115 | m:P:bus2 in MW | -7.246 | ElmLne
2031 | 2031_DzMD_GzMN_Dp00_Gp00 | Caso Base | All generators | 0.95 | cap | Mariquita - Victoria 2 115 | m:P:bus2 in MW | -7.246 | ElmLne
2031 | 2031_DzMD_GzMN_Dp00_Gp00 | Caso Base | All generators | 0.96 | cap | Mariquita - Victoria 2 115 | m:P:bus2 in MW | -7.246 | ElmLne
2031 | 2031_DzMD_GzMN_Dp00_Gp00 | Caso Base | All generators | 0.97 | cap | Mariquita - Victoria 2 115 | m:P:bus2 in MW | -7.246 | ElmLne
2031 | 2031_DzMD_GzMN_Dp00_Gp00 | Caso Base | All generators | 0.98 | cap | Mariquita - Victoria 2 115 | m:P:bus2 in MW | -7.246 | ElmLne
2031 | 2031_DzMD_GzMN_Dp00_Gp00 | Caso Base | All generators | 0.99 | cap | Mariquita - Victoria 2 115 | m:P:bus2 in MW | -7.246 | ElmLne
2031 | 2031_DzMD_GzMN_Dp00_Gp00 | Caso Base | All generators | 1 | cap | Mariquita - Victoria 2 115 | m:P:bus2 in MW | -7.246 | ElmLne
2031 | 2031_DzMD_GzMN_Dp00_Gp00 | Caso Base | All generators | 0.9 | cap | Mariquita - Victoria 2 115 | m:Q:bus1 in Mvar | -16.2984 | ElmLne
2031 | 2031_DzMD_GzMN_Dp00_Gp00 | Caso Base | All generators | 0.91 | cap | Mariquita - Victoria 2 115 | m:Q:bus1 in Mvar | -16.2984 | ElmLne
2031 | 2031_DzMD_GzMN_Dp00_Gp00 | Caso Base | All generators | 0.92 | cap | Mariquita - Victoria 2 115 | m:Q:bus1 in Mvar | -16.2984 | ElmLne
2031 | 2031_DzMD_GzMN_Dp00_Gp00 | Caso Base | All generators | 0.93 | cap | Mariquita - Victoria 2 115 | m:Q:bus1 in Mvar | -16.2984 | ElmLne
2031 | 2031_DzMD_GzMN_Dp00_Gp00 | Caso Base | All generators | 0.94 | cap | Mariquita - Victoria 2 115 | m:Q:bus1 in Mvar | -16.2984 | ElmLne
2031 | 2031_DzMD_GzMN_Dp00_Gp00 | Caso Base | All generators | 0.95 | cap | Mariquita - Victoria 2 115 | m:Q:bus1 in Mvar | -16.2984 | ElmLne
2031 | 2031_DzMD_GzMN_Dp00_Gp00 | Caso Base | All generators | 0.96 | cap | Mariquita - Victoria 2 115 | m:Q:bus1 in Mvar | -16.2984 | ElmLne
2031 | 2031_DzMD_GzMN_Dp00_Gp00 | Caso Base | All generators | 0.97 | cap | Mariquita - Victoria 2 115 | m:Q:bus1 in Mvar | -16.2984 | ElmLne
2031 | 2031_DzMD_GzMN_Dp00_Gp00 | Caso Base | All generators | 0.98 | cap | Mariquita - Victoria 2 115 | m:Q:bus1 in Mvar | -16.2984 | ElmLne
2031 | 2031_DzMD_GzMN_Dp00_Gp00 | Caso Base | All generators | 0.99 | cap | Mariquita - Victoria 2 115 | m:Q:bus1 in Mvar | -16.2984 | ElmLne
2031 | 2031_DzMD_GzMN_Dp00_Gp00 | Caso Base | All generators | 1 | cap | Mariquita - Victoria 2 115 | m:Q:bus1 in Mvar | -16.2984 | ElmLne
2031 | 2031_DzMD_GzMN_Dp00_Gp00 | Caso Base | All generators | 0.9 | cap | Mariquita - Victoria 2 115 | m:Q:bus2 in Mvar | 15.7711 | ElmLne
2031 | 2031_DzMD_GzMN_Dp00_Gp00 | Caso Base | All generators | 0.91 | cap | Mariquita - Victoria 2 115 | m:Q:bus2 in Mvar | 15.7711 | ElmLne
2031 | 2031_DzMD_GzMN_Dp00_Gp00 | Caso Base | All generators | 0.92 | cap | Mariquita - Victoria 2 115 | m:Q:bus2 in Mvar | 15.7711 | ElmLne
2031 | 2031_DzMD_GzMN_Dp00_Gp00 | Caso Base | All generators | 0.93 | cap | Mariquita - Victoria 2 115 | m:Q:bus2 in Mvar | 15.7711 | ElmLne
2031 | 2031_DzMD_GzMN_Dp00_Gp00 | Caso Base | All generators | 0.94 | cap | Mariquita - Victoria 2 115 | m:Q:bus2 in Mvar | 15.7711 | ElmLne
2031 | 2031_DzMD_GzMN_Dp00_Gp00 | Caso Base | All generators | 0.95 | cap | Mariquita - Victoria 2 115 | m:Q:bus2 in Mvar | 15.7711 | ElmLne
2031 | 2031_DzMD_GzMN_Dp00_Gp00 | Caso Base | All generators | 0.96 | cap | Mariquita - Victoria 2 115 | m:Q:bus2 in Mvar | 15.7711 | ElmLne
2031 | 2031_DzMD_GzMN_Dp00_Gp00 | Caso Base | All generators | 0.97 | cap | Mariquita - Victoria 2 115 | m:Q:bus2 in Mvar | 15.7711 | ElmLne
2031 | 2031_DzMD_GzMN_Dp00_Gp00 | Caso Base | All generators | 0.98 | cap | Mariquita - Victoria 2 115 | m:Q:bus2 in Mvar | 15.7711 | ElmLne
2031 | 2031_DzMD_GzMN_Dp00_Gp00 | Caso Base | All generators | 0.99 | cap | Mariquita - Victoria 2 115 | m:Q:bus2 in Mvar | 15.7711 | ElmLne
2031 | 2031_DzMD_GzMN_Dp00_Gp00 | Caso Base | All generators | 1 | cap | Mariquita - Victoria 2 115 | m:Q:bus2 in Mvar | 15.7711 | ElmLne
2031 | 2031_DzMD_GzMN_Dp00_Gp00 | Caso Base | All generators | 0.9 | cap | Mariquita - Victoria 2 115 | m:cosphi:bus1 | 0.40919 | ElmLne
2031 | 2031_DzMD_GzMN_Dp00_Gp00 | Caso Base | All generators | 0.91 | cap | Mariquita - Victoria 2 115 | m:cosphi:bus1 | 0.40919 | ElmLne
2031 | 2031_DzMD_GzMN_Dp00_Gp00 | Caso Base | All generators | 0.92 | cap | Mariquita - Victoria 2 115 | m:cosphi:bus1 | 0.40919 | ElmLne
2031 | 2031_DzMD_GzMN_Dp00_Gp00 | Caso Base | All generators | 0.93 | cap | Mariquita - Victoria 2 115 | m:cosphi:bus1 | 0.40919 | ElmLne
2031 | 2031_DzMD_GzMN_Dp00_Gp00 | Caso Base | All generators | 0.94 | cap | Mariquita - Victoria 2 115 | m:cosphi:bus1 | 0.40919 | ElmLne
2031 | 2031_DzMD_GzMN_Dp00_Gp00 | Caso Base | All generators | 0.95 | cap | Mariquita - Victoria 2 115 | m:cosphi:bus1 | 0.40919 | ElmLne
2031 | 2031_DzMD_GzMN_Dp00_Gp00 | Caso Base | All generators | 0.96 | cap | Mariquita - Victoria 2 115 | m:cosphi:bus1 | 0.40919 | ElmLne
2031 | 2031_DzMD_GzMN_Dp00_Gp00 | Caso Base | All generators | 0.97 | cap | Mariquita - Victoria 2 115 | m:cosphi:bus1 | 0.40919 | ElmLne
2031 | 2031_DzMD_GzMN_Dp00_Gp00 | Caso Base | All generators | 0.98 | cap | Mariquita - Victoria 2 115 | m:cosphi:bus1 | 0.40919 | ElmLne
2031 | 2031_DzMD_GzMN_Dp00_Gp00 | Caso Base | All generators | 0.99 | cap | Mariquita - Victoria 2 115 | m:cosphi:bus1 | 0.40919 | ElmLne
2031 | 2031_DzMD_GzMN_Dp00_Gp00 | Caso Base | All generators | 1 | cap | Mariquita - Victoria 2 115 | m:cosphi:bus1 | 0.40919 | ElmLne
2031 | 2031_DzMD_GzMN_Dp00_Gp00 | Caso Base | All generators | 0.9 | cap | Mariquita - Victoria 2 115 | m:cosphi:bus2 | -0.41749 | ElmLne
2031 | 2031_DzMD_GzMN_Dp00_Gp00 | Caso Base | All generators | 0.91 | cap | Mariquita - Victoria 2 115 | m:cosphi:bus2 | -0.41749 | ElmLne
2031 | 2031_DzMD_GzMN_Dp00_Gp00 | Caso Base | All generators | 0.92 | cap | Mariquita - Victoria 2 115 | m:cosphi:bus2 | -0.41749 | ElmLne
2031 | 2031_DzMD_GzMN_Dp00_Gp00 | Caso Base | All generators | 0.93 | cap | Mariquita - Victoria 2 115 | m:cosphi:bus2 | -0.41749 | ElmLne
2031 | 2031_DzMD_GzMN_Dp00_Gp00 | Caso Base | All generators | 0.94 | cap | Mariquita - Victoria 2 115 | m:cosphi:bus2 | -0.41749 | ElmLne
2031 | 2031_DzMD_GzMN_Dp00_Gp00 | Caso Base | All generators | 0.95 | cap | Mariquita - Victoria 2 115 | m:cosphi:bus2 | -0.41749 | ElmLne
2031 | 2031_DzMD_GzMN_Dp00_Gp00 | Caso Base | All generators | 0.96 | cap | Mariquita - Victoria 2 115 | m:cosphi:bus2 | -0.41749 | ElmLne
2031 | 2031_DzMD_GzMN_Dp00_Gp00 | Caso Base | All generators | 0.97 | cap | Mariquita - Victoria 2 115 | m:cosphi:bus2 | -0.41749 | ElmLne
2031 | 2031_DzMD_GzMN_Dp00_Gp00 | Caso Base | All generators | 0.98 | cap | Mariquita - Victoria 2 115 | m:cosphi:bus2 | -0.41749 | ElmLne
2031 | 2031_DzMD_GzMN_Dp00_Gp00 | Caso Base | All generators | 0.99 | cap | Mariquita - Victoria 2 115 | m:cosphi:bus2 | -0.41749 | ElmLne
2031 | 2031_DzMD_GzMN_Dp00_Gp00 | Caso Base | All generators | 1 | cap | Mariquita - Victoria 2 115 | m:cosphi:bus2 | -0.41749 | ElmLne
2031 | 2031_DzMD_GzMN_Dp00_Gp00 | Caso Base | All generators | 0.9 | cap | Dorada 115/33/13.8 kV | m:P:bushv in MW | 9.9026 | ElmTr3
2031 | 2031_DzMD_GzMN_Dp00_Gp00 | Caso Base | All generators | 0.91 | cap | Dorada 115/33/13.8 kV | m:P:bushv in MW | 9.9026 | ElmTr3
2031 | 2031_DzMD_GzMN_Dp00_Gp00 | Caso Base | All generators | 0.92 | cap | Dorada 115/33/13.8 kV | m:P:bushv in MW | 9.9026 | ElmTr3
2031 | 2031_DzMD_GzMN_Dp00_Gp00 | Caso Base | All generators | 0.93 | cap | Dorada 115/33/13.8 kV | m:P:bushv in MW | 9.9026 | ElmTr3
2031 | 2031_DzMD_GzMN_Dp00_Gp00 | Caso Base | All generators | 0.94 | cap | Dorada 115/33/13.8 kV | m:P:bushv in MW | 9.9026 | ElmTr3
2031 | 2031_DzMD_GzMN_Dp00_Gp00 | Caso Base | All generators | 0.95 | cap | Dorada 115/33/13.8 kV | m:P:bushv in MW | 9.9026 | ElmTr3
2031 | 2031_DzMD_GzMN_Dp00_Gp00 | Caso Base | All generators | 0.96 | cap | Dorada 115/33/13.8 kV | m:P:bushv in MW | 9.9026 | ElmTr3
2031 | 2031_DzMD_GzMN_Dp00_Gp00 | Caso Base | All generators | 0.97 | cap | Dorada 115/33/13.8 kV | m:P:bushv in MW | 9.9026 | ElmTr3
2031 | 2031_DzMD_GzMN_Dp00_Gp00 | Caso Base | All generators | 0.98 | cap | Dorada 115/33/13.8 kV | m:P:bushv in MW | 9.9026 | ElmTr3
2031 | 2031_DzMD_GzMN_Dp00_Gp00 | Caso Base | All generators | 0.99 | cap | Dorada 115/33/13.8 kV | m:P:bushv in MW | 9.9026 | ElmTr3
2031 | 2031_DzMD_GzMN_Dp00_Gp00 | Caso Base | All generators | 1 | cap | Dorada 115/33/13.8 kV | m:P:bushv in MW | 9.9026 | ElmTr3
2031 | 2031_DzMD_GzMN_Dp00_Gp00 | Caso Base | All generators | 0.9 | cap | Dorada 115/33/13.8 kV | m:Q:bushv in Mvar | 4.463 | ElmTr3
2031 | 2031_DzMD_GzMN_Dp00_Gp00 | Caso Base | All generators | 0.91 | cap | Dorada 115/33/13.8 kV | m:Q:bushv in Mvar | 4.463 | ElmTr3
2031 | 2031_DzMD_GzMN_Dp00_Gp00 | Caso Base | All generators | 0.92 | cap | Dorada 115/33/13.8 kV | m:Q:bushv in Mvar | 4.463 | ElmTr3
2031 | 2031_DzMD_GzMN_Dp00_Gp00 | Caso Base | All generators | 0.93 | cap | Dorada 115/33/13.8 kV | m:Q:bushv in Mvar | 4.463 | ElmTr3
2031 | 2031_DzMD_GzMN_Dp00_Gp00 | Caso Base | All generators | 0.94 | cap | Dorada 115/33/13.8 kV | m:Q:bushv in Mvar | 4.463 | ElmTr3
2031 | 2031_DzMD_GzMN_Dp00_Gp00 | Caso Base | All generators | 0.95 | cap | Dorada 115/33/13.8 kV | m:Q:bushv in Mvar | 4.463 | ElmTr3
2031 | 2031_DzMD_GzMN_Dp00_Gp00 | Caso Base | All generators | 0.96 | cap | Dorada 115/33/13.8 kV | m:Q:bushv in Mvar | 4.463 | ElmTr3
2031 | 2031_DzMD_GzMN_Dp00_Gp00 | Caso Base | All generators | 0.97 | cap | Dorada 115/33/13.8 kV | m:Q:bushv in Mvar | 4.463 | ElmTr3
2031 | 2031_DzMD_GzMN_Dp00_Gp00 | Caso Base | All generators | 0.98 | cap | Dorada 115/33/13.8 kV | m:Q:bushv in Mvar | 4.463 | ElmTr3
2031 | 2031_DzMD_GzMN_Dp00_Gp00 | Caso Base | All generators | 0.99 | cap | Dorada 115/33/13.8 kV | m:Q:bushv in Mvar | 4.463 | ElmTr3
2031 | 2031_DzMD_GzMN_Dp00_Gp00 | Caso Base | All generators | 1 | cap | Dorada 115/33/13.8 kV | m:Q:bushv in Mvar | 4.463 | ElmTr3
2031 | 2031_DzMD_GzMN_Dp00_Gp00 | Caso Base | All generators | 0.9 | cap | Dorada 115/33/13.8 kV | m:cosphi:bushv | 0.91169 | ElmTr3
2031 | 2031_DzMD_GzMN_Dp00_Gp00 | Caso Base | All generators | 0.91 | cap | Dorada 115/33/13.8 kV | m:cosphi:bushv | 0.91169 | ElmTr3
2031 | 2031_DzMD_GzMN_Dp00_Gp00 | Caso Base | All generators | 0.92 | cap | Dorada 115/33/13.8 kV | m:cosphi:bushv | 0.91169 | ElmTr3
2031 | 2031_DzMD_GzMN_Dp00_Gp00 | Caso Base | All generators | 0.93 | cap | Dorada 115/33/13.8 kV | m:cosphi:bushv | 0.91169 | ElmTr3
2031 | 2031_DzMD_GzMN_Dp00_Gp00 | Caso Base | All generators | 0.94 | cap | Dorada 115/33/13.8 kV | m:cosphi:bushv | 0.91169 | ElmTr3
2031 | 2031_DzMD_GzMN_Dp00_Gp00 | Caso Base | All generators | 0.95 | cap | Dorada 115/33/13.8 kV | m:cosphi:bushv | 0.91169 | ElmTr3
2031 | 2031_DzMD_GzMN_Dp00_Gp00 | Caso Base | All generators | 0.96 | cap | Dorada 115/33/13.8 kV | m:cosphi:bushv | 0.91169 | ElmTr3
2031 | 2031_DzMD_GzMN_Dp00_Gp00 | Caso Base | All generators | 0.97 | cap | Dorada 115/33/13.8 kV | m:cosphi:bushv | 0.91169 | ElmTr3
2031 | 2031_DzMD_GzMN_Dp00_Gp00 | Caso Base | All generators | 0.98 | cap | Dorada 115/33/13.8 kV | m:cosphi:bushv | 0.91169 | ElmTr3
2031 | 2031_DzMD_GzMN_Dp00_Gp00 | Caso Base | All generators | 0.99 | cap | Dorada 115/33/13.8 kV | m:cosphi:bushv | 0.91169 | ElmTr3
2031 | 2031_DzMD_GzMN_Dp00_Gp00 | Caso Base | All generators | 1 | cap | Dorada 115/33/13.8 kV | m:cosphi:bushv | 0.91169 | ElmTr3
2031 | 2031_DzMD_GzMN_Dp00_Gp00 | Caso Base | All generators | 0.9 | cap | Manzanares 115/33/13.8 kV | m:P:bushv in MW | 1.9867 | ElmTr3
2031 | 2031_DzMD_GzMN_Dp00_Gp00 | Caso Base | All generators | 0.91 | cap | Manzanares 115/33/13.8 kV | m:P:bushv in MW | 1.9867 | ElmTr3
2031 | 2031_DzMD_GzMN_Dp00_Gp00 | Caso Base | All generators | 0.92 | cap | Manzanares 115/33/13.8 kV | m:P:bushv in MW | 1.9867 | ElmTr3
2031 | 2031_DzMD_GzMN_Dp00_Gp00 | Caso Base | All generators | 0.93 | cap | Manzanares 115/33/13.8 kV | m:P:bushv in MW | 1.9867 | ElmTr3
2031 | 2031_DzMD_GzMN_Dp00_Gp00 | Caso Base | All generators | 0.94 | cap | Manzanares 115/33/13.8 kV | m:P:bushv in MW | 1.9867 | ElmTr3
2031 | 2031_DzMD_GzMN_Dp00_Gp00 | Caso Base | All generators | 0.95 | cap | Manzanares 115/33/13.8 kV | m:P:bushv in MW | 1.9867 | ElmTr3
2031 | 2031_DzMD_GzMN_Dp00_Gp00 | Caso Base | All generators | 0.96 | cap | Manzanares 115/33/13.8 kV | m:P:bushv in MW | 1.9867 | ElmTr3
2031 | 2031_DzMD_GzMN_Dp00_Gp00 | Caso Base | All generators | 0.97 | cap | Manzanares 115/33/13.8 kV | m:P:bushv in MW | 1.9867 | ElmTr3
2031 | 2031_DzMD_GzMN_Dp00_Gp00 | Caso Base | All generators | 0.98 | cap | Manzanares 115/33/13.8 kV | m:P:bushv in MW | 1.9867 | ElmTr3
2031 | 2031_DzMD_GzMN_Dp00_Gp00 | Caso Base | All generators | 0.99 | cap | Manzanares 115/33/13.8 kV | m:P:bushv in MW | 1.9867 | ElmTr3
2031 | 2031_DzMD_GzMN_Dp00_Gp00 | Caso Base | All generators | 1 | cap | Manzanares 115/33/13.8 kV | m:P:bushv in MW | 1.9867 | ElmTr3
2031 | 2031_DzMD_GzMN_Dp00_Gp00 | Caso Base | All generators | 0.9 | cap | Manzanares 115/33/13.8 kV | m:Q:bushv in Mvar | 0.44521 | ElmTr3
2031 | 2031_DzMD_GzMN_Dp00_Gp00 | Caso Base | All generators | 0.91 | cap | Manzanares 115/33/13.8 kV | m:Q:bushv in Mvar | 0.44521 | ElmTr3
2031 | 2031_DzMD_GzMN_Dp00_Gp00 | Caso Base | All generators | 0.92 | cap | Manzanares 115/33/13.8 kV | m:Q:bushv in Mvar | 0.44521 | ElmTr3
2031 | 2031_DzMD_GzMN_Dp00_Gp00 | Caso Base | All generators | 0.93 | cap | Manzanares 115/33/13.8 kV | m:Q:bushv in Mvar | 0.44521 | ElmTr3
2031 | 2031_DzMD_GzMN_Dp00_Gp00 | Caso Base | All generators | 0.94 | cap | Manzanares 115/33/13.8 kV | m:Q:bushv in Mvar | 0.44521 | ElmTr3
2031 | 2031_DzMD_GzMN_Dp00_Gp00 | Caso Base | All generators | 0.95 | cap | Manzanares 115/33/13.8 kV | m:Q:bushv in Mvar | 0.44521 | ElmTr3
2031 | 2031_DzMD_GzMN_Dp00_Gp00 | Caso Base | All generators | 0.96 | cap | Manzanares 115/33/13.8 kV | m:Q:bushv in Mvar | 0.44521 | ElmTr3
2031 | 2031_DzMD_GzMN_Dp00_Gp00 | Caso Base | All generators | 0.97 | cap | Manzanares 115/33/13.8 kV | m:Q:bushv in Mvar | 0.44521 | ElmTr3
2031 | 2031_DzMD_GzMN_Dp00_Gp00 | Caso Base | All generators | 0.98 | cap | Manzanares 115/33/13.8 kV | m:Q:bushv in Mvar | 0.44521 | ElmTr3
2031 | 2031_DzMD_GzMN_Dp00_Gp00 | Caso Base | All generators | 0.99 | cap | Manzanares 115/33/13.8 kV | m:Q:bushv in Mvar | 0.44521 | ElmTr3
2031 | 2031_DzMD_GzMN_Dp00_Gp00 | Caso Base | All generators | 1 | cap | Manzanares 115/33/13.8 kV | m:Q:bushv in Mvar | 0.44521 | ElmTr3
2031 | 2031_DzMD_GzMN_Dp00_Gp00 | Caso Base | All generators | 0.9 | cap | Manzanares 115/33/13.8 kV | m:cosphi:bushv | 0.9758 | ElmTr3
2031 | 2031_DzMD_GzMN_Dp00_Gp00 | Caso Base | All generators | 0.91 | cap | Manzanares 115/33/13.8 kV | m:cosphi:bushv | 0.9758 | ElmTr3
2031 | 2031_DzMD_GzMN_Dp00_Gp00 | Caso Base | All generators | 0.92 | cap | Manzanares 115/33/13.8 kV | m:cosphi:bushv | 0.9758 | ElmTr3
2031 | 2031_DzMD_GzMN_Dp00_Gp00 | Caso Base | All generators | 0.93 | cap | Manzanares 115/33/13.8 kV | m:cosphi:bushv | 0.9758 | ElmTr3
2031 | 2031_DzMD_GzMN_Dp00_Gp00 | Caso Base | All generators | 0.94 | cap | Manzanares 115/33/13.8 kV | m:cosphi:bushv | 0.9758 | ElmTr3
2031 | 2031_DzMD_GzMN_Dp00_Gp00 | Caso Base | All generators | 0.95 | cap | Manzanares 115/33/13.8 kV | m:cosphi:bushv | 0.9758 | ElmTr3
2031 | 2031_DzMD_GzMN_Dp00_Gp00 | Caso Base | All generators | 0.96 | cap | Manzanares 115/33/13.8 kV | m:cosphi:bushv | 0.9758 | ElmTr3
2031 | 2031_DzMD_GzMN_Dp00_Gp00 | Caso Base | All generators | 0.97 | cap | Manzanares 115/33/13.8 kV | m:cosphi:bushv | 0.9758 | ElmTr3
2031 | 2031_DzMD_GzMN_Dp00_Gp00 | Caso Base | All generators | 0.98 | cap | Manzanares 115/33/13.8 kV | m:cosphi:bushv | 0.9758 | ElmTr3
2031 | 2031_DzMD_GzMN_Dp00_Gp00 | Caso Base | All generators | 0.99 | cap | Manzanares 115/33/13.8 kV | m:cosphi:bushv | 0.9758 | ElmTr3
2031 | 2031_DzMD_GzMN_Dp00_Gp00 | Caso Base | All generators | 1 | cap | Manzanares 115/33/13.8 kV | m:cosphi:bushv | 0.9758 | ElmTr3
2031 | 2031_DzMD_GzMN_Dp00_Gp00 | Caso Base | All generators | 0.9 | cap | Purnio 230/115 | m:P:bushv in MW | 53.5145 | ElmTr3
2031 | 2031_DzMD_GzMN_Dp00_Gp00 | Caso Base | All generators | 0.91 | cap | Purnio 230/115 | m:P:bushv in MW | 53.5145 | ElmTr3
2031 | 2031_DzMD_GzMN_Dp00_Gp00 | Caso Base | All generators | 0.92 | cap | Purnio 230/115 | m:P:bushv in MW | 53.5145 | ElmTr3
2031 | 2031_DzMD_GzMN_Dp00_Gp00 | Caso Base | All generators | 0.93 | cap | Purnio 230/115 | m:P:bushv in MW | 53.5145 | ElmTr3
2031 | 2031_DzMD_GzMN_Dp00_Gp00 | Caso Base | All generators | 0.94 | cap | Purnio 230/115 | m:P:bushv in MW | 53.5145 | ElmTr3
2031 | 2031_DzMD_GzMN_Dp00_Gp00 | Caso Base | All generators | 0.95 | cap | Purnio 230/115 | m:P:bushv in MW | 53.5145 | ElmTr3
2031 | 2031_DzMD_GzMN_Dp00_Gp00 | Caso Base | All generators | 0.96 | cap | Purnio 230/115 | m:P:bushv in MW | 53.5145 | ElmTr3
2031 | 2031_DzMD_GzMN_Dp00_Gp00 | Caso Base | All generators | 0.97 | cap | Purnio 230/115 | m:P:bushv in MW | 53.5145 | ElmTr3
2031 | 2031_DzMD_GzMN_Dp00_Gp00 | Caso Base | All generators | 0.98 | cap | Purnio 230/115 | m:P:bushv in MW | 53.5145 | ElmTr3
2031 | 2031_DzMD_GzMN_Dp00_Gp00 | Caso Base | All generators | 0.99 | cap | Purnio 230/115 | m:P:bushv in MW | 53.5145 | ElmTr3
2031 | 2031_DzMD_GzMN_Dp00_Gp00 | Caso Base | All generators | 1 | cap | Purnio 230/115 | m:P:bushv in MW | 53.5145 | ElmTr3
2031 | 2031_DzMD_GzMN_Dp00_Gp00 | Caso Base | All generators | 0.9 | cap | Purnio 230/115 | m:Q:bushv in Mvar | -5.3269 | ElmTr3
2031 | 2031_DzMD_GzMN_Dp00_Gp00 | Caso Base | All generators | 0.91 | cap | Purnio 230/115 | m:Q:bushv in Mvar | -5.3269 | ElmTr3
2031 | 2031_DzMD_GzMN_Dp00_Gp00 | Caso Base | All generators | 0.92 | cap | Purnio 230/115 | m:Q:bushv in Mvar | -5.3269 | ElmTr3
2031 | 2031_DzMD_GzMN_Dp00_Gp00 | Caso Base | All generators | 0.93 | cap | Purnio 230/115 | m:Q:bushv in Mvar | -5.3269 | ElmTr3
2031 | 2031_DzMD_GzMN_Dp00_Gp00 | Caso Base | All generators | 0.94 | cap | Purnio 230/115 | m:Q:bushv in Mvar | -5.3269 | ElmTr3
2031 | 2031_DzMD_GzMN_Dp00_Gp00 | Caso Base | All generators | 0.95 | cap | Purnio 230/115 | m:Q:bushv in Mvar | -5.3269 | ElmTr3
2031 | 2031_DzMD_GzMN_Dp00_Gp00 | Caso Base | All generators | 0.96 | cap | Purnio 230/115 | m:Q:bushv in Mvar | -5.3269 | ElmTr3
2031 | 2031_DzMD_GzMN_Dp00_Gp00 | Caso Base | All generators | 0.97 | cap | Purnio 230/115 | m:Q:bushv in Mvar | -5.3269 | ElmTr3
2031 | 2031_DzMD_GzMN_Dp00_Gp00 | Caso Base | All generators | 0.98 | cap | Purnio 230/115 | m:Q:bushv in Mvar | -5.3269 | ElmTr3
2031 | 2031_DzMD_GzMN_Dp00_Gp00 | Caso Base | All generators | 0.99 | cap | Purnio 230/115 | m:Q:bushv in Mvar | -5.3269 | ElmTr3
2031 | 2031_DzMD_GzMN_Dp00_Gp00 | Caso Base | All generators | 1 | cap | Purnio 230/115 | m:Q:bushv in Mvar | -5.3269 | ElmTr3
2031 | 2031_DzMD_GzMN_Dp00_Gp00 | Caso Base | All generators | 0.9 | cap | Purnio 230/115 | m:cosphi:bushv | 0.99508 | ElmTr3
2031 | 2031_DzMD_GzMN_Dp00_Gp00 | Caso Base | All generators | 0.91 | cap | Purnio 230/115 | m:cosphi:bushv | 0.99508 | ElmTr3
2031 | 2031_DzMD_GzMN_Dp00_Gp00 | Caso Base | All generators | 0.92 | cap | Purnio 230/115 | m:cosphi:bushv | 0.99508 | ElmTr3
2031 | 2031_DzMD_GzMN_Dp00_Gp00 | Caso Base | All generators | 0.93 | cap | Purnio 230/115 | m:cosphi:bushv | 0.99508 | ElmTr3
2031 | 2031_DzMD_GzMN_Dp00_Gp00 | Caso Base | All generators | 0.94 | cap | Purnio 230/115 | m:cosphi:bushv | 0.99508 | ElmTr3
2031 | 2031_DzMD_GzMN_Dp00_Gp00 | Caso Base | All generators | 0.95 | cap | Purnio 230/115 | m:cosphi:bushv | 0.99508 | ElmTr3
2031 | 2031_DzMD_GzMN_Dp00_Gp00 | Caso Base | All generators | 0.96 | cap | Purnio 230/115 | m:cosphi:bushv | 0.99508 | ElmTr3
2031 | 2031_DzMD_GzMN_Dp00_Gp00 | Caso Base | All generators | 0.97 | cap | Purnio 230/115 | m:cosphi:bushv | 0.99508 | ElmTr3
2031 | 2031_DzMD_GzMN_Dp00_Gp00 | Caso Base | All generators | 0.98 | cap | Purnio 230/115 | m:cosphi:bushv | 0.99508 | ElmTr3
2031 | 2031_DzMD_GzMN_Dp00_Gp00 | Caso Base | All generators | 0.99 | cap | Purnio 230/115 | m:cosphi:bushv | 0.99508 | ElmTr3
2031 | 2031_DzMD_GzMN_Dp00_Gp00 | Caso Base | All generators | 1 | cap | Purnio 230/115 | m:cosphi:bushv | 0.99508 | ElmTr3
2031 | 2031_DzMD_GzMN_Dp00_Gp00 | Caso Base | All generators | 0.9 | cap | Victoria 115/33/13.8 kV | m:P:bushv in MW | 4.6502 | ElmTr3
2031 | 2031_DzMD_GzMN_Dp00_Gp00 | Caso Base | All generators | 0.91 | cap | Victoria 115/33/13.8 kV | m:P:bushv in MW | 4.6502 | ElmTr3
2031 | 2031_DzMD_GzMN_Dp00_Gp00 | Caso Base | All generators | 0.92 | cap | Victoria 115/33/13.8 kV | m:P:bushv in MW | 4.6502 | ElmTr3
2031 | 2031_DzMD_GzMN_Dp00_Gp00 | Caso Base | All generators | 0.93 | cap | Victoria 115/33/13.8 kV | m:P:bushv in MW | 4.6502 | ElmTr3
2031 | 2031_DzMD_GzMN_Dp00_Gp00 | Caso Base | All generators | 0.94 | cap | Victoria 115/33/13.8 kV | m:P:bushv in MW | 4.6502 | ElmTr3
2031 | 2031_DzMD_GzMN_Dp00_Gp00 | Caso Base | All generators | 0.95 | cap | Victoria 115/33/13.8 kV | m:P:bushv in MW | 4.6502 | ElmTr3
2031 | 2031_DzMD_GzMN_Dp00_Gp00 | Caso Base | All generators | 0.96 | cap | Victoria 115/33/13.8 kV | m:P:bushv in MW | 4.6502 | ElmTr3
2031 | 2031_DzMD_GzMN_Dp00_Gp00 | Caso Base | All generators | 0.97 | cap | Victoria 115/33/13.8 kV | m:P:bushv in MW | 4.6502 | ElmTr3
2031 | 2031_DzMD_GzMN_Dp00_Gp00 | Caso Base | All generators | 0.98 | cap | Victoria 115/33/13.8 kV | m:P:bushv in MW | 4.6502 | ElmTr3
2031 | 2031_DzMD_GzMN_Dp00_Gp00 | Caso Base | All generators | 0.99 | cap | Victoria 115/33/13.8 kV | m:P:bushv in MW | 4.6502 | ElmTr3
2031 | 2031_DzMD_GzMN_Dp00_Gp00 | Caso Base | All generators | 1 | cap | Victoria 115/33/13.8 kV | m:P:bushv in MW | 4.6502 | ElmTr3
2031 | 2031_DzMD_GzMN_Dp00_Gp00 | Caso Base | All generators | 0.9 | cap | Victoria 115/33/13.8 kV | m:Q:bushv in Mvar | 3.7323 | ElmTr3
2031 | 2031_DzMD_GzMN_Dp00_Gp00 | Caso Base | All generators | 0.91 | cap | Victoria 115/33/13.8 kV | m:Q:bushv in Mvar | 3.7323 | ElmTr3
2031 | 2031_DzMD_GzMN_Dp00_Gp00 | Caso Base | All generators | 0.92 | cap | Victoria 115/33/13.8 kV | m:Q:bushv in Mvar | 3.7323 | ElmTr3
2031 | 2031_DzMD_GzMN_Dp00_Gp00 | Caso Base | All generators | 0.93 | cap | Victoria 115/33/13.8 kV | m:Q:bushv in Mvar | 3.7323 | ElmTr3
2031 | 2031_DzMD_GzMN_Dp00_Gp00 | Caso Base | All generators | 0.94 | cap | Victoria 115/33/13.8 kV | m:Q:bushv in Mvar | 3.7323 | ElmTr3
2031 | 2031_DzMD_GzMN_Dp00_Gp00 | Caso Base | All generators | 0.95 | cap | Victoria 115/33/13.8 kV | m:Q:bushv in Mvar | 3.7323 | ElmTr3
2031 | 2031_DzMD_GzMN_Dp00_Gp00 | Caso Base | All generators | 0.96 | cap | Victoria 115/33/13.8 kV | m:Q:bushv in Mvar | 3.7323 | ElmTr3
2031 | 2031_DzMD_GzMN_Dp00_Gp00 | Caso Base | All generators | 0.97 | cap | Victoria 115/33/13.8 kV | m:Q:bushv in Mvar | 3.7323 | ElmTr3
2031 | 2031_DzMD_GzMN_Dp00_Gp00 | Caso Base | All generators | 0.98 | cap | Victoria 115/33/13.8 kV | m:Q:bushv in Mvar | 3.7323 | ElmTr3
2031 | 2031_DzMD_GzMN_Dp00_Gp00 | Caso Base | All generators | 0.99 | cap | Victoria 115/33/13.8 kV | m:Q:bushv in Mvar | 3.7323 | ElmTr3
2031 | 2031_DzMD_GzMN_Dp00_Gp00 | Caso Base | All generators | 1 | cap | Victoria 115/33/13.8 kV | m:Q:bushv in Mvar | 3.7323 | ElmTr3
2031 | 2031_DzMD_GzMN_Dp00_Gp00 | Caso Base | All generators | 0.9 | cap | Victoria 115/33/13.8 kV | m:cosphi:bushv | 0.77987 | ElmTr3
2031 | 2031_DzMD_GzMN_Dp00_Gp00 | Caso Base | All generators | 0.91 | cap | Victoria 115/33/13.8 kV | m:cosphi:bushv | 0.77987 | ElmTr3
2031 | 2031_DzMD_GzMN_Dp00_Gp00 | Caso Base | All generators | 0.92 | cap | Victoria 115/33/13.8 kV | m:cosphi:bushv | 0.77987 | ElmTr3
2031 | 2031_DzMD_GzMN_Dp00_Gp00 | Caso Base | All generators | 0.93 | cap | Victoria 115/33/13.8 kV | m:cosphi:bushv | 0.77987 | ElmTr3
2031 | 2031_DzMD_GzMN_Dp00_Gp00 | Caso Base | All generators | 0.94 | cap | Victoria 115/33/13.8 kV | m:cosphi:bushv | 0.77987 | ElmTr3
2031 | 2031_DzMD_GzMN_Dp00_Gp00 | Caso Base | All generators | 0.95 | cap | Victoria 115/33/13.8 kV | m:cosphi:bushv | 0.77987 | ElmTr3
2031 | 2031_DzMD_GzMN_Dp00_Gp00 | Caso Base | All generators | 0.96 | cap | Victoria 115/33/13.8 kV | m:cosphi:bushv | 0.77987 | ElmTr3
2031 | 2031_DzMD_GzMN_Dp00_Gp00 | Caso Base | All generators | 0.97 | cap | Victoria 115/33/13.8 kV | m:cosphi:bushv | 0.77987 | ElmTr3
2031 | 2031_DzMD_GzMN_Dp00_Gp00 | Caso Base | All generators | 0.98 | cap | Victoria 115/33/13.8 kV | m:cosphi:bushv | 0.77987 | ElmTr3
2031 | 2031_DzMD_GzMN_Dp00_Gp00 | Caso Base | All generators | 0.99 | cap | Victoria 115/33/13.8 kV | m:cosphi:bushv | 0.77987 | ElmTr3
2031 | 2031_DzMD_GzMN_Dp00_Gp00 | Caso Base | All generators | 1 | cap | Victoria 115/33/13.8 kV | m:cosphi:bushv | 0.77987 | ElmTr3
2031 | 2031_DzMD_GzMN_Dp00_Gp00 | Caso Base | All generators | 0.9 | ind | Dorada - Magdalena 115 kV | m:P:bus1 in MW | 51.2857 | ElmLne
2031 | 2031_DzMD_GzMN_Dp00_Gp00 | Caso Base | All generators | 0.91 | ind | Dorada - Magdalena 115 kV | m:P:bus1 in MW | 51.2857 | ElmLne
2031 | 2031_DzMD_GzMN_Dp00_Gp00 | Caso Base | All generators | 0.92 | ind | Dorada - Magdalena 115 kV | m:P:bus1 in MW | 51.2857 | ElmLne
2031 | 2031_DzMD_GzMN_Dp00_Gp00 | Caso Base | All generators | 0.93 | ind | Dorada - Magdalena 115 kV | m:P:bus1 in MW | 51.2857 | ElmLne
2031 | 2031_DzMD_GzMN_Dp00_Gp00 | Caso Base | All generators | 0.94 | ind | Dorada - Magdalena 115 kV | m:P:bus1 in MW | 51.2857 | ElmLne
2031 | 2031_DzMD_GzMN_Dp00_Gp00 | Caso Base | All generators | 0.95 | ind | Dorada - Magdalena 115 kV | m:P:bus1 in MW | 51.2857 | ElmLne
2031 | 2031_DzMD_GzMN_Dp00_Gp00 | Caso Base | All generators | 0.96 | ind | Dorada - Magdalena 115 kV | m:P:bus1 in MW | 51.2857 | ElmLne
2031 | 2031_DzMD_GzMN_Dp00_Gp00 | Caso Base | All generators | 0.97 | ind | Dorada - Magdalena 115 kV | m:P:bus1 in MW | 51.2857 | ElmLne
2031 | 2031_DzMD_GzMN_Dp00_Gp00 | Caso Base | All generators | 0.98 | ind | Dorada - Magdalena 115 kV | m:P:bus1 in MW | 51.2857 | ElmLne
2031 | 2031_DzMD_GzMN_Dp00_Gp00 | Caso Base | All generators | 0.99 | ind | Dorada - Magdalena 115 kV | m:P:bus1 in MW | 51.2857 | ElmLne
2031 | 2031_DzMD_GzMN_Dp00_Gp00 | Caso Base | All generators | 1 | ind | Dorada - Magdalena 115 kV | m:P:bus1 in MW | 51.2857 | ElmLne
2031 | 2031_DzMD_GzMN_Dp00_Gp00 | Caso Base | All generators | 0.9 | ind | Dorada - Magdalena 115 kV | m:P:bus2 in MW | -51.1503 | ElmLne
2031 | 2031_DzMD_GzMN_Dp00_Gp00 | Caso Base | All generators | 0.91 | ind | Dorada - Magdalena 115 kV | m:P:bus2 in MW | -51.1503 | ElmLne
2031 | 2031_DzMD_GzMN_Dp00_Gp00 | Caso Base | All generators | 0.92 | ind | Dorada - Magdalena 115 kV | m:P:bus2 in MW | -51.1503 | ElmLne
2031 | 2031_DzMD_GzMN_Dp00_Gp00 | Caso Base | All generators | 0.93 | ind | Dorada - Magdalena 115 kV | m:P:bus2 in MW | -51.1503 | ElmLne
2031 | 2031_DzMD_GzMN_Dp00_Gp00 | Caso Base | All generators | 0.94 | ind | Dorada - Magdalena 115 kV | m:P:bus2 in MW | -51.1503 | ElmLne
2031 | 2031_DzMD_GzMN_Dp00_Gp00 | Caso Base | All generators | 0.95 | ind | Dorada - Magdalena 115 kV | m:P:bus2 in MW | -51.1503 | ElmLne
2031 | 2031_DzMD_GzMN_Dp00_Gp00 | Caso Base | All generators | 0.96 | ind | Dorada - Magdalena 115 kV | m:P:bus2 in MW | -51.1503 | ElmLne
2031 | 2031_DzMD_GzMN_Dp00_Gp00 | Caso Base | All generators | 0.97 | ind | Dorada - Magdalena 115 kV | m:P:bus2 in MW | -51.1503 | ElmLne
2031 | 2031_DzMD_GzMN_Dp00_Gp00 | Caso Base | All generators | 0.98 | ind | Dorada - Magdalena 115 kV | m:P:bus2 in MW | -51.1503 | ElmLne
2031 | 2031_DzMD_GzMN_Dp00_Gp00 | Caso Base | All generators | 0.99 | ind | Dorada - Magdalena 115 kV | m:P:bus2 in MW | -51.1503 | ElmLne
2031 | 2031_DzMD_GzMN_Dp00_Gp00 | Caso Base | All generators | 1 | ind | Dorada - Magdalena 115 kV | m:P:bus2 in MW | -51.1503 | ElmLne
2031 | 2031_DzMD_GzMN_Dp00_Gp00 | Caso Base | All generators | 0.9 | ind | Dorada - Magdalena 115 kV | m:Q:bus1 in Mvar | 4.2136 | ElmLne
2031 | 2031_DzMD_GzMN_Dp00_Gp00 | Caso Base | All generators | 0.91 | ind | Dorada - Magdalena 115 kV | m:Q:bus1 in Mvar | 4.2136 | ElmLne
2031 | 2031_DzMD_GzMN_Dp00_Gp00 | Caso Base | All generators | 0.92 | ind | Dorada - Magdalena 115 kV | m:Q:bus1 in Mvar | 4.2136 | ElmLne
2031 | 2031_DzMD_GzMN_Dp00_Gp00 | Caso Base | All generators | 0.93 | ind | Dorada - Magdalena 115 kV | m:Q:bus1 in Mvar | 4.2136 | ElmLne
2031 | 2031_DzMD_GzMN_Dp00_Gp00 | Caso Base | All generators | 0.94 | ind | Dorada - Magdalena 115 kV | m:Q:bus1 in Mvar | 4.2136 | ElmLne
2031 | 2031_DzMD_GzMN_Dp00_Gp00 | Caso Base | All generators | 0.95 | ind | Dorada - Magdalena 115 kV | m:Q:bus1 in Mvar | 4.2136 | ElmLne
2031 | 2031_DzMD_GzMN_Dp00_Gp00 | Caso Base | All generators | 0.96 | ind | Dorada - Magdalena 115 kV | m:Q:bus1 in Mvar | 4.2136 | ElmLne
2031 | 2031_DzMD_GzMN_Dp00_Gp00 | Caso Base | All generators | 0.97 | ind | Dorada - Magdalena 115 kV | m:Q:bus1 in Mvar | 4.2136 | ElmLne
2031 | 2031_DzMD_GzMN_Dp00_Gp00 | Caso Base | All generators | 0.98 | ind | Dorada - Magdalena 115 kV | m:Q:bus1 in Mvar | 4.2136 | ElmLne
2031 | 2031_DzMD_GzMN_Dp00_Gp00 | Caso Base | All generators | 0.99 | ind | Dorada - Magdalena 115 kV | m:Q:bus1 in Mvar | 4.2136 | ElmLne
2031 | 2031_DzMD_GzMN_Dp00_Gp00 | Caso Base | All generators | 1 | ind | Dorada - Magdalena 115 kV | m:Q:bus1 in Mvar | 4.2136 | ElmLne
2031 | 2031_DzMD_GzMN_Dp00_Gp00 | Caso Base | All generators | 0.9 | ind | Dorada - Magdalena 115 kV | m:Q:bus2 in Mvar | -3.912 | ElmLne
2031 | 2031_DzMD_GzMN_Dp00_Gp00 | Caso Base | All generators | 0.91 | ind | Dorada - Magdalena 115 kV | m:Q:bus2 in Mvar | -3.912 | ElmLne
2031 | 2031_DzMD_GzMN_Dp00_Gp00 | Caso Base | All generators | 0.92 | ind | Dorada - Magdalena 115 kV | m:Q:bus2 in Mvar | -3.912 | ElmLne
2031 | 2031_DzMD_GzMN_Dp00_Gp00 | Caso Base | All generators | 0.93 | ind | Dorada - Magdalena 115 kV | m:Q:bus2 in Mvar | -3.912 | ElmLne
2031 | 2031_DzMD_GzMN_Dp00_Gp00 | Caso Base | All generators | 0.94 | ind | Dorada - Magdalena 115 kV | m:Q:bus2 in Mvar | -3.912 | ElmLne
2031 | 2031_DzMD_GzMN_Dp00_Gp00 | Caso Base | All generators | 0.95 | ind | Dorada - Magdalena 115 kV | m:Q:bus2 in Mvar | -3.912 | ElmLne
2031 | 2031_DzMD_GzMN_Dp00_Gp00 | Caso Base | All generators | 0.96 | ind | Dorada - Magdalena 115 kV | m:Q:bus2 in Mvar | -3.912 | ElmLne
2031 | 2031_DzMD_GzMN_Dp00_Gp00 | Caso Base | All generators | 0.97 | ind | Dorada - Magdalena 115 kV | m:Q:bus2 in Mvar | -3.912 | ElmLne
2031 | 2031_DzMD_GzMN_Dp00_Gp00 | Caso Base | All generators | 0.98 | ind | Dorada - Magdalena 115 kV | m:Q:bus2 in Mvar | -3.912 | ElmLne
2031 | 2031_DzMD_GzMN_Dp00_Gp00 | Caso Base | All generators | 0.99 | ind | Dorada - Magdalena 115 kV | m:Q:bus2 in Mvar | -3.912 | ElmLne
2031 | 2031_DzMD_GzMN_Dp00_Gp00 | Caso Base | All generators | 1 | ind | Dorada - Magdalena 115 kV | m:Q:bus2 in Mvar | -3.912 | ElmLne
2031 | 2031_DzMD_GzMN_Dp00_Gp00 | Caso Base | All generators | 0.9 | ind | Dorada - Magdalena 115 kV | m:cosphi:bus1 | 0.99664 | ElmLne
2031 | 2031_DzMD_GzMN_Dp00_Gp00 | Caso Base | All generators | 0.91 | ind | Dorada - Magdalena 115 kV | m:cosphi:bus1 | 0.99664 | ElmLne
2031 | 2031_DzMD_GzMN_Dp00_Gp00 | Caso Base | All generators | 0.92 | ind | Dorada - Magdalena 115 kV | m:cosphi:bus1 | 0.99664 | ElmLne
2031 | 2031_DzMD_GzMN_Dp00_Gp00 | Caso Base | All generators | 0.93 | ind | Dorada - Magdalena 115 kV | m:cosphi:bus1 | 0.99664 | ElmLne
2031 | 2031_DzMD_GzMN_Dp00_Gp00 | Caso Base | All generators | 0.94 | ind | Dorada - Magdalena 115 kV | m:cosphi:bus1 | 0.99664 | ElmLne
2031 | 2031_DzMD_GzMN_Dp00_Gp00 | Caso Base | All generators | 0.95 | ind | Dorada - Magdalena 115 kV | m:cosphi:bus1 | 0.99664 | ElmLne
2031 | 2031_DzMD_GzMN_Dp00_Gp00 | Caso Base | All generators | 0.96 | ind | Dorada - Magdalena 115 kV | m:cosphi:bus1 | 0.99664 | ElmLne
2031 | 2031_DzMD_GzMN_Dp00_Gp00 | Caso Base | All generators | 0.97 | ind | Dorada - Magdalena 115 kV | m:cosphi:bus1 | 0.99664 | ElmLne
2031 | 2031_DzMD_GzMN_Dp00_Gp00 | Caso Base | All generators | 0.98 | ind | Dorada - Magdalena 115 kV | m:cosphi:bus1 | 0.99664 | ElmLne
2031 | 2031_DzMD_GzMN_Dp00_Gp00 | Caso Base | All generators | 0.99 | ind | Dorada - Magdalena 115 kV | m:cosphi:bus1 | 0.99664 | ElmLne
2031 | 2031_DzMD_GzMN_Dp00_Gp00 | Caso Base | All generators | 1 | ind | Dorada - Magdalena 115 kV | m:cosphi:bus1 | 0.99664 | ElmLne
2031 | 2031_DzMD_GzMN_Dp00_Gp00 | Caso Base | All generators | 0.9 | ind | Dorada - Magdalena 115 kV | m:cosphi:bus2 | -0.99709 | ElmLne
2031 | 2031_DzMD_GzMN_Dp00_Gp00 | Caso Base | All generators | 0.91 | ind | Dorada - Magdalena 115 kV | m:cosphi:bus2 | -0.99709 | ElmLne
2031 | 2031_DzMD_GzMN_Dp00_Gp00 | Caso Base | All generators | 0.92 | ind | Dorada - Magdalena 115 kV | m:cosphi:bus2 | -0.99709 | ElmLne
2031 | 2031_DzMD_GzMN_Dp00_Gp00 | Caso Base | All generators | 0.93 | ind | Dorada - Magdalena 115 kV | m:cosphi:bus2 | -0.99709 | ElmLne
2031 | 2031_DzMD_GzMN_Dp00_Gp00 | Caso Base | All generators | 0.94 | ind | Dorada - Magdalena 115 kV | m:cosphi:bus2 | -0.99709 | ElmLne
2031 | 2031_DzMD_GzMN_Dp00_Gp00 | Caso Base | All generators | 0.95 | ind | Dorada - Magdalena 115 kV | m:cosphi:bus2 | -0.99709 | ElmLne
2031 | 2031_DzMD_GzMN_Dp00_Gp00 | Caso Base | All generators | 0.96 | ind | Dorada - Magdalena 115 kV | m:cosphi:bus2 | -0.99709 | ElmLne
2031 | 2031_DzMD_GzMN_Dp00_Gp00 | Caso Base | All generators | 0.97 | ind | Dorada - Magdalena 115 kV | m:cosphi:bus2 | -0.99709 | ElmLne
2031 | 2031_DzMD_GzMN_Dp00_Gp00 | Caso Base | All generators | 0.98 | ind | Dorada - Magdalena 115 kV | m:cosphi:bus2 | -0.99709 | ElmLne
2031 | 2031_DzMD_GzMN_Dp00_Gp00 | Caso Base | All generators | 0.99 | ind | Dorada - Magdalena 115 kV | m:cosphi:bus2 | -0.99709 | ElmLne
2031 | 2031_DzMD_GzMN_Dp00_Gp00 | Caso Base | All generators | 1 | ind | Dorada - Magdalena 115 kV | m:cosphi:bus2 | -0.99709 | ElmLne
2031 | 2031_DzMD_GzMN_Dp00_Gp00 | Caso Base | All generators | 0.9 | ind | Mariquita - Victoria 2 115 | m:P:bus1 in MW | 7.3092 | ElmLne
2031 | 2031_DzMD_GzMN_Dp00_Gp00 | Caso Base | All generators | 0.91 | ind | Mariquita - Victoria 2 115 | m:P:bus1 in MW | 7.3092 | ElmLne
2031 | 2031_DzMD_GzMN_Dp00_Gp00 | Caso Base | All generators | 0.92 | ind | Mariquita - Victoria 2 115 | m:P:bus1 in MW | 7.3092 | ElmLne
2031 | 2031_DzMD_GzMN_Dp00_Gp00 | Caso Base | All generators | 0.93 | ind | Mariquita - Victoria 2 115 | m:P:bus1 in MW | 7.3092 | ElmLne
2031 | 2031_DzMD_GzMN_Dp00_Gp00 | Caso Base | All generators | 0.94 | ind | Mariquita - Victoria 2 115 | m:P:bus1 in MW | 7.3092 | ElmLne
2031 | 2031_DzMD_GzMN_Dp00_Gp00 | Caso Base | All generators | 0.95 | ind | Mariquita - Victoria 2 115 | m:P:bus1 in MW | 7.3092 | ElmLne
2031 | 2031_DzMD_GzMN_Dp00_Gp00 | Caso Base | All generators | 0.96 | ind | Mariquita - Victoria 2 115 | m:P:bus1 in MW | 7.3092 | ElmLne
2031 | 2031_DzMD_GzMN_Dp00_Gp00 | Caso Base | All generators | 0.97 | ind | Mariquita - Victoria 2 115 | m:P:bus1 in MW | 7.3092 | ElmLne
2031 | 2031_DzMD_GzMN_Dp00_Gp00 | Caso Base | All generators | 0.98 | ind | Mariquita - Victoria 2 115 | m:P:bus1 in MW | 7.3092 | ElmLne
2031 | 2031_DzMD_GzMN_Dp00_Gp00 | Caso Base | All generators | 0.99 | ind | Mariquita - Victoria 2 115 | m:P:bus1 in MW | 7.3092 | ElmLne
2031 | 2031_DzMD_GzMN_Dp00_Gp00 | Caso Base | All generators | 1 | ind | Mariquita - Victoria 2 115 | m:P:bus1 in MW | 7.3092 | ElmLne
2031 | 2031_DzMD_GzMN_Dp00_Gp00 | Caso Base | All generators | 0.9 | ind | Mariquita - Victoria 2 115 | m:P:bus2 in MW | -7.246 | ElmLne
2031 | 2031_DzMD_GzMN_Dp00_Gp00 | Caso Base | All generators | 0.91 | ind | Mariquita - Victoria 2 115 | m:P:bus2 in MW | -7.246 | ElmLne
2031 | 2031_DzMD_GzMN_Dp00_Gp00 | Caso Base | All generators | 0.92 | ind | Mariquita - Victoria 2 115 | m:P:bus2 in MW | -7.246 | ElmLne
2031 | 2031_DzMD_GzMN_Dp00_Gp00 | Caso Base | All generators | 0.93 | ind | Mariquita - Victoria 2 115 | m:P:bus2 in MW | -7.246 | ElmLne
2031 | 2031_DzMD_GzMN_Dp00_Gp00 | Caso Base | All generators | 0.94 | ind | Mariquita - Victoria 2 115 | m:P:bus2 in MW | -7.246 | ElmLne
2031 | 2031_DzMD_GzMN_Dp00_Gp00 | Caso Base | All generators | 0.95 | ind | Mariquita - Victoria 2 115 | m:P:bus2 in MW | -7.246 | ElmLne
2031 | 2031_DzMD_GzMN_Dp00_Gp00 | Caso Base | All generators | 0.96 | ind | Mariquita - Victoria 2 115 | m:P:bus2 in MW | -7.246 | ElmLne
2031 | 2031_DzMD_GzMN_Dp00_Gp00 | Caso Base | All generators | 0.97 | ind | Mariquita - Victoria 2 115 | m:P:bus2 in MW | -7.246 | ElmLne
2031 | 2031_DzMD_GzMN_Dp00_Gp00 | Caso Base | All generators | 0.98 | ind | Mariquita - Victoria 2 115 | m:P:bus2 in MW | -7.246 | ElmLne
2031 | 2031_DzMD_GzMN_Dp00_Gp00 | Caso Base | All generators | 0.99 | ind | Mariquita - Victoria 2 115 | m:P:bus2 in MW | -7.246 | ElmLne
2031 | 2031_DzMD_GzMN_Dp00_Gp00 | Caso Base | All generators | 1 | ind | Mariquita - Victoria 2 115 | m:P:bus2 in MW | -7.246 | ElmLne
2031 | 2031_DzMD_GzMN_Dp00_Gp00 | Caso Base | All generators | 0.9 | ind | Mariquita - Victoria 2 115 | m:Q:bus1 in Mvar | -16.2984 | ElmLne
2031 | 2031_DzMD_GzMN_Dp00_Gp00 | Caso Base | All generators | 0.91 | ind | Mariquita - Victoria 2 115 | m:Q:bus1 in Mvar | -16.2984 | ElmLne
2031 | 2031_DzMD_GzMN_Dp00_Gp00 | Caso Base | All generators | 0.92 | ind | Mariquita - Victoria 2 115 | m:Q:bus1 in Mvar | -16.2984 | ElmLne
2031 | 2031_DzMD_GzMN_Dp00_Gp00 | Caso Base | All generators | 0.93 | ind | Mariquita - Victoria 2 115 | m:Q:bus1 in Mvar | -16.2984 | ElmLne
2031 | 2031_DzMD_GzMN_Dp00_Gp00 | Caso Base | All generators | 0.94 | ind | Mariquita - Victoria 2 115 | m:Q:bus1 in Mvar | -16.2984 | ElmLne
2031 | 2031_DzMD_GzMN_Dp00_Gp00 | Caso Base | All generators | 0.95 | ind | Mariquita - Victoria 2 115 | m:Q:bus1 in Mvar | -16.2984 | ElmLne
2031 | 2031_DzMD_GzMN_Dp00_Gp00 | Caso Base | All generators | 0.96 | ind | Mariquita - Victoria 2 115 | m:Q:bus1 in Mvar | -16.2984 | ElmLne
2031 | 2031_DzMD_GzMN_Dp00_Gp00 | Caso Base | All generators | 0.97 | ind | Mariquita - Victoria 2 115 | m:Q:bus1 in Mvar | -16.2984 | ElmLne
2031 | 2031_DzMD_GzMN_Dp00_Gp00 | Caso Base | All generators | 0.98 | ind | Mariquita - Victoria 2 115 | m:Q:bus1 in Mvar | -16.2984 | ElmLne
2031 | 2031_DzMD_GzMN_Dp00_Gp00 | Caso Base | All generators | 0.99 | ind | Mariquita - Victoria 2 115 | m:Q:bus1 in Mvar | -16.2984 | ElmLne
2031 | 2031_DzMD_GzMN_Dp00_Gp00 | Caso Base | All generators | 1 | ind | Mariquita - Victoria 2 115 | m:Q:bus1 in Mvar | -16.2984 | ElmLne
2031 | 2031_DzMD_GzMN_Dp00_Gp00 | Caso Base | All generators | 0.9 | ind | Mariquita - Victoria 2 115 | m:Q:bus2 in Mvar | 15.7711 | ElmLne
2031 | 2031_DzMD_GzMN_Dp00_Gp00 | Caso Base | All generators | 0.91 | ind | Mariquita - Victoria 2 115 | m:Q:bus2 in Mvar | 15.7711 | ElmLne
2031 | 2031_DzMD_GzMN_Dp00_Gp00 | Caso Base | All generators | 0.92 | ind | Mariquita - Victoria 2 115 | m:Q:bus2 in Mvar | 15.7711 | ElmLne
2031 | 2031_DzMD_GzMN_Dp00_Gp00 | Caso Base | All generators | 0.93 | ind | Mariquita - Victoria 2 115 | m:Q:bus2 in Mvar | 15.7711 | ElmLne
2031 | 2031_DzMD_GzMN_Dp00_Gp00 | Caso Base | All generators | 0.94 | ind | Mariquita - Victoria 2 115 | m:Q:bus2 in Mvar | 15.7711 | ElmLne
2031 | 2031_DzMD_GzMN_Dp00_Gp00 | Caso Base | All generators | 0.95 | ind | Mariquita - Victoria 2 115 | m:Q:bus2 in Mvar | 15.7711 | ElmLne
2031 | 2031_DzMD_GzMN_Dp00_Gp00 | Caso Base | All generators | 0.96 | ind | Mariquita - Victoria 2 115 | m:Q:bus2 in Mvar | 15.7711 | ElmLne
2031 | 2031_DzMD_GzMN_Dp00_Gp00 | Caso Base | All generators | 0.97 | ind | Mariquita - Victoria 2 115 | m:Q:bus2 in Mvar | 15.7711 | ElmLne
2031 | 2031_DzMD_GzMN_Dp00_Gp00 | Caso Base | All generators | 0.98 | ind | Mariquita - Victoria 2 115 | m:Q:bus2 in Mvar | 15.7711 | ElmLne
2031 | 2031_DzMD_GzMN_Dp00_Gp00 | Caso Base | All generators | 0.99 | ind | Mariquita - Victoria 2 115 | m:Q:bus2 in Mvar | 15.7711 | ElmLne
2031 | 2031_DzMD_GzMN_Dp00_Gp00 | Caso Base | All generators | 1 | ind | Mariquita - Victoria 2 115 | m:Q:bus2 in Mvar | 15.7711 | ElmLne
2031 | 2031_DzMD_GzMN_Dp00_Gp00 | Caso Base | All generators | 0.9 | ind | Mariquita - Victoria 2 115 | m:cosphi:bus1 | 0.40919 | ElmLne
2031 | 2031_DzMD_GzMN_Dp00_Gp00 | Caso Base | All generators | 0.91 | ind | Mariquita - Victoria 2 115 | m:cosphi:bus1 | 0.40919 | ElmLne
2031 | 2031_DzMD_GzMN_Dp00_Gp00 | Caso Base | All generators | 0.92 | ind | Mariquita - Victoria 2 115 | m:cosphi:bus1 | 0.40919 | ElmLne
2031 | 2031_DzMD_GzMN_Dp00_Gp00 | Caso Base | All generators | 0.93 | ind | Mariquita - Victoria 2 115 | m:cosphi:bus1 | 0.40919 | ElmLne
2031 | 2031_DzMD_GzMN_Dp00_Gp00 | Caso Base | All generators | 0.94 | ind | Mariquita - Victoria 2 115 | m:cosphi:bus1 | 0.40919 | ElmLne
2031 | 2031_DzMD_GzMN_Dp00_Gp00 | Caso Base | All generators | 0.95 | ind | Mariquita - Victoria 2 115 | m:cosphi:bus1 | 0.40919 | ElmLne
2031 | 2031_DzMD_GzMN_Dp00_Gp00 | Caso Base | All generators | 0.96 | ind | Mariquita - Victoria 2 115 | m:cosphi:bus1 | 0.40919 | ElmLne
2031 | 2031_DzMD_GzMN_Dp00_Gp00 | Caso Base | All generators | 0.97 | ind | Mariquita - Victoria 2 115 | m:cosphi:bus1 | 0.40919 | ElmLne
2031 | 2031_DzMD_GzMN_Dp00_Gp00 | Caso Base | All generators | 0.98 | ind | Mariquita - Victoria 2 115 | m:cosphi:bus1 | 0.40919 | ElmLne
2031 | 2031_DzMD_GzMN_Dp00_Gp00 | Caso Base | All generators | 0.99 | ind | Mariquita - Victoria 2 115 | m:cosphi:bus1 | 0.40919 | ElmLne
2031 | 2031_DzMD_GzMN_Dp00_Gp00 | Caso Base | All generators | 1 | ind | Mariquita - Victoria 2 115 | m:cosphi:bus1 | 0.40919 | ElmLne
2031 | 2031_DzMD_GzMN_Dp00_Gp00 | Caso Base | All generators | 0.9 | ind | Mariquita - Victoria 2 115 | m:cosphi:bus2 | -0.41749 | ElmLne
2031 | 2031_DzMD_GzMN_Dp00_Gp00 | Caso Base | All generators | 0.91 | ind | Mariquita - Victoria 2 115 | m:cosphi:bus2 | -0.41749 | ElmLne
2031 | 2031_DzMD_GzMN_Dp00_Gp00 | Caso Base | All generators | 0.92 | ind | Mariquita - Victoria 2 115 | m:cosphi:bus2 | -0.41749 | ElmLne
2031 | 2031_DzMD_GzMN_Dp00_Gp00 | Caso Base | All generators | 0.93 | ind | Mariquita - Victoria 2 115 | m:cosphi:bus2 | -0.41749 | ElmLne
2031 | 2031_DzMD_GzMN_Dp00_Gp00 | Caso Base | All generators | 0.94 | ind | Mariquita - Victoria 2 115 | m:cosphi:bus2 | -0.41749 | ElmLne
2031 | 2031_DzMD_GzMN_Dp00_Gp00 | Caso Base | All generators | 0.95 | ind | Mariquita - Victoria 2 115 | m:cosphi:bus2 | -0.41749 | ElmLne
2031 | 2031_DzMD_GzMN_Dp00_Gp00 | Caso Base | All generators | 0.96 | ind | Mariquita - Victoria 2 115 | m:cosphi:bus2 | -0.41749 | ElmLne
2031 | 2031_DzMD_GzMN_Dp00_Gp00 | Caso Base | All generators | 0.97 | ind | Mariquita - Victoria 2 115 | m:cosphi:bus2 | -0.41749 | ElmLne
2031 | 2031_DzMD_GzMN_Dp00_Gp00 | Caso Base | All generators | 0.98 | ind | Mariquita - Victoria 2 115 | m:cosphi:bus2 | -0.41749 | ElmLne
2031 | 2031_DzMD_GzMN_Dp00_Gp00 | Caso Base | All generators | 0.99 | ind | Mariquita - Victoria 2 115 | m:cosphi:bus2 | -0.41749 | ElmLne
2031 | 2031_DzMD_GzMN_Dp00_Gp00 | Caso Base | All generators | 1 | ind | Mariquita - Victoria 2 115 | m:cosphi:bus2 | -0.41749 | ElmLne
2031 | 2031_DzMD_GzMN_Dp00_Gp00 | Caso Base | All generators | 0.9 | ind | Dorada 115/33/13.8 kV | m:P:bushv in MW | 9.9026 | ElmTr3
2031 | 2031_DzMD_GzMN_Dp00_Gp00 | Caso Base | All generators | 0.91 | ind | Dorada 115/33/13.8 kV | m:P:bushv in MW | 9.9026 | ElmTr3
2031 | 2031_DzMD_GzMN_Dp00_Gp00 | Caso Base | All generators | 0.92 | ind | Dorada 115/33/13.8 kV | m:P:bushv in MW | 9.9026 | ElmTr3
2031 | 2031_DzMD_GzMN_Dp00_Gp00 | Caso Base | All generators | 0.93 | ind | Dorada 115/33/13.8 kV | m:P:bushv in MW | 9.9026 | ElmTr3
2031 | 2031_DzMD_GzMN_Dp00_Gp00 | Caso Base | All generators | 0.94 | ind | Dorada 115/33/13.8 kV | m:P:bushv in MW | 9.9026 | ElmTr3
2031 | 2031_DzMD_GzMN_Dp00_Gp00 | Caso Base | All generators | 0.95 | ind | Dorada 115/33/13.8 kV | m:P:bushv in MW | 9.9026 | ElmTr3
2031 | 2031_DzMD_GzMN_Dp00_Gp00 | Caso Base | All generators | 0.96 | ind | Dorada 115/33/13.8 kV | m:P:bushv in MW | 9.9026 | ElmTr3
2031 | 2031_DzMD_GzMN_Dp00_Gp00 | Caso Base | All generators | 0.97 | ind | Dorada 115/33/13.8 kV | m:P:bushv in MW | 9.9026 | ElmTr3
2031 | 2031_DzMD_GzMN_Dp00_Gp00 | Caso Base | All generators | 0.98 | ind | Dorada 115/33/13.8 kV | m:P:bushv in MW | 9.9026 | ElmTr3
2031 | 2031_DzMD_GzMN_Dp00_Gp00 | Caso Base | All generators | 0.99 | ind | Dorada 115/33/13.8 kV | m:P:bushv in MW | 9.9026 | ElmTr3
2031 | 2031_DzMD_GzMN_Dp00_Gp00 | Caso Base | All generators | 1 | ind | Dorada 115/33/13.8 kV | m:P:bushv in MW | 9.9026 | ElmTr3
2031 | 2031_DzMD_GzMN_Dp00_Gp00 | Caso Base | All generators | 0.9 | ind | Dorada 115/33/13.8 kV | m:Q:bushv in Mvar | 4.463 | ElmTr3
2031 | 2031_DzMD_GzMN_Dp00_Gp00 | Caso Base | All generators | 0.91 | ind | Dorada 115/33/13.8 kV | m:Q:bushv in Mvar | 4.463 | ElmTr3
2031 | 2031_DzMD_GzMN_Dp00_Gp00 | Caso Base | All generators | 0.92 | ind | Dorada 115/33/13.8 kV | m:Q:bushv in Mvar | 4.463 | ElmTr3
2031 | 2031_DzMD_GzMN_Dp00_Gp00 | Caso Base | All generators | 0.93 | ind | Dorada 115/33/13.8 kV | m:Q:bushv in Mvar | 4.463 | ElmTr3
2031 | 2031_DzMD_GzMN_Dp00_Gp00 | Caso Base | All generators | 0.94 | ind | Dorada 115/33/13.8 kV | m:Q:bushv in Mvar | 4.463 | ElmTr3
2031 | 2031_DzMD_GzMN_Dp00_Gp00 | Caso Base | All generators | 0.95 | ind | Dorada 115/33/13.8 kV | m:Q:bushv in Mvar | 4.463 | ElmTr3
2031 | 2031_DzMD_GzMN_Dp00_Gp00 | Caso Base | All generators | 0.96 | ind | Dorada 115/33/13.8 kV | m:Q:bushv in Mvar | 4.463 | ElmTr3
2031 | 2031_DzMD_GzMN_Dp00_Gp00 | Caso Base | All generators | 0.97 | ind | Dorada 115/33/13.8 kV | m:Q:bushv in Mvar | 4.463 | ElmTr3
2031 | 2031_DzMD_GzMN_Dp00_Gp00 | Caso Base | All generators | 0.98 | ind | Dorada 115/33/13.8 kV | m:Q:bushv in Mvar | 4.463 | ElmTr3
2031 | 2031_DzMD_GzMN_Dp00_Gp00 | Caso Base | All generators | 0.99 | ind | Dorada 115/33/13.8 kV | m:Q:bushv in Mvar | 4.463 | ElmTr3
2031 | 2031_DzMD_GzMN_Dp00_Gp00 | Caso Base | All generators | 1 | ind | Dorada 115/33/13.8 kV | m:Q:bushv in Mvar | 4.463 | ElmTr3
2031 | 2031_DzMD_GzMN_Dp00_Gp00 | Caso Base | All generators | 0.9 | ind | Dorada 115/33/13.8 kV | m:cosphi:bushv | 0.91169 | ElmTr3
2031 | 2031_DzMD_GzMN_Dp00_Gp00 | Caso Base | All generators | 0.91 | ind | Dorada 115/33/13.8 kV | m:cosphi:bushv | 0.91169 | ElmTr3
2031 | 2031_DzMD_GzMN_Dp00_Gp00 | Caso Base | All generators | 0.92 | ind | Dorada 115/33/13.8 kV | m:cosphi:bushv | 0.91169 | ElmTr3
2031 | 2031_DzMD_GzMN_Dp00_Gp00 | Caso Base | All generators | 0.93 | ind | Dorada 115/33/13.8 kV | m:cosphi:bushv | 0.91169 | ElmTr3
2031 | 2031_DzMD_GzMN_Dp00_Gp00 | Caso Base | All generators | 0.94 | ind | Dorada 115/33/13.8 kV | m:cosphi:bushv | 0.91169 | ElmTr3
2031 | 2031_DzMD_GzMN_Dp00_Gp00 | Caso Base | All generators | 0.95 | ind | Dorada 115/33/13.8 kV | m:cosphi:bushv | 0.91169 | ElmTr3
2031 | 2031_DzMD_GzMN_Dp00_Gp00 | Caso Base | All generators | 0.96 | ind | Dorada 115/33/13.8 kV | m:cosphi:bushv | 0.91169 | ElmTr3
2031 | 2031_DzMD_GzMN_Dp00_Gp00 | Caso Base | All generators | 0.97 | ind | Dorada 115/33/13.8 kV | m:cosphi:bushv | 0.91169 | ElmTr3
2031 | 2031_DzMD_GzMN_Dp00_Gp00 | Caso Base | All generators | 0.98 | ind | Dorada 115/33/13.8 kV | m:cosphi:bushv | 0.91169 | ElmTr3
2031 | 2031_DzMD_GzMN_Dp00_Gp00 | Caso Base | All generators | 0.99 | ind | Dorada 115/33/13.8 kV | m:cosphi:bushv | 0.91169 | ElmTr3
2031 | 2031_DzMD_GzMN_Dp00_Gp00 | Caso Base | All generators | 1 | ind | Dorada 115/33/13.8 kV | m:cosphi:bushv | 0.91169 | ElmTr3
2031 | 2031_DzMD_GzMN_Dp00_Gp00 | Caso Base | All generators | 0.9 | ind | Manzanares 115/33/13.8 kV | m:P:bushv in MW | 1.9867 | ElmTr3
2031 | 2031_DzMD_GzMN_Dp00_Gp00 | Caso Base | All generators | 0.91 | ind | Manzanares 115/33/13.8 kV | m:P:bushv in MW | 1.9867 | ElmTr3
2031 | 2031_DzMD_GzMN_Dp00_Gp00 | Caso Base | All generators | 0.92 | ind | Manzanares 115/33/13.8 kV | m:P:bushv in MW | 1.9867 | ElmTr3
2031 | 2031_DzMD_GzMN_Dp00_Gp00 | Caso Base | All generators | 0.93 | ind | Manzanares 115/33/13.8 kV | m:P:bushv in MW | 1.9867 | ElmTr3
2031 | 2031_DzMD_GzMN_Dp00_Gp00 | Caso Base | All generators | 0.94 | ind | Manzanares 115/33/13.8 kV | m:P:bushv in MW | 1.9867 | ElmTr3
2031 | 2031_DzMD_GzMN_Dp00_Gp00 | Caso Base | All generators | 0.95 | ind | Manzanares 115/33/13.8 kV | m:P:bushv in MW | 1.9867 | ElmTr3
2031 | 2031_DzMD_GzMN_Dp00_Gp00 | Caso Base | All generators | 0.96 | ind | Manzanares 115/33/13.8 kV | m:P:bushv in MW | 1.9867 | ElmTr3
2031 | 2031_DzMD_GzMN_Dp00_Gp00 | Caso Base | All generators | 0.97 | ind | Manzanares 115/33/13.8 kV | m:P:bushv in MW | 1.9867 | ElmTr3
2031 | 2031_DzMD_GzMN_Dp00_Gp00 | Caso Base | All generators | 0.98 | ind | Manzanares 115/33/13.8 kV | m:P:bushv in MW | 1.9867 | ElmTr3
2031 | 2031_DzMD_GzMN_Dp00_Gp00 | Caso Base | All generators | 0.99 | ind | Manzanares 115/33/13.8 kV | m:P:bushv in MW | 1.9867 | ElmTr3
2031 | 2031_DzMD_GzMN_Dp00_Gp00 | Caso Base | All generators | 1 | ind | Manzanares 115/33/13.8 kV | m:P:bushv in MW | 1.9867 | ElmTr3
2031 | 2031_DzMD_GzMN_Dp00_Gp00 | Caso Base | All generators | 0.9 | ind | Manzanares 115/33/13.8 kV | m:Q:bushv in Mvar | 0.44521 | ElmTr3
2031 | 2031_DzMD_GzMN_Dp00_Gp00 | Caso Base | All generators | 0.91 | ind | Manzanares 115/33/13.8 kV | m:Q:bushv in Mvar | 0.44521 | ElmTr3
2031 | 2031_DzMD_GzMN_Dp00_Gp00 | Caso Base | All generators | 0.92 | ind | Manzanares 115/33/13.8 kV | m:Q:bushv in Mvar | 0.44521 | ElmTr3
2031 | 2031_DzMD_GzMN_Dp00_Gp00 | Caso Base | All generators | 0.93 | ind | Manzanares 115/33/13.8 kV | m:Q:bushv in Mvar | 0.44521 | ElmTr3
2031 | 2031_DzMD_GzMN_Dp00_Gp00 | Caso Base | All generators | 0.94 | ind | Manzanares 115/33/13.8 kV | m:Q:bushv in Mvar | 0.44521 | ElmTr3
2031 | 2031_DzMD_GzMN_Dp00_Gp00 | Caso Base | All generators | 0.95 | ind | Manzanares 115/33/13.8 kV | m:Q:bushv in Mvar | 0.44521 | ElmTr3
2031 | 2031_DzMD_GzMN_Dp00_Gp00 | Caso Base | All generators | 0.96 | ind | Manzanares 115/33/13.8 kV | m:Q:bushv in Mvar | 0.44521 | ElmTr3
2031 | 2031_DzMD_GzMN_Dp00_Gp00 | Caso Base | All generators | 0.97 | ind | Manzanares 115/33/13.8 kV | m:Q:bushv in Mvar | 0.44521 | ElmTr3
2031 | 2031_DzMD_GzMN_Dp00_Gp00 | Caso Base | All generators | 0.98 | ind | Manzanares 115/33/13.8 kV | m:Q:bushv in Mvar | 0.44521 | ElmTr3
2031 | 2031_DzMD_GzMN_Dp00_Gp00 | Caso Base | All generators | 0.99 | ind | Manzanares 115/33/13.8 kV | m:Q:bushv in Mvar | 0.44521 | ElmTr3
2031 | 2031_DzMD_GzMN_Dp00_Gp00 | Caso Base | All generators | 1 | ind | Manzanares 115/33/13.8 kV | m:Q:bushv in Mvar | 0.44521 | ElmTr3
2031 | 2031_DzMD_GzMN_Dp00_Gp00 | Caso Base | All generators | 0.9 | ind | Manzanares 115/33/13.8 kV | m:cosphi:bushv | 0.9758 | ElmTr3
2031 | 2031_DzMD_GzMN_Dp00_Gp00 | Caso Base | All generators | 0.91 | ind | Manzanares 115/33/13.8 kV | m:cosphi:bushv | 0.9758 | ElmTr3
2031 | 2031_DzMD_GzMN_Dp00_Gp00 | Caso Base | All generators | 0.92 | ind | Manzanares 115/33/13.8 kV | m:cosphi:bushv | 0.9758 | ElmTr3
2031 | 2031_DzMD_GzMN_Dp00_Gp00 | Caso Base | All generators | 0.93 | ind | Manzanares 115/33/13.8 kV | m:cosphi:bushv | 0.9758 | ElmTr3
2031 | 2031_DzMD_GzMN_Dp00_Gp00 | Caso Base | All generators | 0.94 | ind | Manzanares 115/33/13.8 kV | m:cosphi:bushv | 0.9758 | ElmTr3
2031 | 2031_DzMD_GzMN_Dp00_Gp00 | Caso Base | All generators | 0.95 | ind | Manzanares 115/33/13.8 kV | m:cosphi:bushv | 0.9758 | ElmTr3
2031 | 2031_DzMD_GzMN_Dp00_Gp00 | Caso Base | All generators | 0.96 | ind | Manzanares 115/33/13.8 kV | m:cosphi:bushv | 0.9758 | ElmTr3
2031 | 2031_DzMD_GzMN_Dp00_Gp00 | Caso Base | All generators | 0.97 | ind | Manzanares 115/33/13.8 kV | m:cosphi:bushv | 0.9758 | ElmTr3
2031 | 2031_DzMD_GzMN_Dp00_Gp00 | Caso Base | All generators | 0.98 | ind | Manzanares 115/33/13.8 kV | m:cosphi:bushv | 0.9758 | ElmTr3
2031 | 2031_DzMD_GzMN_Dp00_Gp00 | Caso Base | All generators | 0.99 | ind | Manzanares 115/33/13.8 kV | m:cosphi:bushv | 0.9758 | ElmTr3
2031 | 2031_DzMD_GzMN_Dp00_Gp00 | Caso Base | All generators | 1 | ind | Manzanares 115/33/13.8 kV | m:cosphi:bushv | 0.9758 | ElmTr3
2031 | 2031_DzMD_GzMN_Dp00_Gp00 | Caso Base | All generators | 0.9 | ind | Purnio 230/115 | m:P:bushv in MW | 53.5145 | ElmTr3
2031 | 2031_DzMD_GzMN_Dp00_Gp00 | Caso Base | All generators | 0.91 | ind | Purnio 230/115 | m:P:bushv in MW | 53.5145 | ElmTr3
2031 | 2031_DzMD_GzMN_Dp00_Gp00 | Caso Base | All generators | 0.92 | ind | Purnio 230/115 | m:P:bushv in MW | 53.5145 | ElmTr3
2031 | 2031_DzMD_GzMN_Dp00_Gp00 | Caso Base | All generators | 0.93 | ind | Purnio 230/115 | m:P:bushv in MW | 53.5145 | ElmTr3
2031 | 2031_DzMD_GzMN_Dp00_Gp00 | Caso Base | All generators | 0.94 | ind | Purnio 230/115 | m:P:bushv in MW | 53.5145 | ElmTr3
2031 | 2031_DzMD_GzMN_Dp00_Gp00 | Caso Base | All generators | 0.95 | ind | Purnio 230/115 | m:P:bushv in MW | 53.5145 | ElmTr3
2031 | 2031_DzMD_GzMN_Dp00_Gp00 | Caso Base | All generators | 0.96 | ind | Purnio 230/115 | m:P:bushv in MW | 53.5145 | ElmTr3
2031 | 2031_DzMD_GzMN_Dp00_Gp00 | Caso Base | All generators | 0.97 | ind | Purnio 230/115 | m:P:bushv in MW | 53.5145 | ElmTr3
2031 | 2031_DzMD_GzMN_Dp00_Gp00 | Caso Base | All generators | 0.98 | ind | Purnio 230/115 | m:P:bushv in MW | 53.5145 | ElmTr3
2031 | 2031_DzMD_GzMN_Dp00_Gp00 | Caso Base | All generators | 0.99 | ind | Purnio 230/115 | m:P:bushv in MW | 53.5145 | ElmTr3
2031 | 2031_DzMD_GzMN_Dp00_Gp00 | Caso Base | All generators | 1 | ind | Purnio 230/115 | m:P:bushv in MW | 53.5145 | ElmTr3
2031 | 2031_DzMD_GzMN_Dp00_Gp00 | Caso Base | All generators | 0.9 | ind | Purnio 230/115 | m:Q:bushv in Mvar | -5.3269 | ElmTr3
2031 | 2031_DzMD_GzMN_Dp00_Gp00 | Caso Base | All generators | 0.91 | ind | Purnio 230/115 | m:Q:bushv in Mvar | -5.3269 | ElmTr3
2031 | 2031_DzMD_GzMN_Dp00_Gp00 | Caso Base | All generators | 0.92 | ind | Purnio 230/115 | m:Q:bushv in Mvar | -5.3269 | ElmTr3
2031 | 2031_DzMD_GzMN_Dp00_Gp00 | Caso Base | All generators | 0.93 | ind | Purnio 230/115 | m:Q:bushv in Mvar | -5.3269 | ElmTr3
2031 | 2031_DzMD_GzMN_Dp00_Gp00 | Caso Base | All generators | 0.94 | ind | Purnio 230/115 | m:Q:bushv in Mvar | -5.3269 | ElmTr3
2031 | 2031_DzMD_GzMN_Dp00_Gp00 | Caso Base | All generators | 0.95 | ind | Purnio 230/115 | m:Q:bushv in Mvar | -5.3269 | ElmTr3
2031 | 2031_DzMD_GzMN_Dp00_Gp00 | Caso Base | All generators | 0.96 | ind | Purnio 230/115 | m:Q:bushv in Mvar | -5.3269 | ElmTr3
2031 | 2031_DzMD_GzMN_Dp00_Gp00 | Caso Base | All generators | 0.97 | ind | Purnio 230/115 | m:Q:bushv in Mvar | -5.3269 | ElmTr3
2031 | 2031_DzMD_GzMN_Dp00_Gp00 | Caso Base | All generators | 0.98 | ind | Purnio 230/115 | m:Q:bushv in Mvar | -5.3269 | ElmTr3
2031 | 2031_DzMD_GzMN_Dp00_Gp00 | Caso Base | All generators | 0.99 | ind | Purnio 230/115 | m:Q:bushv in Mvar | -5.3269 | ElmTr3
2031 | 2031_DzMD_GzMN_Dp00_Gp00 | Caso Base | All generators | 1 | ind | Purnio 230/115 | m:Q:bushv in Mvar | -5.3269 | ElmTr3
2031 | 2031_DzMD_GzMN_Dp00_Gp00 | Caso Base | All generators | 0.9 | ind | Purnio 230/115 | m:cosphi:bushv | 0.99508 | ElmTr3
2031 | 2031_DzMD_GzMN_Dp00_Gp00 | Caso Base | All generators | 0.91 | ind | Purnio 230/115 | m:cosphi:bushv | 0.99508 | ElmTr3
2031 | 2031_DzMD_GzMN_Dp00_Gp00 | Caso Base | All generators | 0.92 | ind | Purnio 230/115 | m:cosphi:bushv | 0.99508 | ElmTr3
2031 | 2031_DzMD_GzMN_Dp00_Gp00 | Caso Base | All generators | 0.93 | ind | Purnio 230/115 | m:cosphi:bushv | 0.99508 | ElmTr3
2031 | 2031_DzMD_GzMN_Dp00_Gp00 | Caso Base | All generators | 0.94 | ind | Purnio 230/115 | m:cosphi:bushv | 0.99508 | ElmTr3
2031 | 2031_DzMD_GzMN_Dp00_Gp00 | Caso Base | All generators | 0.95 | ind | Purnio 230/115 | m:cosphi:bushv | 0.99508 | ElmTr3
2031 | 2031_DzMD_GzMN_Dp00_Gp00 | Caso Base | All generators | 0.96 | ind | Purnio 230/115 | m:cosphi:bushv | 0.99508 | ElmTr3
2031 | 2031_DzMD_GzMN_Dp00_Gp00 | Caso Base | All generators | 0.97 | ind | Purnio 230/115 | m:cosphi:bushv | 0.99508 | ElmTr3
2031 | 2031_DzMD_GzMN_Dp00_Gp00 | Caso Base | All generators | 0.98 | ind | Purnio 230/115 | m:cosphi:bushv | 0.99508 | ElmTr3
2031 | 2031_DzMD_GzMN_Dp00_Gp00 | Caso Base | All generators | 0.99 | ind | Purnio 230/115 | m:cosphi:bushv | 0.99508 | ElmTr3
2031 | 2031_DzMD_GzMN_Dp00_Gp00 | Caso Base | All generators | 1 | ind | Purnio 230/115 | m:cosphi:bushv | 0.99508 | ElmTr3
2031 | 2031_DzMD_GzMN_Dp00_Gp00 | Caso Base | All generators | 0.9 | ind | Victoria 115/33/13.8 kV | m:P:bushv in MW | 4.6502 | ElmTr3
2031 | 2031_DzMD_GzMN_Dp00_Gp00 | Caso Base | All generators | 0.91 | ind | Victoria 115/33/13.8 kV | m:P:bushv in MW | 4.6502 | ElmTr3
2031 | 2031_DzMD_GzMN_Dp00_Gp00 | Caso Base | All generators | 0.92 | ind | Victoria 115/33/13.8 kV | m:P:bushv in MW | 4.6502 | ElmTr3
2031 | 2031_DzMD_GzMN_Dp00_Gp00 | Caso Base | All generators | 0.93 | ind | Victoria 115/33/13.8 kV | m:P:bushv in MW | 4.6502 | ElmTr3
2031 | 2031_DzMD_GzMN_Dp00_Gp00 | Caso Base | All generators | 0.94 | ind | Victoria 115/33/13.8 kV | m:P:bushv in MW | 4.6502 | ElmTr3
2031 | 2031_DzMD_GzMN_Dp00_Gp00 | Caso Base | All generators | 0.95 | ind | Victoria 115/33/13.8 kV | m:P:bushv in MW | 4.6502 | ElmTr3
2031 | 2031_DzMD_GzMN_Dp00_Gp00 | Caso Base | All generators | 0.96 | ind | Victoria 115/33/13.8 kV | m:P:bushv in MW | 4.6502 | ElmTr3
2031 | 2031_DzMD_GzMN_Dp00_Gp00 | Caso Base | All generators | 0.97 | ind | Victoria 115/33/13.8 kV | m:P:bushv in MW | 4.6502 | ElmTr3
2031 | 2031_DzMD_GzMN_Dp00_Gp00 | Caso Base | All generators | 0.98 | ind | Victoria 115/33/13.8 kV | m:P:bushv in MW | 4.6502 | ElmTr3
2031 | 2031_DzMD_GzMN_Dp00_Gp00 | Caso Base | All generators | 0.99 | ind | Victoria 115/33/13.8 kV | m:P:bushv in MW | 4.6502 | ElmTr3
2031 | 2031_DzMD_GzMN_Dp00_Gp00 | Caso Base | All generators | 1 | ind | Victoria 115/33/13.8 kV | m:P:bushv in MW | 4.6502 | ElmTr3
2031 | 2031_DzMD_GzMN_Dp00_Gp00 | Caso Base | All generators | 0.9 | ind | Victoria 115/33/13.8 kV | m:Q:bushv in Mvar | 3.7323 | ElmTr3
2031 | 2031_DzMD_GzMN_Dp00_Gp00 | Caso Base | All generators | 0.91 | ind | Victoria 115/33/13.8 kV | m:Q:bushv in Mvar | 3.7323 | ElmTr3
2031 | 2031_DzMD_GzMN_Dp00_Gp00 | Caso Base | All generators | 0.92 | ind | Victoria 115/33/13.8 kV | m:Q:bushv in Mvar | 3.7323 | ElmTr3
2031 | 2031_DzMD_GzMN_Dp00_Gp00 | Caso Base | All generators | 0.93 | ind | Victoria 115/33/13.8 kV | m:Q:bushv in Mvar | 3.7323 | ElmTr3
2031 | 2031_DzMD_GzMN_Dp00_Gp00 | Caso Base | All generators | 0.94 | ind | Victoria 115/33/13.8 kV | m:Q:bushv in Mvar | 3.7323 | ElmTr3
2031 | 2031_DzMD_GzMN_Dp00_Gp00 | Caso Base | All generators | 0.95 | ind | Victoria 115/33/13.8 kV | m:Q:bushv in Mvar | 3.7323 | ElmTr3
2031 | 2031_DzMD_GzMN_Dp00_Gp00 | Caso Base | All generators | 0.96 | ind | Victoria 115/33/13.8 kV | m:Q:bushv in Mvar | 3.7323 | ElmTr3
2031 | 2031_DzMD_GzMN_Dp00_Gp00 | Caso Base | All generators | 0.97 | ind | Victoria 115/33/13.8 kV | m:Q:bushv in Mvar | 3.7323 | ElmTr3
2031 | 2031_DzMD_GzMN_Dp00_Gp00 | Caso Base | All generators | 0.98 | ind | Victoria 115/33/13.8 kV | m:Q:bushv in Mvar | 3.7323 | ElmTr3
2031 | 2031_DzMD_GzMN_Dp00_Gp00 | Caso Base | All generators | 0.99 | ind | Victoria 115/33/13.8 kV | m:Q:bushv in Mvar | 3.7323 | ElmTr3
2031 | 2031_DzMD_GzMN_Dp00_Gp00 | Caso Base | All generators | 1 | ind | Victoria 115/33/13.8 kV | m:Q:bushv in Mvar | 3.7323 | ElmTr3
2031 | 2031_DzMD_GzMN_Dp00_Gp00 | Caso Base | All generators | 0.9 | ind | Victoria 115/33/13.8 kV | m:cosphi:bushv | 0.77987 | ElmTr3
2031 | 2031_DzMD_GzMN_Dp00_Gp00 | Caso Base | All generators | 0.91 | ind | Victoria 115/33/13.8 kV | m:cosphi:bushv | 0.77987 | ElmTr3
2031 | 2031_DzMD_GzMN_Dp00_Gp00 | Caso Base | All generators | 0.92 | ind | Victoria 115/33/13.8 kV | m:cosphi:bushv | 0.77987 | ElmTr3
2031 | 2031_DzMD_GzMN_Dp00_Gp00 | Caso Base | All generators | 0.93 | ind | Victoria 115/33/13.8 kV | m:cosphi:bushv | 0.77987 | ElmTr3
2031 | 2031_DzMD_GzMN_Dp00_Gp00 | Caso Base | All generators | 0.94 | ind | Victoria 115/33/13.8 kV | m:cosphi:bushv | 0.77987 | ElmTr3
2031 | 2031_DzMD_GzMN_Dp00_Gp00 | Caso Base | All generators | 0.95 | ind | Victoria 115/33/13.8 kV | m:cosphi:bushv | 0.77987 | ElmTr3
2031 | 2031_DzMD_GzMN_Dp00_Gp00 | Caso Base | All generators | 0.96 | ind | Victoria 115/33/13.8 kV | m:cosphi:bushv | 0.77987 | ElmTr3
2031 | 2031_DzMD_GzMN_Dp00_Gp00 | Caso Base | All generators | 0.97 | ind | Victoria 115/33/13.8 kV | m:cosphi:bushv | 0.77987 | ElmTr3
2031 | 2031_DzMD_GzMN_Dp00_Gp00 | Caso Base | All generators | 0.98 | ind | Victoria 115/33/13.8 kV | m:cosphi:bushv | 0.77987 | ElmTr3
2031 | 2031_DzMD_GzMN_Dp00_Gp00 | Caso Base | All generators | 0.99 | ind | Victoria 115/33/13.8 kV | m:cosphi:bushv | 0.77987 | ElmTr3
2031 | 2031_DzMD_GzMN_Dp00_Gp00 | Caso Base | All generators | 1 | ind | Victoria 115/33/13.8 kV | m:cosphi:bushv | 0.77987 | ElmTr3
2031 | 2031_DzMD_GzMX_Dp00_Gp00 | A1-Pensilvania 33 kV | All generators | 0.9 | cap | Dorada - Magdalena 115 kV | m:P:bus1 in MW | 86.266 | ElmLne
2031 | 2031_DzMD_GzMX_Dp00_Gp00 | A1-Pensilvania 33 kV | All generators | 0.91 | cap | Dorada - Magdalena 115 kV | m:P:bus1 in MW | 86.2939 | ElmLne
2031 | 2031_DzMD_GzMX_Dp00_Gp00 | A1-Pensilvania 33 kV | All generators | 0.92 | cap | Dorada - Magdalena 115 kV | m:P:bus1 in MW | 86.3196 | ElmLne
2031 | 2031_DzMD_GzMX_Dp00_Gp00 | A1-Pensilvania 33 kV | All generators | 0.93 | cap | Dorada - Magdalena 115 kV | m:P:bus1 in MW | 86.3439 | ElmLne
2031 | 2031_DzMD_GzMX_Dp00_Gp00 | A1-Pensilvania 33 kV | All generators | 0.94 | cap | Dorada - Magdalena 115 kV | m:P:bus1 in MW | 86.3671 | ElmLne
2031 | 2031_DzMD_GzMX_Dp00_Gp00 | A1-Pensilvania 33 kV | All generators | 0.95 | cap | Dorada - Magdalena 115 kV | m:P:bus1 in MW | 86.3898 | ElmLne
2031 | 2031_DzMD_GzMX_Dp00_Gp00 | A1-Pensilvania 33 kV | All generators | 0.96 | cap | Dorada - Magdalena 115 kV | m:P:bus1 in MW | 86.4125 | ElmLne
2031 | 2031_DzMD_GzMX_Dp00_Gp00 | A1-Pensilvania 33 kV | All generators | 0.97 | cap | Dorada - Magdalena 115 kV | m:P:bus1 in MW | 86.4357 | ElmLne
2031 | 2031_DzMD_GzMX_Dp00_Gp00 | A1-Pensilvania 33 kV | All generators | 0.98 | cap | Dorada - Magdalena 115 kV | m:P:bus1 in MW | 86.4606 | ElmLne
2031 | 2031_DzMD_GzMX_Dp00_Gp00 | A1-Pensilvania 33 kV | All generators | 0.99 | cap | Dorada - Magdalena 115 kV | m:P:bus1 in MW | 86.4896 | ElmLne
2031 | 2031_DzMD_GzMX_Dp00_Gp00 | A1-Pensilvania 33 kV | All generators | 1 | cap | Dorada - Magdalena 115 kV | m:P:bus1 in MW | 86.5489 | ElmLne
2031 | 2031_DzMD_GzMX_Dp00_Gp00 | A1-Pensilvania 33 kV | All generators | 0.9 | cap | Dorada - Magdalena 115 kV | m:P:bus2 in MW | -85.8677 | ElmLne
2031 | 2031_DzMD_GzMX_Dp00_Gp00 | A1-Pensilvania 33 kV | All generators | 0.91 | cap | Dorada - Magdalena 115 kV | m:P:bus2 in MW | -85.8955 | ElmLne
2031 | 2031_DzMD_GzMX_Dp00_Gp00 | A1-Pensilvania 33 kV | All generators | 0.92 | cap | Dorada - Magdalena 115 kV | m:P:bus2 in MW | -85.9211 | ElmLne
2031 | 2031_DzMD_GzMX_Dp00_Gp00 | A1-Pensilvania 33 kV | All generators | 0.93 | cap | Dorada - Magdalena 115 kV | m:P:bus2 in MW | -85.9453 | ElmLne
2031 | 2031_DzMD_GzMX_Dp00_Gp00 | A1-Pensilvania 33 kV | All generators | 0.94 | cap | Dorada - Magdalena 115 kV | m:P:bus2 in MW | -85.9685 | ElmLne
2031 | 2031_DzMD_GzMX_Dp00_Gp00 | A1-Pensilvania 33 kV | All generators | 0.95 | cap | Dorada - Magdalena 115 kV | m:P:bus2 in MW | -85.9912 | ElmLne
2031 | 2031_DzMD_GzMX_Dp00_Gp00 | A1-Pensilvania 33 kV | All generators | 0.96 | cap | Dorada - Magdalena 115 kV | m:P:bus2 in MW | -86.0138 | ElmLne
2031 | 2031_DzMD_GzMX_Dp00_Gp00 | A1-Pensilvania 33 kV | All generators | 0.97 | cap | Dorada - Magdalena 115 kV | m:P:bus2 in MW | -86.037 | ElmLne
2031 | 2031_DzMD_GzMX_Dp00_Gp00 | A1-Pensilvania 33 kV | All generators | 0.98 | cap | Dorada - Magdalena 115 kV | m:P:bus2 in MW | -86.0618 | ElmLne
2031 | 2031_DzMD_GzMX_Dp00_Gp00 | A1-Pensilvania 33 kV | All generators | 0.99 | cap | Dorada - Magdalena 115 kV | m:P:bus2 in MW | -86.0908 | ElmLne
2031 | 2031_DzMD_GzMX_Dp00_Gp00 | A1-Pensilvania 33 kV | All generators | 1 | cap | Dorada - Magdalena 115 kV | m:P:bus2 in MW | -86.15 | ElmLne
2031 | 2031_DzMD_GzMX_Dp00_Gp00 | A1-Pensilvania 33 kV | All generators | 0.9 | cap | Dorada - Magdalena 115 kV | m:Q:bus1 in Mvar | 6.9603 | ElmLne
2031 | 2031_DzMD_GzMX_Dp00_Gp00 | A1-Pensilvania 33 kV | All generators | 0.91 | cap | Dorada - Magdalena 115 kV | m:Q:bus1 in Mvar | 7.0122 | ElmLne
2031 | 2031_DzMD_GzMX_Dp00_Gp00 | A1-Pensilvania 33 kV | All generators | 0.92 | cap | Dorada - Magdalena 115 kV | m:Q:bus1 in Mvar | 7.0611 | ElmLne
2031 | 2031_DzMD_GzMX_Dp00_Gp00 | A1-Pensilvania 33 kV | All generators | 0.93 | cap | Dorada - Magdalena 115 kV | m:Q:bus1 in Mvar | 7.1079 | ElmLne
2031 | 2031_DzMD_GzMX_Dp00_Gp00 | A1-Pensilvania 33 kV | All generators | 0.94 | cap | Dorada - Magdalena 115 kV | m:Q:bus1 in Mvar | 7.1536 | ElmLne
2031 | 2031_DzMD_GzMX_Dp00_Gp00 | A1-Pensilvania 33 kV | All generators | 0.95 | cap | Dorada - Magdalena 115 kV | m:Q:bus1 in Mvar | 7.1991 | ElmLne
2031 | 2031_DzMD_GzMX_Dp00_Gp00 | A1-Pensilvania 33 kV | All generators | 0.96 | cap | Dorada - Magdalena 115 kV | m:Q:bus1 in Mvar | 7.2452 | ElmLne
2031 | 2031_DzMD_GzMX_Dp00_Gp00 | A1-Pensilvania 33 kV | All generators | 0.97 | cap | Dorada - Magdalena 115 kV | m:Q:bus1 in Mvar | 7.2934 | ElmLne
2031 | 2031_DzMD_GzMX_Dp00_Gp00 | A1-Pensilvania 33 kV | All generators | 0.98 | cap | Dorada - Magdalena 115 kV | m:Q:bus1 in Mvar | 7.3461 | ElmLne
2031 | 2031_DzMD_GzMX_Dp00_Gp00 | A1-Pensilvania 33 kV | All generators | 0.99 | cap | Dorada - Magdalena 115 kV | m:Q:bus1 in Mvar | 7.4089 | ElmLne
2031 | 2031_DzMD_GzMX_Dp00_Gp00 | A1-Pensilvania 33 kV | All generators | 1 | cap | Dorada - Magdalena 115 kV | m:Q:bus1 in Mvar | 7.5427 | ElmLne
2031 | 2031_DzMD_GzMX_Dp00_Gp00 | A1-Pensilvania 33 kV | All generators | 0.9 | cap | Dorada - Magdalena 115 kV | m:Q:bus2 in Mvar | -5.3484 | ElmLne
2031 | 2031_DzMD_GzMX_Dp00_Gp00 | A1-Pensilvania 33 kV | All generators | 0.91 | cap | Dorada - Magdalena 115 kV | m:Q:bus2 in Mvar | -5.4003 | ElmLne
2031 | 2031_DzMD_GzMX_Dp00_Gp00 | A1-Pensilvania 33 kV | All generators | 0.92 | cap | Dorada - Magdalena 115 kV | m:Q:bus2 in Mvar | -5.449 | ElmLne
2031 | 2031_DzMD_GzMX_Dp00_Gp00 | A1-Pensilvania 33 kV | All generators | 0.93 | cap | Dorada - Magdalena 115 kV | m:Q:bus2 in Mvar | -5.4958 | ElmLne
2031 | 2031_DzMD_GzMX_Dp00_Gp00 | A1-Pensilvania 33 kV | All generators | 0.94 | cap | Dorada - Magdalena 115 kV | m:Q:bus2 in Mvar | -5.5414 | ElmLne
2031 | 2031_DzMD_GzMX_Dp00_Gp00 | A1-Pensilvania 33 kV | All generators | 0.95 | cap | Dorada - Magdalena 115 kV | m:Q:bus2 in Mvar | -5.5868 | ElmLne
2031 | 2031_DzMD_GzMX_Dp00_Gp00 | A1-Pensilvania 33 kV | All generators | 0.96 | cap | Dorada - Magdalena 115 kV | m:Q:bus2 in Mvar | -5.6329 | ElmLne
2031 | 2031_DzMD_GzMX_Dp00_Gp00 | A1-Pensilvania 33 kV | All generators | 0.97 | cap | Dorada - Magdalena 115 kV | m:Q:bus2 in Mvar | -5.6811 | ElmLne
2031 | 2031_DzMD_GzMX_Dp00_Gp00 | A1-Pensilvania 33 kV | All generators | 0.98 | cap | Dorada - Magdalena 115 kV | m:Q:bus2 in Mvar | -5.7338 | ElmLne
2031 | 2031_DzMD_GzMX_Dp00_Gp00 | A1-Pensilvania 33 kV | All generators | 0.99 | cap | Dorada - Magdalena 115 kV | m:Q:bus2 in Mvar | -5.7967 | ElmLne
2031 | 2031_DzMD_GzMX_Dp00_Gp00 | A1-Pensilvania 33 kV | All generators | 1 | cap | Dorada - Magdalena 115 kV | m:Q:bus2 in Mvar | -5.9307 | ElmLne
2031 | 2031_DzMD_GzMX_Dp00_Gp00 | A1-Pensilvania 33 kV | All generators | 0.9 | cap | Dorada - Magdalena 115 kV | m:cosphi:bus1 | 0.99676 | ElmLne
2031 | 2031_DzMD_GzMX_Dp00_Gp00 | A1-Pensilvania 33 kV | All generators | 0.91 | cap | Dorada - Magdalena 115 kV | m:cosphi:bus1 | 0.99672 | ElmLne
2031 | 2031_DzMD_GzMX_Dp00_Gp00 | A1-Pensilvania 33 kV | All generators | 0.92 | cap | Dorada - Magdalena 115 kV | m:cosphi:bus1 | 0.99667 | ElmLne
2031 | 2031_DzMD_GzMX_Dp00_Gp00 | A1-Pensilvania 33 kV | All generators | 0.93 | cap | Dorada - Magdalena 115 kV | m:cosphi:bus1 | 0.99663 | ElmLne
2031 | 2031_DzMD_GzMX_Dp00_Gp00 | A1-Pensilvania 33 kV | All generators | 0.94 | cap | Dorada - Magdalena 115 kV | m:cosphi:bus1 | 0.99659 | ElmLne
2031 | 2031_DzMD_GzMX_Dp00_Gp00 | A1-Pensilvania 33 kV | All generators | 0.95 | cap | Dorada - Magdalena 115 kV | m:cosphi:bus1 | 0.99655 | ElmLne
2031 | 2031_DzMD_GzMX_Dp00_Gp00 | A1-Pensilvania 33 kV | All generators | 0.96 | cap | Dorada - Magdalena 115 kV | m:cosphi:bus1 | 0.9965 | ElmLne
2031 | 2031_DzMD_GzMX_Dp00_Gp00 | A1-Pensilvania 33 kV | All generators | 0.97 | cap | Dorada - Magdalena 115 kV | m:cosphi:bus1 | 0.99646 | ElmLne
2031 | 2031_DzMD_GzMX_Dp00_Gp00 | A1-Pensilvania 33 kV | All generators | 0.98 | cap | Dorada - Magdalena 115 kV | m:cosphi:bus1 | 0.99641 | ElmLne
2031 | 2031_DzMD_GzMX_Dp00_Gp00 | A1-Pensilvania 33 kV | All generators | 0.99 | cap | Dorada - Magdalena 115 kV | m:cosphi:bus1 | 0.99635 | ElmLne
2031 | 2031_DzMD_GzMX_Dp00_Gp00 | A1-Pensilvania 33 kV | All generators | 1 | cap | Dorada - Magdalena 115 kV | m:cosphi:bus1 | 0.99622 | ElmLne
2031 | 2031_DzMD_GzMX_Dp00_Gp00 | A1-Pensilvania 33 kV | All generators | 0.9 | cap | Dorada - Magdalena 115 kV | m:cosphi:bus2 | -0.99807 | ElmLne
2031 | 2031_DzMD_GzMX_Dp00_Gp00 | A1-Pensilvania 33 kV | All generators | 0.91 | cap | Dorada - Magdalena 115 kV | m:cosphi:bus2 | -0.99803 | ElmLne
2031 | 2031_DzMD_GzMX_Dp00_Gp00 | A1-Pensilvania 33 kV | All generators | 0.92 | cap | Dorada - Magdalena 115 kV | m:cosphi:bus2 | -0.998 | ElmLne
2031 | 2031_DzMD_GzMX_Dp00_Gp00 | A1-Pensilvania 33 kV | All generators | 0.93 | cap | Dorada - Magdalena 115 kV | m:cosphi:bus2 | -0.99796 | ElmLne
2031 | 2031_DzMD_GzMX_Dp00_Gp00 | A1-Pensilvania 33 kV | All generators | 0.94 | cap | Dorada - Magdalena 115 kV | m:cosphi:bus2 | -0.99793 | ElmLne
2031 | 2031_DzMD_GzMX_Dp00_Gp00 | A1-Pensilvania 33 kV | All generators | 0.95 | cap | Dorada - Magdalena 115 kV | m:cosphi:bus2 | -0.9979 | ElmLne
2031 | 2031_DzMD_GzMX_Dp00_Gp00 | A1-Pensilvania 33 kV | All generators | 0.96 | cap | Dorada - Magdalena 115 kV | m:cosphi:bus2 | -0.99786 | ElmLne
2031 | 2031_DzMD_GzMX_Dp00_Gp00 | A1-Pensilvania 33 kV | All generators | 0.97 | cap | Dorada - Magdalena 115 kV | m:cosphi:bus2 | -0.99783 | ElmLne
2031 | 2031_DzMD_GzMX_Dp00_Gp00 | A1-Pensilvania 33 kV | All generators | 0.98 | cap | Dorada - Magdalena 115 kV | m:cosphi:bus2 | -0.99779 | ElmLne
2031 | 2031_DzMD_GzMX_Dp00_Gp00 | A1-Pensilvania 33 kV | All generators | 0.99 | cap | Dorada - Magdalena 115 kV | m:cosphi:bus2 | -0.99774 | ElmLne
2031 | 2031_DzMD_GzMX_Dp00_Gp00 | A1-Pensilvania 33 kV | All generators | 1 | cap | Dorada - Magdalena 115 kV | m:cosphi:bus2 | -0.99764 | ElmLne
2031 | 2031_DzMD_GzMX_Dp00_Gp00 | A1-Pensilvania 33 kV | All generators | 0.9 | cap | Mariquita - Victoria 2 115 | m:P:bus1 in MW | -16.6018 | ElmLne
2031 | 2031_DzMD_GzMX_Dp00_Gp00 | A1-Pensilvania 33 kV | All generators | 0.91 | cap | Mariquita - Victoria 2 115 | m:P:bus1 in MW | -16.6052 | ElmLne
2031 | 2031_DzMD_GzMX_Dp00_Gp00 | A1-Pensilvania 33 kV | All generators | 0.92 | cap | Mariquita - Victoria 2 115 | m:P:bus1 in MW | -16.6084 | ElmLne
2031 | 2031_DzMD_GzMX_Dp00_Gp00 | A1-Pensilvania 33 kV | All generators | 0.93 | cap | Mariquita - Victoria 2 115 | m:P:bus1 in MW | -16.6115 | ElmLne
2031 | 2031_DzMD_GzMX_Dp00_Gp00 | A1-Pensilvania 33 kV | All generators | 0.94 | cap | Mariquita - Victoria 2 115 | m:P:bus1 in MW | -16.6145 | ElmLne
2031 | 2031_DzMD_GzMX_Dp00_Gp00 | A1-Pensilvania 33 kV | All generators | 0.95 | cap | Mariquita - Victoria 2 115 | m:P:bus1 in MW | -16.6175 | ElmLne
2031 | 2031_DzMD_GzMX_Dp00_Gp00 | A1-Pensilvania 33 kV | All generators | 0.96 | cap | Mariquita - Victoria 2 115 | m:P:bus1 in MW | -16.6206 | ElmLne
2031 | 2031_DzMD_GzMX_Dp00_Gp00 | A1-Pensilvania 33 kV | All generators | 0.97 | cap | Mariquita - Victoria 2 115 | m:P:bus1 in MW | -16.6238 | ElmLne
2031 | 2031_DzMD_GzMX_Dp00_Gp00 | A1-Pensilvania 33 kV | All generators | 0.98 | cap | Mariquita - Victoria 2 115 | m:P:bus1 in MW | -16.6273 | ElmLne
2031 | 2031_DzMD_GzMX_Dp00_Gp00 | A1-Pensilvania 33 kV | All generators | 0.99 | cap | Mariquita - Victoria 2 115 | m:P:bus1 in MW | -16.6315 | ElmLne
2031 | 2031_DzMD_GzMX_Dp00_Gp00 | A1-Pensilvania 33 kV | All generators | 1 | cap | Mariquita - Victoria 2 115 | m:P:bus1 in MW | -16.6406 | ElmLne
2031 | 2031_DzMD_GzMX_Dp00_Gp00 | A1-Pensilvania 33 kV | All generators | 0.9 | cap | Mariquita - Victoria 2 115 | m:P:bus2 in MW | 16.6695 | ElmLne
2031 | 2031_DzMD_GzMX_Dp00_Gp00 | A1-Pensilvania 33 kV | All generators | 0.91 | cap | Mariquita - Victoria 2 115 | m:P:bus2 in MW | 16.6728 | ElmLne
2031 | 2031_DzMD_GzMX_Dp00_Gp00 | A1-Pensilvania 33 kV | All generators | 0.92 | cap | Mariquita - Victoria 2 115 | m:P:bus2 in MW | 16.6759 | ElmLne
2031 | 2031_DzMD_GzMX_Dp00_Gp00 | A1-Pensilvania 33 kV | All generators | 0.93 | cap | Mariquita - Victoria 2 115 | m:P:bus2 in MW | 16.679 | ElmLne
2031 | 2031_DzMD_GzMX_Dp00_Gp00 | A1-Pensilvania 33 kV | All generators | 0.94 | cap | Mariquita - Victoria 2 115 | m:P:bus2 in MW | 16.6819 | ElmLne
2031 | 2031_DzMD_GzMX_Dp00_Gp00 | A1-Pensilvania 33 kV | All generators | 0.95 | cap | Mariquita - Victoria 2 115 | m:P:bus2 in MW | 16.6848 | ElmLne
2031 | 2031_DzMD_GzMX_Dp00_Gp00 | A1-Pensilvania 33 kV | All generators | 0.96 | cap | Mariquita - Victoria 2 115 | m:P:bus2 in MW | 16.6878 | ElmLne
2031 | 2031_DzMD_GzMX_Dp00_Gp00 | A1-Pensilvania 33 kV | All generators | 0.97 | cap | Mariquita - Victoria 2 115 | m:P:bus2 in MW | 16.691 | ElmLne
2031 | 2031_DzMD_GzMX_Dp00_Gp00 | A1-Pensilvania 33 kV | All generators | 0.98 | cap | Mariquita - Victoria 2 115 | m:P:bus2 in MW | 16.6944 | ElmLne
2031 | 2031_DzMD_GzMX_Dp00_Gp00 | A1-Pensilvania 33 kV | All generators | 0.99 | cap | Mariquita - Victoria 2 115 | m:P:bus2 in MW | 16.6985 | ElmLne
2031 | 2031_DzMD_GzMX_Dp00_Gp00 | A1-Pensilvania 33 kV | All generators | 1 | cap | Mariquita - Victoria 2 115 | m:P:bus2 in MW | 16.7074 | ElmLne
2031 | 2031_DzMD_GzMX_Dp00_Gp00 | A1-Pensilvania 33 kV | All generators | 0.9 | cap | Mariquita - Victoria 2 115 | m:Q:bus1 in Mvar | 5.7344 | ElmLne
2031 | 2031_DzMD_GzMX_Dp00_Gp00 | A1-Pensilvania 33 kV | All generators | 0.91 | cap | Mariquita - Victoria 2 115 | m:Q:bus1 in Mvar | 5.7196 | ElmLne
2031 | 2031_DzMD_GzMX_Dp00_Gp00 | A1-Pensilvania 33 kV | All generators | 0.92 | cap | Mariquita - Victoria 2 115 | m:Q:bus1 in Mvar | 5.7057 | ElmLne
2031 | 2031_DzMD_GzMX_Dp00_Gp00 | A1-Pensilvania 33 kV | All generators | 0.93 | cap | Mariquita - Victoria 2 115 | m:Q:bus1 in Mvar | 5.6922 | ElmLne
2031 | 2031_DzMD_GzMX_Dp00_Gp00 | A1-Pensilvania 33 kV | All generators | 0.94 | cap | Mariquita - Victoria 2 115 | m:Q:bus1 in Mvar | 5.6791 | ElmLne
2031 | 2031_DzMD_GzMX_Dp00_Gp00 | A1-Pensilvania 33 kV | All generators | 0.95 | cap | Mariquita - Victoria 2 115 | m:Q:bus1 in Mvar | 5.6659 | ElmLne
2031 | 2031_DzMD_GzMX_Dp00_Gp00 | A1-Pensilvania 33 kV | All generators | 0.96 | cap | Mariquita - Victoria 2 115 | m:Q:bus1 in Mvar | 5.6526 | ElmLne
2031 | 2031_DzMD_GzMX_Dp00_Gp00 | A1-Pensilvania 33 kV | All generators | 0.97 | cap | Mariquita - Victoria 2 115 | m:Q:bus1 in Mvar | 5.6385 | ElmLne
2031 | 2031_DzMD_GzMX_Dp00_Gp00 | A1-Pensilvania 33 kV | All generators | 0.98 | cap | Mariquita - Victoria 2 115 | m:Q:bus1 in Mvar | 5.6232 | ElmLne
2031 | 2031_DzMD_GzMX_Dp00_Gp00 | A1-Pensilvania 33 kV | All generators | 0.99 | cap | Mariquita - Victoria 2 115 | m:Q:bus1 in Mvar | 5.6047 | ElmLne
2031 | 2031_DzMD_GzMX_Dp00_Gp00 | A1-Pensilvania 33 kV | All generators | 1 | cap | Mariquita - Victoria 2 115 | m:Q:bus1 in Mvar | 5.5652 | ElmLne
2031 | 2031_DzMD_GzMX_Dp00_Gp00 | A1-Pensilvania 33 kV | All generators | 0.9 | cap | Mariquita - Victoria 2 115 | m:Q:bus2 in Mvar | -6.2095 | ElmLne
2031 | 2031_DzMD_GzMX_Dp00_Gp00 | A1-Pensilvania 33 kV | All generators | 0.91 | cap | Mariquita - Victoria 2 115 | m:Q:bus2 in Mvar | -6.1955 | ElmLne
2031 | 2031_DzMD_GzMX_Dp00_Gp00 | A1-Pensilvania 33 kV | All generators | 0.92 | cap | Mariquita - Victoria 2 115 | m:Q:bus2 in Mvar | -6.1822 | ElmLne
2031 | 2031_DzMD_GzMX_Dp00_Gp00 | A1-Pensilvania 33 kV | All generators | 0.93 | cap | Mariquita - Victoria 2 115 | m:Q:bus2 in Mvar | -6.1695 | ElmLne
2031 | 2031_DzMD_GzMX_Dp00_Gp00 | A1-Pensilvania 33 kV | All generators | 0.94 | cap | Mariquita - Victoria 2 115 | m:Q:bus2 in Mvar | -6.1571 | ElmLne
2031 | 2031_DzMD_GzMX_Dp00_Gp00 | A1-Pensilvania 33 kV | All generators | 0.95 | cap | Mariquita - Victoria 2 115 | m:Q:bus2 in Mvar | -6.1447 | ElmLne
2031 | 2031_DzMD_GzMX_Dp00_Gp00 | A1-Pensilvania 33 kV | All generators | 0.96 | cap | Mariquita - Victoria 2 115 | m:Q:bus2 in Mvar | -6.132 | ElmLne
2031 | 2031_DzMD_GzMX_Dp00_Gp00 | A1-Pensilvania 33 kV | All generators | 0.97 | cap | Mariquita - Victoria 2 115 | m:Q:bus2 in Mvar | -6.1187 | ElmLne
2031 | 2031_DzMD_GzMX_Dp00_Gp00 | A1-Pensilvania 33 kV | All generators | 0.98 | cap | Mariquita - Victoria 2 115 | m:Q:bus2 in Mvar | -6.1042 | ElmLne
2031 | 2031_DzMD_GzMX_Dp00_Gp00 | A1-Pensilvania 33 kV | All generators | 0.99 | cap | Mariquita - Victoria 2 115 | m:Q:bus2 in Mvar | -6.0867 | ElmLne
2031 | 2031_DzMD_GzMX_Dp00_Gp00 | A1-Pensilvania 33 kV | All generators | 1 | cap | Mariquita - Victoria 2 115 | m:Q:bus2 in Mvar | -6.0493 | ElmLne
2031 | 2031_DzMD_GzMX_Dp00_Gp00 | A1-Pensilvania 33 kV | All generators | 0.9 | cap | Mariquita - Victoria 2 115 | m:cosphi:bus1 | -0.9452 | ElmLne
2031 | 2031_DzMD_GzMX_Dp00_Gp00 | A1-Pensilvania 33 kV | All generators | 0.91 | cap | Mariquita - Victoria 2 115 | m:cosphi:bus1 | -0.94548 | ElmLne
2031 | 2031_DzMD_GzMX_Dp00_Gp00 | A1-Pensilvania 33 kV | All generators | 0.92 | cap | Mariquita - Victoria 2 115 | m:cosphi:bus1 | -0.94575 | ElmLne
2031 | 2031_DzMD_GzMX_Dp00_Gp00 | A1-Pensilvania 33 kV | All generators | 0.93 | cap | Mariquita - Victoria 2 115 | m:cosphi:bus1 | -0.946 | ElmLne
2031 | 2031_DzMD_GzMX_Dp00_Gp00 | A1-Pensilvania 33 kV | All generators | 0.94 | cap | Mariquita - Victoria 2 115 | m:cosphi:bus1 | -0.94625 | ElmLne
2031 | 2031_DzMD_GzMX_Dp00_Gp00 | A1-Pensilvania 33 kV | All generators | 0.95 | cap | Mariquita - Victoria 2 115 | m:cosphi:bus1 | -0.9465 | ElmLne
2031 | 2031_DzMD_GzMX_Dp00_Gp00 | A1-Pensilvania 33 kV | All generators | 0.96 | cap | Mariquita - Victoria 2 115 | m:cosphi:bus1 | -0.94675 | ElmLne
2031 | 2031_DzMD_GzMX_Dp00_Gp00 | A1-Pensilvania 33 kV | All generators | 0.97 | cap | Mariquita - Victoria 2 115 | m:cosphi:bus1 | -0.94701 | ElmLne
2031 | 2031_DzMD_GzMX_Dp00_Gp00 | A1-Pensilvania 33 kV | All generators | 0.98 | cap | Mariquita - Victoria 2 115 | m:cosphi:bus1 | -0.94729 | ElmLne
2031 | 2031_DzMD_GzMX_Dp00_Gp00 | A1-Pensilvania 33 kV | All generators | 0.99 | cap | Mariquita - Victoria 2 115 | m:cosphi:bus1 | -0.94764 | ElmLne
2031 | 2031_DzMD_GzMX_Dp00_Gp00 | A1-Pensilvania 33 kV | All generators | 1 | cap | Mariquita - Victoria 2 115 | m:cosphi:bus1 | -0.94837 | ElmLne
2031 | 2031_DzMD_GzMX_Dp00_Gp00 | A1-Pensilvania 33 kV | All generators | 0.9 | cap | Mariquita - Victoria 2 115 | m:cosphi:bus2 | 0.9371 | ElmLne
2031 | 2031_DzMD_GzMX_Dp00_Gp00 | A1-Pensilvania 33 kV | All generators | 0.91 | cap | Mariquita - Victoria 2 115 | m:cosphi:bus2 | 0.93738 | ElmLne
2031 | 2031_DzMD_GzMX_Dp00_Gp00 | A1-Pensilvania 33 kV | All generators | 0.92 | cap | Mariquita - Victoria 2 115 | m:cosphi:bus2 | 0.93764 | ElmLne
2031 | 2031_DzMD_GzMX_Dp00_Gp00 | A1-Pensilvania 33 kV | All generators | 0.93 | cap | Mariquita - Victoria 2 115 | m:cosphi:bus2 | 0.93789 | ElmLne
2031 | 2031_DzMD_GzMX_Dp00_Gp00 | A1-Pensilvania 33 kV | All generators | 0.94 | cap | Mariquita - Victoria 2 115 | m:cosphi:bus2 | 0.93814 | ElmLne
2031 | 2031_DzMD_GzMX_Dp00_Gp00 | A1-Pensilvania 33 kV | All generators | 0.95 | cap | Mariquita - Victoria 2 115 | m:cosphi:bus2 | 0.93839 | ElmLne
2031 | 2031_DzMD_GzMX_Dp00_Gp00 | A1-Pensilvania 33 kV | All generators | 0.96 | cap | Mariquita - Victoria 2 115 | m:cosphi:bus2 | 0.93864 | ElmLne
2031 | 2031_DzMD_GzMX_Dp00_Gp00 | A1-Pensilvania 33 kV | All generators | 0.97 | cap | Mariquita - Victoria 2 115 | m:cosphi:bus2 | 0.9389 | ElmLne
2031 | 2031_DzMD_GzMX_Dp00_Gp00 | A1-Pensilvania 33 kV | All generators | 0.98 | cap | Mariquita - Victoria 2 115 | m:cosphi:bus2 | 0.93919 | ElmLne
2031 | 2031_DzMD_GzMX_Dp00_Gp00 | A1-Pensilvania 33 kV | All generators | 0.99 | cap | Mariquita - Victoria 2 115 | m:cosphi:bus2 | 0.93953 | ElmLne
2031 | 2031_DzMD_GzMX_Dp00_Gp00 | A1-Pensilvania 33 kV | All generators | 1 | cap | Mariquita - Victoria 2 115 | m:cosphi:bus2 | 0.94027 | ElmLne
2031 | 2031_DzMD_GzMX_Dp00_Gp00 | A1-Pensilvania 33 kV | All generators | 0.9 | cap | Dorada 115/33/13.8 kV | m:P:bushv in MW | -15.0539 | ElmTr3
2031 | 2031_DzMD_GzMX_Dp00_Gp00 | A1-Pensilvania 33 kV | All generators | 0.91 | cap | Dorada 115/33/13.8 kV | m:P:bushv in MW | -15.0668 | ElmTr3
2031 | 2031_DzMD_GzMX_Dp00_Gp00 | A1-Pensilvania 33 kV | All generators | 0.92 | cap | Dorada 115/33/13.8 kV | m:P:bushv in MW | -15.078 | ElmTr3
2031 | 2031_DzMD_GzMX_Dp00_Gp00 | A1-Pensilvania 33 kV | All generators | 0.93 | cap | Dorada 115/33/13.8 kV | m:P:bushv in MW | -15.0878 | ElmTr3
2031 | 2031_DzMD_GzMX_Dp00_Gp00 | A1-Pensilvania 33 kV | All generators | 0.94 | cap | Dorada 115/33/13.8 kV | m:P:bushv in MW | -15.0966 | ElmTr3
2031 | 2031_DzMD_GzMX_Dp00_Gp00 | A1-Pensilvania 33 kV | All generators | 0.95 | cap | Dorada 115/33/13.8 kV | m:P:bushv in MW | -15.1044 | ElmTr3
2031 | 2031_DzMD_GzMX_Dp00_Gp00 | A1-Pensilvania 33 kV | All generators | 0.96 | cap | Dorada 115/33/13.8 kV | m:P:bushv in MW | -15.1116 | ElmTr3
2031 | 2031_DzMD_GzMX_Dp00_Gp00 | A1-Pensilvania 33 kV | All generators | 0.97 | cap | Dorada 115/33/13.8 kV | m:P:bushv in MW | -15.1183 | ElmTr3
2031 | 2031_DzMD_GzMX_Dp00_Gp00 | A1-Pensilvania 33 kV | All generators | 0.98 | cap | Dorada 115/33/13.8 kV | m:P:bushv in MW | -15.1245 | ElmTr3
2031 | 2031_DzMD_GzMX_Dp00_Gp00 | A1-Pensilvania 33 kV | All generators | 0.99 | cap | Dorada 115/33/13.8 kV | m:P:bushv in MW | -15.1305 | ElmTr3
2031 | 2031_DzMD_GzMX_Dp00_Gp00 | A1-Pensilvania 33 kV | All generators | 1 | cap | Dorada 115/33/13.8 kV | m:P:bushv in MW | -15.1384 | ElmTr3
2031 | 2031_DzMD_GzMX_Dp00_Gp00 | A1-Pensilvania 33 kV | All generators | 0.9 | cap | Dorada 115/33/13.8 kV | m:Q:bushv in Mvar | 9.5864 | ElmTr3
2031 | 2031_DzMD_GzMX_Dp00_Gp00 | A1-Pensilvania 33 kV | All generators | 0.91 | cap | Dorada 115/33/13.8 kV | m:Q:bushv in Mvar | 9.4682 | ElmTr3
2031 | 2031_DzMD_GzMX_Dp00_Gp00 | A1-Pensilvania 33 kV | All generators | 0.92 | cap | Dorada 115/33/13.8 kV | m:Q:bushv in Mvar | 9.3571 | ElmTr3
2031 | 2031_DzMD_GzMX_Dp00_Gp00 | A1-Pensilvania 33 kV | All generators | 0.93 | cap | Dorada 115/33/13.8 kV | m:Q:bushv in Mvar | 9.2506 | ElmTr3
2031 | 2031_DzMD_GzMX_Dp00_Gp00 | A1-Pensilvania 33 kV | All generators | 0.94 | cap | Dorada 115/33/13.8 kV | m:Q:bushv in Mvar | 9.1466 | ElmTr3
2031 | 2031_DzMD_GzMX_Dp00_Gp00 | A1-Pensilvania 33 kV | All generators | 0.95 | cap | Dorada 115/33/13.8 kV | m:Q:bushv in Mvar | 9.0433 | ElmTr3
2031 | 2031_DzMD_GzMX_Dp00_Gp00 | A1-Pensilvania 33 kV | All generators | 0.96 | cap | Dorada 115/33/13.8 kV | m:Q:bushv in Mvar | 8.9383 | ElmTr3
2031 | 2031_DzMD_GzMX_Dp00_Gp00 | A1-Pensilvania 33 kV | All generators | 0.97 | cap | Dorada 115/33/13.8 kV | m:Q:bushv in Mvar | 8.8286 | ElmTr3
2031 | 2031_DzMD_GzMX_Dp00_Gp00 | A1-Pensilvania 33 kV | All generators | 0.98 | cap | Dorada 115/33/13.8 kV | m:Q:bushv in Mvar | 8.7088 | ElmTr3
2031 | 2031_DzMD_GzMX_Dp00_Gp00 | A1-Pensilvania 33 kV | All generators | 0.99 | cap | Dorada 115/33/13.8 kV | m:Q:bushv in Mvar | 8.5657 | ElmTr3
2031 | 2031_DzMD_GzMX_Dp00_Gp00 | A1-Pensilvania 33 kV | All generators | 1 | cap | Dorada 115/33/13.8 kV | m:Q:bushv in Mvar | 8.2609 | ElmTr3
2031 | 2031_DzMD_GzMX_Dp00_Gp00 | A1-Pensilvania 33 kV | All generators | 0.9 | cap | Dorada 115/33/13.8 kV | m:cosphi:bushv | -0.84349 | ElmTr3
2031 | 2031_DzMD_GzMX_Dp00_Gp00 | A1-Pensilvania 33 kV | All generators | 0.91 | cap | Dorada 115/33/13.8 kV | m:cosphi:bushv | -0.8467 | ElmTr3
2031 | 2031_DzMD_GzMX_Dp00_Gp00 | A1-Pensilvania 33 kV | All generators | 0.92 | cap | Dorada 115/33/13.8 kV | m:cosphi:bushv | -0.84968 | ElmTr3
2031 | 2031_DzMD_GzMX_Dp00_Gp00 | A1-Pensilvania 33 kV | All generators | 0.93 | cap | Dorada 115/33/13.8 kV | m:cosphi:bushv | -0.85252 | ElmTr3
2031 | 2031_DzMD_GzMX_Dp00_Gp00 | A1-Pensilvania 33 kV | All generators | 0.94 | cap | Dorada 115/33/13.8 kV | m:cosphi:bushv | -0.85527 | ElmTr3
2031 | 2031_DzMD_GzMX_Dp00_Gp00 | A1-Pensilvania 33 kV | All generators | 0.95 | cap | Dorada 115/33/13.8 kV | m:cosphi:bushv | -0.85798 | ElmTr3
2031 | 2031_DzMD_GzMX_Dp00_Gp00 | A1-Pensilvania 33 kV | All generators | 0.96 | cap | Dorada 115/33/13.8 kV | m:cosphi:bushv | -0.86071 | ElmTr3
2031 | 2031_DzMD_GzMX_Dp00_Gp00 | A1-Pensilvania 33 kV | All generators | 0.97 | cap | Dorada 115/33/13.8 kV | m:cosphi:bushv | -0.86354 | ElmTr3
2031 | 2031_DzMD_GzMX_Dp00_Gp00 | A1-Pensilvania 33 kV | All generators | 0.98 | cap | Dorada 115/33/13.8 kV | m:cosphi:bushv | -0.8666 | ElmTr3
2031 | 2031_DzMD_GzMX_Dp00_Gp00 | A1-Pensilvania 33 kV | All generators | 0.99 | cap | Dorada 115/33/13.8 kV | m:cosphi:bushv | -0.87023 | ElmTr3
2031 | 2031_DzMD_GzMX_Dp00_Gp00 | A1-Pensilvania 33 kV | All generators | 1 | cap | Dorada 115/33/13.8 kV | m:cosphi:bushv | -0.87781 | ElmTr3
2031 | 2031_DzMD_GzMX_Dp00_Gp00 | A1-Pensilvania 33 kV | All generators | 0.9 | cap | Manzanares 115/33/13.8 kV | m:P:bushv in MW | -24.5124 | ElmTr3
2031 | 2031_DzMD_GzMX_Dp00_Gp00 | A1-Pensilvania 33 kV | All generators | 0.91 | cap | Manzanares 115/33/13.8 kV | m:P:bushv in MW | -24.6746 | ElmTr3
2031 | 2031_DzMD_GzMX_Dp00_Gp00 | A1-Pensilvania 33 kV | All generators | 0.92 | cap | Manzanares 115/33/13.8 kV | m:P:bushv in MW | -24.8203 | ElmTr3
2031 | 2031_DzMD_GzMX_Dp00_Gp00 | A1-Pensilvania 33 kV | All generators | 0.93 | cap | Manzanares 115/33/13.8 kV | m:P:bushv in MW | -24.9537 | ElmTr3
2031 | 2031_DzMD_GzMX_Dp00_Gp00 | A1-Pensilvania 33 kV | All generators | 0.94 | cap | Manzanares 115/33/13.8 kV | m:P:bushv in MW | -25.0781 | ElmTr3
2031 | 2031_DzMD_GzMX_Dp00_Gp00 | A1-Pensilvania 33 kV | All generators | 0.95 | cap | Manzanares 115/33/13.8 kV | m:P:bushv in MW | -25.1962 | ElmTr3
2031 | 2031_DzMD_GzMX_Dp00_Gp00 | A1-Pensilvania 33 kV | All generators | 0.96 | cap | Manzanares 115/33/13.8 kV | m:P:bushv in MW | -25.3104 | ElmTr3
2031 | 2031_DzMD_GzMX_Dp00_Gp00 | A1-Pensilvania 33 kV | All generators | 0.97 | cap | Manzanares 115/33/13.8 kV | m:P:bushv in MW | -25.4236 | ElmTr3
2031 | 2031_DzMD_GzMX_Dp00_Gp00 | A1-Pensilvania 33 kV | All generators | 0.98 | cap | Manzanares 115/33/13.8 kV | m:P:bushv in MW | -25.5401 | ElmTr3
2031 | 2031_DzMD_GzMX_Dp00_Gp00 | A1-Pensilvania 33 kV | All generators | 0.99 | cap | Manzanares 115/33/13.8 kV | m:P:bushv in MW | -25.6694 | ElmTr3
2031 | 2031_DzMD_GzMX_Dp00_Gp00 | A1-Pensilvania 33 kV | All generators | 1 | cap | Manzanares 115/33/13.8 kV | m:P:bushv in MW | -25.9099 | ElmTr3
2031 | 2031_DzMD_GzMX_Dp00_Gp00 | A1-Pensilvania 33 kV | All generators | 0.9 | cap | Manzanares 115/33/13.8 kV | m:Q:bushv in Mvar | 15.789 | ElmTr3
2031 | 2031_DzMD_GzMX_Dp00_Gp00 | A1-Pensilvania 33 kV | All generators | 0.91 | cap | Manzanares 115/33/13.8 kV | m:Q:bushv in Mvar | 15.2034 | ElmTr3
2031 | 2031_DzMD_GzMX_Dp00_Gp00 | A1-Pensilvania 33 kV | All generators | 0.92 | cap | Manzanares 115/33/13.8 kV | m:Q:bushv in Mvar | 14.6516 | ElmTr3
2031 | 2031_DzMD_GzMX_Dp00_Gp00 | A1-Pensilvania 33 kV | All generators | 0.93 | cap | Manzanares 115/33/13.8 kV | m:Q:bushv in Mvar | 14.1213 | ElmTr3
2031 | 2031_DzMD_GzMX_Dp00_Gp00 | A1-Pensilvania 33 kV | All generators | 0.94 | cap | Manzanares 115/33/13.8 kV | m:Q:bushv in Mvar | 13.6024 | ElmTr3
2031 | 2031_DzMD_GzMX_Dp00_Gp00 | A1-Pensilvania 33 kV | All generators | 0.95 | cap | Manzanares 115/33/13.8 kV | m:Q:bushv in Mvar | 13.0853 | ElmTr3
2031 | 2031_DzMD_GzMX_Dp00_Gp00 | A1-Pensilvania 33 kV | All generators | 0.96 | cap | Manzanares 115/33/13.8 kV | m:Q:bushv in Mvar | 12.5589 | ElmTr3
2031 | 2031_DzMD_GzMX_Dp00_Gp00 | A1-Pensilvania 33 kV | All generators | 0.97 | cap | Manzanares 115/33/13.8 kV | m:Q:bushv in Mvar | 12.0076 | ElmTr3
2031 | 2031_DzMD_GzMX_Dp00_Gp00 | A1-Pensilvania 33 kV | All generators | 0.98 | cap | Manzanares 115/33/13.8 kV | m:Q:bushv in Mvar | 11.4042 | ElmTr3
2031 | 2031_DzMD_GzMX_Dp00_Gp00 | A1-Pensilvania 33 kV | All generators | 0.99 | cap | Manzanares 115/33/13.8 kV | m:Q:bushv in Mvar | 10.6814 | ElmTr3
2031 | 2031_DzMD_GzMX_Dp00_Gp00 | A1-Pensilvania 33 kV | All generators | 1 | cap | Manzanares 115/33/13.8 kV | m:Q:bushv in Mvar | 9.1349 | ElmTr3
2031 | 2031_DzMD_GzMX_Dp00_Gp00 | A1-Pensilvania 33 kV | All generators | 0.9 | cap | Manzanares 115/33/13.8 kV | m:cosphi:bushv | -0.84069 | ElmTr3
2031 | 2031_DzMD_GzMX_Dp00_Gp00 | A1-Pensilvania 33 kV | All generators | 0.91 | cap | Manzanares 115/33/13.8 kV | m:cosphi:bushv | -0.85136 | ElmTr3
2031 | 2031_DzMD_GzMX_Dp00_Gp00 | A1-Pensilvania 33 kV | All generators | 0.92 | cap | Manzanares 115/33/13.8 kV | m:cosphi:bushv | -0.86115 | ElmTr3
2031 | 2031_DzMD_GzMX_Dp00_Gp00 | A1-Pensilvania 33 kV | All generators | 0.93 | cap | Manzanares 115/33/13.8 kV | m:cosphi:bushv | -0.87031 | ElmTr3
2031 | 2031_DzMD_GzMX_Dp00_Gp00 | A1-Pensilvania 33 kV | All generators | 0.94 | cap | Manzanares 115/33/13.8 kV | m:cosphi:bushv | -0.87902 | ElmTr3
2031 | 2031_DzMD_GzMX_Dp00_Gp00 | A1-Pensilvania 33 kV | All generators | 0.95 | cap | Manzanares 115/33/13.8 kV | m:cosphi:bushv | -0.88746 | ElmTr3
2031 | 2031_DzMD_GzMX_Dp00_Gp00 | A1-Pensilvania 33 kV | All generators | 0.96 | cap | Manzanares 115/33/13.8 kV | m:cosphi:bushv | -0.89579 | ElmTr3
2031 | 2031_DzMD_GzMX_Dp00_Gp00 | A1-Pensilvania 33 kV | All generators | 0.97 | cap | Manzanares 115/33/13.8 kV | m:cosphi:bushv | -0.90422 | ElmTr3
2031 | 2031_DzMD_GzMX_Dp00_Gp00 | A1-Pensilvania 33 kV | All generators | 0.98 | cap | Manzanares 115/33/13.8 kV | m:cosphi:bushv | -0.91311 | ElmTr3
2031 | 2031_DzMD_GzMX_Dp00_Gp00 | A1-Pensilvania 33 kV | All generators | 0.99 | cap | Manzanares 115/33/13.8 kV | m:cosphi:bushv | -0.92326 | ElmTr3
2031 | 2031_DzMD_GzMX_Dp00_Gp00 | A1-Pensilvania 33 kV | All generators | 1 | cap | Manzanares 115/33/13.8 kV | m:cosphi:bushv | -0.9431 | ElmTr3
2031 | 2031_DzMD_GzMX_Dp00_Gp00 | A1-Pensilvania 33 kV | All generators | 0.9 | cap | Purnio 230/115 | m:P:bushv in MW | -64.0005 | ElmTr3
2031 | 2031_DzMD_GzMX_Dp00_Gp00 | A1-Pensilvania 33 kV | All generators | 0.91 | cap | Purnio 230/115 | m:P:bushv in MW | -64.0315 | ElmTr3
2031 | 2031_DzMD_GzMX_Dp00_Gp00 | A1-Pensilvania 33 kV | All generators | 0.92 | cap | Purnio 230/115 | m:P:bushv in MW | -64.0581 | ElmTr3
2031 | 2031_DzMD_GzMX_Dp00_Gp00 | A1-Pensilvania 33 kV | All generators | 0.93 | cap | Purnio 230/115 | m:P:bushv in MW | -64.0814 | ElmTr3
2031 | 2031_DzMD_GzMX_Dp00_Gp00 | A1-Pensilvania 33 kV | All generators | 0.94 | cap | Purnio 230/115 | m:P:bushv in MW | -64.1021 | ElmTr3
2031 | 2031_DzMD_GzMX_Dp00_Gp00 | A1-Pensilvania 33 kV | All generators | 0.95 | cap | Purnio 230/115 | m:P:bushv in MW | -64.1207 | ElmTr3
2031 | 2031_DzMD_GzMX_Dp00_Gp00 | A1-Pensilvania 33 kV | All generators | 0.96 | cap | Purnio 230/115 | m:P:bushv in MW | -64.1375 | ElmTr3
2031 | 2031_DzMD_GzMX_Dp00_Gp00 | A1-Pensilvania 33 kV | All generators | 0.97 | cap | Purnio 230/115 | m:P:bushv in MW | -64.1528 | ElmTr3
2031 | 2031_DzMD_GzMX_Dp00_Gp00 | A1-Pensilvania 33 kV | All generators | 0.98 | cap | Purnio 230/115 | m:P:bushv in MW | -64.167 | ElmTr3
2031 | 2031_DzMD_GzMX_Dp00_Gp00 | A1-Pensilvania 33 kV | All generators | 0.99 | cap | Purnio 230/115 | m:P:bushv in MW | -64.1805 | ElmTr3
2031 | 2031_DzMD_GzMX_Dp00_Gp00 | A1-Pensilvania 33 kV | All generators | 1 | cap | Purnio 230/115 | m:P:bushv in MW | -64.1968 | ElmTr3
2031 | 2031_DzMD_GzMX_Dp00_Gp00 | A1-Pensilvania 33 kV | All generators | 0.9 | cap | Purnio 230/115 | m:Q:bushv in Mvar | 16.237 | ElmTr3
2031 | 2031_DzMD_GzMX_Dp00_Gp00 | A1-Pensilvania 33 kV | All generators | 0.91 | cap | Purnio 230/115 | m:Q:bushv in Mvar | 16.0448 | ElmTr3
2031 | 2031_DzMD_GzMX_Dp00_Gp00 | A1-Pensilvania 33 kV | All generators | 0.92 | cap | Purnio 230/115 | m:Q:bushv in Mvar | 15.8635 | ElmTr3
2031 | 2031_DzMD_GzMX_Dp00_Gp00 | A1-Pensilvania 33 kV | All generators | 0.93 | cap | Purnio 230/115 | m:Q:bushv in Mvar | 15.6893 | ElmTr3
2031 | 2031_DzMD_GzMX_Dp00_Gp00 | A1-Pensilvania 33 kV | All generators | 0.94 | cap | Purnio 230/115 | m:Q:bushv in Mvar | 15.5187 | ElmTr3
2031 | 2031_DzMD_GzMX_Dp00_Gp00 | A1-Pensilvania 33 kV | All generators | 0.95 | cap | Purnio 230/115 | m:Q:bushv in Mvar | 15.3486 | ElmTr3
2031 | 2031_DzMD_GzMX_Dp00_Gp00 | A1-Pensilvania 33 kV | All generators | 0.96 | cap | Purnio 230/115 | m:Q:bushv in Mvar | 15.1753 | ElmTr3
2031 | 2031_DzMD_GzMX_Dp00_Gp00 | A1-Pensilvania 33 kV | All generators | 0.97 | cap | Purnio 230/115 | m:Q:bushv in Mvar | 14.9937 | ElmTr3
2031 | 2031_DzMD_GzMX_Dp00_Gp00 | A1-Pensilvania 33 kV | All generators | 0.98 | cap | Purnio 230/115 | m:Q:bushv in Mvar | 14.7949 | ElmTr3
2031 | 2031_DzMD_GzMX_Dp00_Gp00 | A1-Pensilvania 33 kV | All generators | 0.99 | cap | Purnio 230/115 | m:Q:bushv in Mvar | 14.5566 | ElmTr3
2031 | 2031_DzMD_GzMX_Dp00_Gp00 | A1-Pensilvania 33 kV | All generators | 1 | cap | Purnio 230/115 | m:Q:bushv in Mvar | 14.0463 | ElmTr3
2031 | 2031_DzMD_GzMX_Dp00_Gp00 | A1-Pensilvania 33 kV | All generators | 0.9 | cap | Purnio 230/115 | m:cosphi:bushv | -0.96929 | ElmTr3
2031 | 2031_DzMD_GzMX_Dp00_Gp00 | A1-Pensilvania 33 kV | All generators | 0.91 | cap | Purnio 230/115 | m:cosphi:bushv | -0.97001 | ElmTr3
2031 | 2031_DzMD_GzMX_Dp00_Gp00 | A1-Pensilvania 33 kV | All generators | 0.92 | cap | Purnio 230/115 | m:cosphi:bushv | -0.97068 | ElmTr3
2031 | 2031_DzMD_GzMX_Dp00_Gp00 | A1-Pensilvania 33 kV | All generators | 0.93 | cap | Purnio 230/115 | m:cosphi:bushv | -0.97131 | ElmTr3
2031 | 2031_DzMD_GzMX_Dp00_Gp00 | A1-Pensilvania 33 kV | All generators | 0.94 | cap | Purnio 230/115 | m:cosphi:bushv | -0.97192 | ElmTr3
2031 | 2031_DzMD_GzMX_Dp00_Gp00 | A1-Pensilvania 33 kV | All generators | 0.95 | cap | Purnio 230/115 | m:cosphi:bushv | -0.97253 | ElmTr3
2031 | 2031_DzMD_GzMX_Dp00_Gp00 | A1-Pensilvania 33 kV | All generators | 0.96 | cap | Purnio 230/115 | m:cosphi:bushv | -0.97313 | ElmTr3
2031 | 2031_DzMD_GzMX_Dp00_Gp00 | A1-Pensilvania 33 kV | All generators | 0.97 | cap | Purnio 230/115 | m:cosphi:bushv | -0.97376 | ElmTr3
2031 | 2031_DzMD_GzMX_Dp00_Gp00 | A1-Pensilvania 33 kV | All generators | 0.98 | cap | Purnio 230/115 | m:cosphi:bushv | -0.97443 | ElmTr3
2031 | 2031_DzMD_GzMX_Dp00_Gp00 | A1-Pensilvania 33 kV | All generators | 0.99 | cap | Purnio 230/115 | m:cosphi:bushv | -0.97523 | ElmTr3
2031 | 2031_DzMD_GzMX_Dp00_Gp00 | A1-Pensilvania 33 kV | All generators | 1 | cap | Purnio 230/115 | m:cosphi:bushv | -0.97689 | ElmTr3
2031 | 2031_DzMD_GzMX_Dp00_Gp00 | A1-Pensilvania 33 kV | All generators | 0.9 | cap | Victoria 115/33/13.8 kV | m:P:bushv in MW | -12.307 | ElmTr3
2031 | 2031_DzMD_GzMX_Dp00_Gp00 | A1-Pensilvania 33 kV | All generators | 0.91 | cap | Victoria 115/33/13.8 kV | m:P:bushv in MW | -12.3354 | ElmTr3
2031 | 2031_DzMD_GzMX_Dp00_Gp00 | A1-Pensilvania 33 kV | All generators | 0.92 | cap | Victoria 115/33/13.8 kV | m:P:bushv in MW | -12.358 | ElmTr3
2031 | 2031_DzMD_GzMX_Dp00_Gp00 | A1-Pensilvania 33 kV | All generators | 0.93 | cap | Victoria 115/33/13.8 kV | m:P:bushv in MW | -12.376 | ElmTr3
2031 | 2031_DzMD_GzMX_Dp00_Gp00 | A1-Pensilvania 33 kV | All generators | 0.94 | cap | Victoria 115/33/13.8 kV | m:P:bushv in MW | -12.3902 | ElmTr3
2031 | 2031_DzMD_GzMX_Dp00_Gp00 | A1-Pensilvania 33 kV | All generators | 0.95 | cap | Victoria 115/33/13.8 kV | m:P:bushv in MW | -12.4009 | ElmTr3
2031 | 2031_DzMD_GzMX_Dp00_Gp00 | A1-Pensilvania 33 kV | All generators | 0.96 | cap | Victoria 115/33/13.8 kV | m:P:bushv in MW | -12.4084 | ElmTr3
2031 | 2031_DzMD_GzMX_Dp00_Gp00 | A1-Pensilvania 33 kV | All generators | 0.97 | cap | Victoria 115/33/13.8 kV | m:P:bushv in MW | -12.4126 | ElmTr3
2031 | 2031_DzMD_GzMX_Dp00_Gp00 | A1-Pensilvania 33 kV | All generators | 0.98 | cap | Victoria 115/33/13.8 kV | m:P:bushv in MW | -12.413 | ElmTr3
2031 | 2031_DzMD_GzMX_Dp00_Gp00 | A1-Pensilvania 33 kV | All generators | 0.99 | cap | Victoria 115/33/13.8 kV | m:P:bushv in MW | -12.4077 | ElmTr3
2031 | 2031_DzMD_GzMX_Dp00_Gp00 | A1-Pensilvania 33 kV | All generators | 1 | cap | Victoria 115/33/13.8 kV | m:P:bushv in MW | -12.3755 | ElmTr3
2031 | 2031_DzMD_GzMX_Dp00_Gp00 | A1-Pensilvania 33 kV | All generators | 0.9 | cap | Victoria 115/33/13.8 kV | m:Q:bushv in Mvar | 12.103 | ElmTr3
2031 | 2031_DzMD_GzMX_Dp00_Gp00 | A1-Pensilvania 33 kV | All generators | 0.91 | cap | Victoria 115/33/13.8 kV | m:Q:bushv in Mvar | 11.7308 | ElmTr3
2031 | 2031_DzMD_GzMX_Dp00_Gp00 | A1-Pensilvania 33 kV | All generators | 0.92 | cap | Victoria 115/33/13.8 kV | m:Q:bushv in Mvar | 11.3809 | ElmTr3
2031 | 2031_DzMD_GzMX_Dp00_Gp00 | A1-Pensilvania 33 kV | All generators | 0.93 | cap | Victoria 115/33/13.8 kV | m:Q:bushv in Mvar | 11.0454 | ElmTr3
2031 | 2031_DzMD_GzMX_Dp00_Gp00 | A1-Pensilvania 33 kV | All generators | 0.94 | cap | Victoria 115/33/13.8 kV | m:Q:bushv in Mvar | 10.7179 | ElmTr3
2031 | 2031_DzMD_GzMX_Dp00_Gp00 | A1-Pensilvania 33 kV | All generators | 0.95 | cap | Victoria 115/33/13.8 kV | m:Q:bushv in Mvar | 10.3921 | ElmTr3
2031 | 2031_DzMD_GzMX_Dp00_Gp00 | A1-Pensilvania 33 kV | All generators | 0.96 | cap | Victoria 115/33/13.8 kV | m:Q:bushv in Mvar | 10.0611 | ElmTr3
2031 | 2031_DzMD_GzMX_Dp00_Gp00 | A1-Pensilvania 33 kV | All generators | 0.97 | cap | Victoria 115/33/13.8 kV | m:Q:bushv in Mvar | 9.7153 | ElmTr3
2031 | 2031_DzMD_GzMX_Dp00_Gp00 | A1-Pensilvania 33 kV | All generators | 0.98 | cap | Victoria 115/33/13.8 kV | m:Q:bushv in Mvar | 9.3376 | ElmTr3
2031 | 2031_DzMD_GzMX_Dp00_Gp00 | A1-Pensilvania 33 kV | All generators | 0.99 | cap | Victoria 115/33/13.8 kV | m:Q:bushv in Mvar | 8.8863 | ElmTr3
2031 | 2031_DzMD_GzMX_Dp00_Gp00 | A1-Pensilvania 33 kV | All generators | 1 | cap | Victoria 115/33/13.8 kV | m:Q:bushv in Mvar | 7.9248 | ElmTr3
2031 | 2031_DzMD_GzMX_Dp00_Gp00 | A1-Pensilvania 33 kV | All generators | 0.9 | cap | Victoria 115/33/13.8 kV | m:cosphi:bushv | -0.71299 | ElmTr3
2031 | 2031_DzMD_GzMX_Dp00_Gp00 | A1-Pensilvania 33 kV | All generators | 0.91 | cap | Victoria 115/33/13.8 kV | m:cosphi:bushv | -0.72464 | ElmTr3
2031 | 2031_DzMD_GzMX_Dp00_Gp00 | A1-Pensilvania 33 kV | All generators | 0.92 | cap | Victoria 115/33/13.8 kV | m:cosphi:bushv | -0.73559 | ElmTr3
2031 | 2031_DzMD_GzMX_Dp00_Gp00 | A1-Pensilvania 33 kV | All generators | 0.93 | cap | Victoria 115/33/13.8 kV | m:cosphi:bushv | -0.74608 | ElmTr3
2031 | 2031_DzMD_GzMX_Dp00_Gp00 | A1-Pensilvania 33 kV | All generators | 0.94 | cap | Victoria 115/33/13.8 kV | m:cosphi:bushv | -0.7563 | ElmTr3
2031 | 2031_DzMD_GzMX_Dp00_Gp00 | A1-Pensilvania 33 kV | All generators | 0.95 | cap | Victoria 115/33/13.8 kV | m:cosphi:bushv | -0.76646 | ElmTr3
2031 | 2031_DzMD_GzMX_Dp00_Gp00 | A1-Pensilvania 33 kV | All generators | 0.96 | cap | Victoria 115/33/13.8 kV | m:cosphi:bushv | -0.77675 | ElmTr3
2031 | 2031_DzMD_GzMX_Dp00_Gp00 | A1-Pensilvania 33 kV | All generators | 0.97 | cap | Victoria 115/33/13.8 kV | m:cosphi:bushv | -0.78747 | ElmTr3
2031 | 2031_DzMD_GzMX_Dp00_Gp00 | A1-Pensilvania 33 kV | All generators | 0.98 | cap | Victoria 115/33/13.8 kV | m:cosphi:bushv | -0.79914 | ElmTr3
2031 | 2031_DzMD_GzMX_Dp00_Gp00 | A1-Pensilvania 33 kV | All generators | 0.99 | cap | Victoria 115/33/13.8 kV | m:cosphi:bushv | -0.813 | ElmTr3
2031 | 2031_DzMD_GzMX_Dp00_Gp00 | A1-Pensilvania 33 kV | All generators | 1 | cap | Victoria 115/33/13.8 kV | m:cosphi:bushv | -0.84213 | ElmTr3
2031 | 2031_DzMD_GzMX_Dp00_Gp00 | A1-Pensilvania 33 kV | All generators | 0.9 | ind | Dorada - Magdalena 115 kV | m:P:bus1 in MW | 86.6942 | ElmLne
2031 | 2031_DzMD_GzMX_Dp00_Gp00 | A1-Pensilvania 33 kV | All generators | 0.91 | ind | Dorada - Magdalena 115 kV | m:P:bus1 in MW | 86.6872 | ElmLne
2031 | 2031_DzMD_GzMX_Dp00_Gp00 | A1-Pensilvania 33 kV | All generators | 0.92 | ind | Dorada - Magdalena 115 kV | m:P:bus1 in MW | 86.6798 | ElmLne
2031 | 2031_DzMD_GzMX_Dp00_Gp00 | A1-Pensilvania 33 kV | All generators | 0.93 | ind | Dorada - Magdalena 115 kV | m:P:bus1 in MW | 86.672 | ElmLne
2031 | 2031_DzMD_GzMX_Dp00_Gp00 | A1-Pensilvania 33 kV | All generators | 0.94 | ind | Dorada - Magdalena 115 kV | m:P:bus1 in MW | 86.6636 | ElmLne
2031 | 2031_DzMD_GzMX_Dp00_Gp00 | A1-Pensilvania 33 kV | All generators | 0.95 | ind | Dorada - Magdalena 115 kV | m:P:bus1 in MW | 86.6543 | ElmLne
2031 | 2031_DzMD_GzMX_Dp00_Gp00 | A1-Pensilvania 33 kV | All generators | 0.96 | ind | Dorada - Magdalena 115 kV | m:P:bus1 in MW | 86.6441 | ElmLne
2031 | 2031_DzMD_GzMX_Dp00_Gp00 | A1-Pensilvania 33 kV | All generators | 0.97 | ind | Dorada - Magdalena 115 kV | m:P:bus1 in MW | 86.6323 | ElmLne
2031 | 2031_DzMD_GzMX_Dp00_Gp00 | A1-Pensilvania 33 kV | All generators | 0.98 | ind | Dorada - Magdalena 115 kV | m:P:bus1 in MW | 86.618 | ElmLne
2031 | 2031_DzMD_GzMX_Dp00_Gp00 | A1-Pensilvania 33 kV | All generators | 0.99 | ind | Dorada - Magdalena 115 kV | m:P:bus1 in MW | 86.5989 | ElmLne
2031 | 2031_DzMD_GzMX_Dp00_Gp00 | A1-Pensilvania 33 kV | All generators | 1 | ind | Dorada - Magdalena 115 kV | m:P:bus1 in MW | 86.5489 | ElmLne
2031 | 2031_DzMD_GzMX_Dp00_Gp00 | A1-Pensilvania 33 kV | All generators | 0.9 | ind | Dorada - Magdalena 115 kV | m:P:bus2 in MW | -86.2953 | ElmLne
2031 | 2031_DzMD_GzMX_Dp00_Gp00 | A1-Pensilvania 33 kV | All generators | 0.91 | ind | Dorada - Magdalena 115 kV | m:P:bus2 in MW | -86.2883 | ElmLne
2031 | 2031_DzMD_GzMX_Dp00_Gp00 | A1-Pensilvania 33 kV | All generators | 0.92 | ind | Dorada - Magdalena 115 kV | m:P:bus2 in MW | -86.281 | ElmLne
2031 | 2031_DzMD_GzMX_Dp00_Gp00 | A1-Pensilvania 33 kV | All generators | 0.93 | ind | Dorada - Magdalena 115 kV | m:P:bus2 in MW | -86.2731 | ElmLne
2031 | 2031_DzMD_GzMX_Dp00_Gp00 | A1-Pensilvania 33 kV | All generators | 0.94 | ind | Dorada - Magdalena 115 kV | m:P:bus2 in MW | -86.2647 | ElmLne
2031 | 2031_DzMD_GzMX_Dp00_Gp00 | A1-Pensilvania 33 kV | All generators | 0.95 | ind | Dorada - Magdalena 115 kV | m:P:bus2 in MW | -86.2555 | ElmLne
2031 | 2031_DzMD_GzMX_Dp00_Gp00 | A1-Pensilvania 33 kV | All generators | 0.96 | ind | Dorada - Magdalena 115 kV | m:P:bus2 in MW | -86.2452 | ElmLne
2031 | 2031_DzMD_GzMX_Dp00_Gp00 | A1-Pensilvania 33 kV | All generators | 0.97 | ind | Dorada - Magdalena 115 kV | m:P:bus2 in MW | -86.2334 | ElmLne
2031 | 2031_DzMD_GzMX_Dp00_Gp00 | A1-Pensilvania 33 kV | All generators | 0.98 | ind | Dorada - Magdalena 115 kV | m:P:bus2 in MW | -86.2192 | ElmLne
2031 | 2031_DzMD_GzMX_Dp00_Gp00 | A1-Pensilvania 33 kV | All generators | 0.99 | ind | Dorada - Magdalena 115 kV | m:P:bus2 in MW | -86.2001 | ElmLne
2031 | 2031_DzMD_GzMX_Dp00_Gp00 | A1-Pensilvania 33 kV | All generators | 1 | ind | Dorada - Magdalena 115 kV | m:P:bus2 in MW | -86.15 | ElmLne
2031 | 2031_DzMD_GzMX_Dp00_Gp00 | A1-Pensilvania 33 kV | All generators | 0.9 | ind | Dorada - Magdalena 115 kV | m:Q:bus1 in Mvar | 7.9082 | ElmLne
2031 | 2031_DzMD_GzMX_Dp00_Gp00 | A1-Pensilvania 33 kV | All generators | 0.91 | ind | Dorada - Magdalena 115 kV | m:Q:bus1 in Mvar | 7.8892 | ElmLne
2031 | 2031_DzMD_GzMX_Dp00_Gp00 | A1-Pensilvania 33 kV | All generators | 0.92 | ind | Dorada - Magdalena 115 kV | m:Q:bus1 in Mvar | 7.8692 | ElmLne
2031 | 2031_DzMD_GzMX_Dp00_Gp00 | A1-Pensilvania 33 kV | All generators | 0.93 | ind | Dorada - Magdalena 115 kV | m:Q:bus1 in Mvar | 7.8482 | ElmLne
2031 | 2031_DzMD_GzMX_Dp00_Gp00 | A1-Pensilvania 33 kV | All generators | 0.94 | ind | Dorada - Magdalena 115 kV | m:Q:bus1 in Mvar | 7.8258 | ElmLne
2031 | 2031_DzMD_GzMX_Dp00_Gp00 | A1-Pensilvania 33 kV | All generators | 0.95 | ind | Dorada - Magdalena 115 kV | m:Q:bus1 in Mvar | 7.8017 | ElmLne
2031 | 2031_DzMD_GzMX_Dp00_Gp00 | A1-Pensilvania 33 kV | All generators | 0.96 | ind | Dorada - Magdalena 115 kV | m:Q:bus1 in Mvar | 7.7751 | ElmLne
2031 | 2031_DzMD_GzMX_Dp00_Gp00 | A1-Pensilvania 33 kV | All generators | 0.97 | ind | Dorada - Magdalena 115 kV | m:Q:bus1 in Mvar | 7.7449 | ElmLne
2031 | 2031_DzMD_GzMX_Dp00_Gp00 | A1-Pensilvania 33 kV | All generators | 0.98 | ind | Dorada - Magdalena 115 kV | m:Q:bus1 in Mvar | 7.7091 | ElmLne
2031 | 2031_DzMD_GzMX_Dp00_Gp00 | A1-Pensilvania 33 kV | All generators | 0.99 | ind | Dorada - Magdalena 115 kV | m:Q:bus1 in Mvar | 7.6619 | ElmLne
2031 | 2031_DzMD_GzMX_Dp00_Gp00 | A1-Pensilvania 33 kV | All generators | 1 | ind | Dorada - Magdalena 115 kV | m:Q:bus1 in Mvar | 7.5427 | ElmLne
2031 | 2031_DzMD_GzMX_Dp00_Gp00 | A1-Pensilvania 33 kV | All generators | 0.9 | ind | Dorada - Magdalena 115 kV | m:Q:bus2 in Mvar | -6.2976 | ElmLne
2031 | 2031_DzMD_GzMX_Dp00_Gp00 | A1-Pensilvania 33 kV | All generators | 0.91 | ind | Dorada - Magdalena 115 kV | m:Q:bus2 in Mvar | -6.2784 | ElmLne
2031 | 2031_DzMD_GzMX_Dp00_Gp00 | A1-Pensilvania 33 kV | All generators | 0.92 | ind | Dorada - Magdalena 115 kV | m:Q:bus2 in Mvar | -6.2584 | ElmLne
2031 | 2031_DzMD_GzMX_Dp00_Gp00 | A1-Pensilvania 33 kV | All generators | 0.93 | ind | Dorada - Magdalena 115 kV | m:Q:bus2 in Mvar | -6.2373 | ElmLne
2031 | 2031_DzMD_GzMX_Dp00_Gp00 | A1-Pensilvania 33 kV | All generators | 0.94 | ind | Dorada - Magdalena 115 kV | m:Q:bus2 in Mvar | -6.2148 | ElmLne
2031 | 2031_DzMD_GzMX_Dp00_Gp00 | A1-Pensilvania 33 kV | All generators | 0.95 | ind | Dorada - Magdalena 115 kV | m:Q:bus2 in Mvar | -6.1905 | ElmLne
2031 | 2031_DzMD_GzMX_Dp00_Gp00 | A1-Pensilvania 33 kV | All generators | 0.96 | ind | Dorada - Magdalena 115 kV | m:Q:bus2 in Mvar | -6.1638 | ElmLne
2031 | 2031_DzMD_GzMX_Dp00_Gp00 | A1-Pensilvania 33 kV | All generators | 0.97 | ind | Dorada - Magdalena 115 kV | m:Q:bus2 in Mvar | -6.1335 | ElmLne
2031 | 2031_DzMD_GzMX_Dp00_Gp00 | A1-Pensilvania 33 kV | All generators | 0.98 | ind | Dorada - Magdalena 115 kV | m:Q:bus2 in Mvar | -6.0976 | ElmLne
2031 | 2031_DzMD_GzMX_Dp00_Gp00 | A1-Pensilvania 33 kV | All generators | 0.99 | ind | Dorada - Magdalena 115 kV | m:Q:bus2 in Mvar | -6.0502 | ElmLne
2031 | 2031_DzMD_GzMX_Dp00_Gp00 | A1-Pensilvania 33 kV | All generators | 1 | ind | Dorada - Magdalena 115 kV | m:Q:bus2 in Mvar | -5.9307 | ElmLne
2031 | 2031_DzMD_GzMX_Dp00_Gp00 | A1-Pensilvania 33 kV | All generators | 0.9 | ind | Dorada - Magdalena 115 kV | m:cosphi:bus1 | 0.99587 | ElmLne
2031 | 2031_DzMD_GzMX_Dp00_Gp00 | A1-Pensilvania 33 kV | All generators | 0.91 | ind | Dorada - Magdalena 115 kV | m:cosphi:bus1 | 0.99588 | ElmLne
2031 | 2031_DzMD_GzMX_Dp00_Gp00 | A1-Pensilvania 33 kV | All generators | 0.92 | ind | Dorada - Magdalena 115 kV | m:cosphi:bus1 | 0.9959 | ElmLne
2031 | 2031_DzMD_GzMX_Dp00_Gp00 | A1-Pensilvania 33 kV | All generators | 0.93 | ind | Dorada - Magdalena 115 kV | m:cosphi:bus1 | 0.99592 | ElmLne
2031 | 2031_DzMD_GzMX_Dp00_Gp00 | A1-Pensilvania 33 kV | All generators | 0.94 | ind | Dorada - Magdalena 115 kV | m:cosphi:bus1 | 0.99595 | ElmLne
2031 | 2031_DzMD_GzMX_Dp00_Gp00 | A1-Pensilvania 33 kV | All generators | 0.95 | ind | Dorada - Magdalena 115 kV | m:cosphi:bus1 | 0.99597 | ElmLne
2031 | 2031_DzMD_GzMX_Dp00_Gp00 | A1-Pensilvania 33 kV | All generators | 0.96 | ind | Dorada - Magdalena 115 kV | m:cosphi:bus1 | 0.996 | ElmLne
2031 | 2031_DzMD_GzMX_Dp00_Gp00 | A1-Pensilvania 33 kV | All generators | 0.97 | ind | Dorada - Magdalena 115 kV | m:cosphi:bus1 | 0.99603 | ElmLne
2031 | 2031_DzMD_GzMX_Dp00_Gp00 | A1-Pensilvania 33 kV | All generators | 0.98 | ind | Dorada - Magdalena 115 kV | m:cosphi:bus1 | 0.99606 | ElmLne
2031 | 2031_DzMD_GzMX_Dp00_Gp00 | A1-Pensilvania 33 kV | All generators | 0.99 | ind | Dorada - Magdalena 115 kV | m:cosphi:bus1 | 0.99611 | ElmLne
2031 | 2031_DzMD_GzMX_Dp00_Gp00 | A1-Pensilvania 33 kV | All generators | 1 | ind | Dorada - Magdalena 115 kV | m:cosphi:bus1 | 0.99622 | ElmLne
2031 | 2031_DzMD_GzMX_Dp00_Gp00 | A1-Pensilvania 33 kV | All generators | 0.9 | ind | Dorada - Magdalena 115 kV | m:cosphi:bus2 | -0.99735 | ElmLne
2031 | 2031_DzMD_GzMX_Dp00_Gp00 | A1-Pensilvania 33 kV | All generators | 0.91 | ind | Dorada - Magdalena 115 kV | m:cosphi:bus2 | -0.99736 | ElmLne
2031 | 2031_DzMD_GzMX_Dp00_Gp00 | A1-Pensilvania 33 kV | All generators | 0.92 | ind | Dorada - Magdalena 115 kV | m:cosphi:bus2 | -0.99738 | ElmLne
2031 | 2031_DzMD_GzMX_Dp00_Gp00 | A1-Pensilvania 33 kV | All generators | 0.93 | ind | Dorada - Magdalena 115 kV | m:cosphi:bus2 | -0.9974 | ElmLne
2031 | 2031_DzMD_GzMX_Dp00_Gp00 | A1-Pensilvania 33 kV | All generators | 0.94 | ind | Dorada - Magdalena 115 kV | m:cosphi:bus2 | -0.99741 | ElmLne
2031 | 2031_DzMD_GzMX_Dp00_Gp00 | A1-Pensilvania 33 kV | All generators | 0.95 | ind | Dorada - Magdalena 115 kV | m:cosphi:bus2 | -0.99743 | ElmLne
2031 | 2031_DzMD_GzMX_Dp00_Gp00 | A1-Pensilvania 33 kV | All generators | 0.96 | ind | Dorada - Magdalena 115 kV | m:cosphi:bus2 | -0.99746 | ElmLne
2031 | 2031_DzMD_GzMX_Dp00_Gp00 | A1-Pensilvania 33 kV | All generators | 0.97 | ind | Dorada - Magdalena 115 kV | m:cosphi:bus2 | -0.99748 | ElmLne
2031 | 2031_DzMD_GzMX_Dp00_Gp00 | A1-Pensilvania 33 kV | All generators | 0.98 | ind | Dorada - Magdalena 115 kV | m:cosphi:bus2 | -0.99751 | ElmLne
2031 | 2031_DzMD_GzMX_Dp00_Gp00 | A1-Pensilvania 33 kV | All generators | 0.99 | ind | Dorada - Magdalena 115 kV | m:cosphi:bus2 | -0.99755 | ElmLne
2031 | 2031_DzMD_GzMX_Dp00_Gp00 | A1-Pensilvania 33 kV | All generators | 1 | ind | Dorada - Magdalena 115 kV | m:cosphi:bus2 | -0.99764 | ElmLne
2031 | 2031_DzMD_GzMX_Dp00_Gp00 | A1-Pensilvania 33 kV | All generators | 0.9 | ind | Mariquita - Victoria 2 115 | m:P:bus1 in MW | -16.6659 | ElmLne
2031 | 2031_DzMD_GzMX_Dp00_Gp00 | A1-Pensilvania 33 kV | All generators | 0.91 | ind | Mariquita - Victoria 2 115 | m:P:bus1 in MW | -16.6646 | ElmLne
2031 | 2031_DzMD_GzMX_Dp00_Gp00 | A1-Pensilvania 33 kV | All generators | 0.92 | ind | Mariquita - Victoria 2 115 | m:P:bus1 in MW | -16.6632 | ElmLne
2031 | 2031_DzMD_GzMX_Dp00_Gp00 | A1-Pensilvania 33 kV | All generators | 0.93 | ind | Mariquita - Victoria 2 115 | m:P:bus1 in MW | -16.6617 | ElmLne
2031 | 2031_DzMD_GzMX_Dp00_Gp00 | A1-Pensilvania 33 kV | All generators | 0.94 | ind | Mariquita - Victoria 2 115 | m:P:bus1 in MW | -16.6601 | ElmLne
2031 | 2031_DzMD_GzMX_Dp00_Gp00 | A1-Pensilvania 33 kV | All generators | 0.95 | ind | Mariquita - Victoria 2 115 | m:P:bus1 in MW | -16.6584 | ElmLne
2031 | 2031_DzMD_GzMX_Dp00_Gp00 | A1-Pensilvania 33 kV | All generators | 0.96 | ind | Mariquita - Victoria 2 115 | m:P:bus1 in MW | -16.6566 | ElmLne
2031 | 2031_DzMD_GzMX_Dp00_Gp00 | A1-Pensilvania 33 kV | All generators | 0.97 | ind | Mariquita - Victoria 2 115 | m:P:bus1 in MW | -16.6545 | ElmLne
2031 | 2031_DzMD_GzMX_Dp00_Gp00 | A1-Pensilvania 33 kV | All generators | 0.98 | ind | Mariquita - Victoria 2 115 | m:P:bus1 in MW | -16.652 | ElmLne
2031 | 2031_DzMD_GzMX_Dp00_Gp00 | A1-Pensilvania 33 kV | All generators | 0.99 | ind | Mariquita - Victoria 2 115 | m:P:bus1 in MW | -16.6487 | ElmLne
2031 | 2031_DzMD_GzMX_Dp00_Gp00 | A1-Pensilvania 33 kV | All generators | 1 | ind | Mariquita - Victoria 2 115 | m:P:bus1 in MW | -16.6406 | ElmLne
2031 | 2031_DzMD_GzMX_Dp00_Gp00 | A1-Pensilvania 33 kV | All generators | 0.9 | ind | Mariquita - Victoria 2 115 | m:P:bus2 in MW | 16.7322 | ElmLne
2031 | 2031_DzMD_GzMX_Dp00_Gp00 | A1-Pensilvania 33 kV | All generators | 0.91 | ind | Mariquita - Victoria 2 115 | m:P:bus2 in MW | 16.7309 | ElmLne
2031 | 2031_DzMD_GzMX_Dp00_Gp00 | A1-Pensilvania 33 kV | All generators | 0.92 | ind | Mariquita - Victoria 2 115 | m:P:bus2 in MW | 16.7295 | ElmLne
2031 | 2031_DzMD_GzMX_Dp00_Gp00 | A1-Pensilvania 33 kV | All generators | 0.93 | ind | Mariquita - Victoria 2 115 | m:P:bus2 in MW | 16.7281 | ElmLne
2031 | 2031_DzMD_GzMX_Dp00_Gp00 | A1-Pensilvania 33 kV | All generators | 0.94 | ind | Mariquita - Victoria 2 115 | m:P:bus2 in MW | 16.7266 | ElmLne
2031 | 2031_DzMD_GzMX_Dp00_Gp00 | A1-Pensilvania 33 kV | All generators | 0.95 | ind | Mariquita - Victoria 2 115 | m:P:bus2 in MW | 16.7249 | ElmLne
2031 | 2031_DzMD_GzMX_Dp00_Gp00 | A1-Pensilvania 33 kV | All generators | 0.96 | ind | Mariquita - Victoria 2 115 | m:P:bus2 in MW | 16.7231 | ElmLne
2031 | 2031_DzMD_GzMX_Dp00_Gp00 | A1-Pensilvania 33 kV | All generators | 0.97 | ind | Mariquita - Victoria 2 115 | m:P:bus2 in MW | 16.721 | ElmLne
2031 | 2031_DzMD_GzMX_Dp00_Gp00 | A1-Pensilvania 33 kV | All generators | 0.98 | ind | Mariquita - Victoria 2 115 | m:P:bus2 in MW | 16.7186 | ElmLne
2031 | 2031_DzMD_GzMX_Dp00_Gp00 | A1-Pensilvania 33 kV | All generators | 0.99 | ind | Mariquita - Victoria 2 115 | m:P:bus2 in MW | 16.7154 | ElmLne
2031 | 2031_DzMD_GzMX_Dp00_Gp00 | A1-Pensilvania 33 kV | All generators | 1 | ind | Mariquita - Victoria 2 115 | m:P:bus2 in MW | 16.7074 | ElmLne
2031 | 2031_DzMD_GzMX_Dp00_Gp00 | A1-Pensilvania 33 kV | All generators | 0.9 | ind | Mariquita - Victoria 2 115 | m:Q:bus1 in Mvar | 5.4545 | ElmLne
2031 | 2031_DzMD_GzMX_Dp00_Gp00 | A1-Pensilvania 33 kV | All generators | 0.91 | ind | Mariquita - Victoria 2 115 | m:Q:bus1 in Mvar | 5.4603 | ElmLne
2031 | 2031_DzMD_GzMX_Dp00_Gp00 | A1-Pensilvania 33 kV | All generators | 0.92 | ind | Mariquita - Victoria 2 115 | m:Q:bus1 in Mvar | 5.4665 | ElmLne
2031 | 2031_DzMD_GzMX_Dp00_Gp00 | A1-Pensilvania 33 kV | All generators | 0.93 | ind | Mariquita - Victoria 2 115 | m:Q:bus1 in Mvar | 5.4729 | ElmLne
2031 | 2031_DzMD_GzMX_Dp00_Gp00 | A1-Pensilvania 33 kV | All generators | 0.94 | ind | Mariquita - Victoria 2 115 | m:Q:bus1 in Mvar | 5.4798 | ElmLne
2031 | 2031_DzMD_GzMX_Dp00_Gp00 | A1-Pensilvania 33 kV | All generators | 0.95 | ind | Mariquita - Victoria 2 115 | m:Q:bus1 in Mvar | 5.4872 | ElmLne
2031 | 2031_DzMD_GzMX_Dp00_Gp00 | A1-Pensilvania 33 kV | All generators | 0.96 | ind | Mariquita - Victoria 2 115 | m:Q:bus1 in Mvar | 5.4953 | ElmLne
2031 | 2031_DzMD_GzMX_Dp00_Gp00 | A1-Pensilvania 33 kV | All generators | 0.97 | ind | Mariquita - Victoria 2 115 | m:Q:bus1 in Mvar | 5.5045 | ElmLne
2031 | 2031_DzMD_GzMX_Dp00_Gp00 | A1-Pensilvania 33 kV | All generators | 0.98 | ind | Mariquita - Victoria 2 115 | m:Q:bus1 in Mvar | 5.5154 | ElmLne
2031 | 2031_DzMD_GzMX_Dp00_Gp00 | A1-Pensilvania 33 kV | All generators | 0.99 | ind | Mariquita - Victoria 2 115 | m:Q:bus1 in Mvar | 5.5296 | ElmLne
2031 | 2031_DzMD_GzMX_Dp00_Gp00 | A1-Pensilvania 33 kV | All generators | 1 | ind | Mariquita - Victoria 2 115 | m:Q:bus1 in Mvar | 5.5652 | ElmLne
2031 | 2031_DzMD_GzMX_Dp00_Gp00 | A1-Pensilvania 33 kV | All generators | 0.9 | ind | Mariquita - Victoria 2 115 | m:Q:bus2 in Mvar | -5.9442 | ElmLne
2031 | 2031_DzMD_GzMX_Dp00_Gp00 | A1-Pensilvania 33 kV | All generators | 0.91 | ind | Mariquita - Victoria 2 115 | m:Q:bus2 in Mvar | -5.9498 | ElmLne
2031 | 2031_DzMD_GzMX_Dp00_Gp00 | A1-Pensilvania 33 kV | All generators | 0.92 | ind | Mariquita - Victoria 2 115 | m:Q:bus2 in Mvar | -5.9556 | ElmLne
2031 | 2031_DzMD_GzMX_Dp00_Gp00 | A1-Pensilvania 33 kV | All generators | 0.93 | ind | Mariquita - Victoria 2 115 | m:Q:bus2 in Mvar | -5.9618 | ElmLne
2031 | 2031_DzMD_GzMX_Dp00_Gp00 | A1-Pensilvania 33 kV | All generators | 0.94 | ind | Mariquita - Victoria 2 115 | m:Q:bus2 in Mvar | -5.9683 | ElmLne
2031 | 2031_DzMD_GzMX_Dp00_Gp00 | A1-Pensilvania 33 kV | All generators | 0.95 | ind | Mariquita - Victoria 2 115 | m:Q:bus2 in Mvar | -5.9753 | ElmLne
2031 | 2031_DzMD_GzMX_Dp00_Gp00 | A1-Pensilvania 33 kV | All generators | 0.96 | ind | Mariquita - Victoria 2 115 | m:Q:bus2 in Mvar | -5.983 | ElmLne
2031 | 2031_DzMD_GzMX_Dp00_Gp00 | A1-Pensilvania 33 kV | All generators | 0.97 | ind | Mariquita - Victoria 2 115 | m:Q:bus2 in Mvar | -5.9917 | ElmLne
2031 | 2031_DzMD_GzMX_Dp00_Gp00 | A1-Pensilvania 33 kV | All generators | 0.98 | ind | Mariquita - Victoria 2 115 | m:Q:bus2 in Mvar | -6.0021 | ElmLne
2031 | 2031_DzMD_GzMX_Dp00_Gp00 | A1-Pensilvania 33 kV | All generators | 0.99 | ind | Mariquita - Victoria 2 115 | m:Q:bus2 in Mvar | -6.0156 | ElmLne
2031 | 2031_DzMD_GzMX_Dp00_Gp00 | A1-Pensilvania 33 kV | All generators | 1 | ind | Mariquita - Victoria 2 115 | m:Q:bus2 in Mvar | -6.0493 | ElmLne
2031 | 2031_DzMD_GzMX_Dp00_Gp00 | A1-Pensilvania 33 kV | All generators | 0.9 | ind | Mariquita - Victoria 2 115 | m:cosphi:bus1 | -0.95039 | ElmLne
2031 | 2031_DzMD_GzMX_Dp00_Gp00 | A1-Pensilvania 33 kV | All generators | 0.91 | ind | Mariquita - Victoria 2 115 | m:cosphi:bus1 | -0.95029 | ElmLne
2031 | 2031_DzMD_GzMX_Dp00_Gp00 | A1-Pensilvania 33 kV | All generators | 0.92 | ind | Mariquita - Victoria 2 115 | m:cosphi:bus1 | -0.95018 | ElmLne
2031 | 2031_DzMD_GzMX_Dp00_Gp00 | A1-Pensilvania 33 kV | All generators | 0.93 | ind | Mariquita - Victoria 2 115 | m:cosphi:bus1 | -0.95006 | ElmLne
2031 | 2031_DzMD_GzMX_Dp00_Gp00 | A1-Pensilvania 33 kV | All generators | 0.94 | ind | Mariquita - Victoria 2 115 | m:cosphi:bus1 | -0.94993 | ElmLne
2031 | 2031_DzMD_GzMX_Dp00_Gp00 | A1-Pensilvania 33 kV | All generators | 0.95 | ind | Mariquita - Victoria 2 115 | m:cosphi:bus1 | -0.9498 | ElmLne
2031 | 2031_DzMD_GzMX_Dp00_Gp00 | A1-Pensilvania 33 kV | All generators | 0.96 | ind | Mariquita - Victoria 2 115 | m:cosphi:bus1 | -0.94965 | ElmLne
2031 | 2031_DzMD_GzMX_Dp00_Gp00 | A1-Pensilvania 33 kV | All generators | 0.97 | ind | Mariquita - Victoria 2 115 | m:cosphi:bus1 | -0.94948 | ElmLne
2031 | 2031_DzMD_GzMX_Dp00_Gp00 | A1-Pensilvania 33 kV | All generators | 0.98 | ind | Mariquita - Victoria 2 115 | m:cosphi:bus1 | -0.94928 | ElmLne
2031 | 2031_DzMD_GzMX_Dp00_Gp00 | A1-Pensilvania 33 kV | All generators | 0.99 | ind | Mariquita - Victoria 2 115 | m:cosphi:bus1 | -0.94902 | ElmLne
2031 | 2031_DzMD_GzMX_Dp00_Gp00 | A1-Pensilvania 33 kV | All generators | 1 | ind | Mariquita - Victoria 2 115 | m:cosphi:bus1 | -0.94837 | ElmLne
2031 | 2031_DzMD_GzMX_Dp00_Gp00 | A1-Pensilvania 33 kV | All generators | 0.9 | ind | Mariquita - Victoria 2 115 | m:cosphi:bus2 | 0.9423 | ElmLne
2031 | 2031_DzMD_GzMX_Dp00_Gp00 | A1-Pensilvania 33 kV | All generators | 0.91 | ind | Mariquita - Victoria 2 115 | m:cosphi:bus2 | 0.9422 | ElmLne
2031 | 2031_DzMD_GzMX_Dp00_Gp00 | A1-Pensilvania 33 kV | All generators | 0.92 | ind | Mariquita - Victoria 2 115 | m:cosphi:bus2 | 0.94208 | ElmLne
2031 | 2031_DzMD_GzMX_Dp00_Gp00 | A1-Pensilvania 33 kV | All generators | 0.93 | ind | Mariquita - Victoria 2 115 | m:cosphi:bus2 | 0.94197 | ElmLne
2031 | 2031_DzMD_GzMX_Dp00_Gp00 | A1-Pensilvania 33 kV | All generators | 0.94 | ind | Mariquita - Victoria 2 115 | m:cosphi:bus2 | 0.94184 | ElmLne
2031 | 2031_DzMD_GzMX_Dp00_Gp00 | A1-Pensilvania 33 kV | All generators | 0.95 | ind | Mariquita - Victoria 2 115 | m:cosphi:bus2 | 0.9417 | ElmLne
2031 | 2031_DzMD_GzMX_Dp00_Gp00 | A1-Pensilvania 33 kV | All generators | 0.96 | ind | Mariquita - Victoria 2 115 | m:cosphi:bus2 | 0.94155 | ElmLne
2031 | 2031_DzMD_GzMX_Dp00_Gp00 | A1-Pensilvania 33 kV | All generators | 0.97 | ind | Mariquita - Victoria 2 115 | m:cosphi:bus2 | 0.94139 | ElmLne
2031 | 2031_DzMD_GzMX_Dp00_Gp00 | A1-Pensilvania 33 kV | All generators | 0.98 | ind | Mariquita - Victoria 2 115 | m:cosphi:bus2 | 0.94119 | ElmLne
2031 | 2031_DzMD_GzMX_Dp00_Gp00 | A1-Pensilvania 33 kV | All generators | 0.99 | ind | Mariquita - Victoria 2 115 | m:cosphi:bus2 | 0.94092 | ElmLne
2031 | 2031_DzMD_GzMX_Dp00_Gp00 | A1-Pensilvania 33 kV | All generators | 1 | ind | Mariquita - Victoria 2 115 | m:cosphi:bus2 | 0.94027 | ElmLne
2031 | 2031_DzMD_GzMX_Dp00_Gp00 | A1-Pensilvania 33 kV | All generators | 0.9 | ind | Dorada 115/33/13.8 kV | m:P:bushv in MW | -15.1247 | ElmTr3
2031 | 2031_DzMD_GzMX_Dp00_Gp00 | A1-Pensilvania 33 kV | All generators | 0.91 | ind | Dorada 115/33/13.8 kV | m:P:bushv in MW | -15.1267 | ElmTr3
2031 | 2031_DzMD_GzMX_Dp00_Gp00 | A1-Pensilvania 33 kV | All generators | 0.92 | ind | Dorada 115/33/13.8 kV | m:P:bushv in MW | -15.1286 | ElmTr3
2031 | 2031_DzMD_GzMX_Dp00_Gp00 | A1-Pensilvania 33 kV | All generators | 0.93 | ind | Dorada 115/33/13.8 kV | m:P:bushv in MW | -15.1305 | ElmTr3
2031 | 2031_DzMD_GzMX_Dp00_Gp00 | A1-Pensilvania 33 kV | All generators | 0.94 | ind | Dorada 115/33/13.8 kV | m:P:bushv in MW | -15.1323 | ElmTr3
2031 | 2031_DzMD_GzMX_Dp00_Gp00 | A1-Pensilvania 33 kV | All generators | 0.95 | ind | Dorada 115/33/13.8 kV | m:P:bushv in MW | -15.134 | ElmTr3
2031 | 2031_DzMD_GzMX_Dp00_Gp00 | A1-Pensilvania 33 kV | All generators | 0.96 | ind | Dorada 115/33/13.8 kV | m:P:bushv in MW | -15.1356 | ElmTr3
2031 | 2031_DzMD_GzMX_Dp00_Gp00 | A1-Pensilvania 33 kV | All generators | 0.97 | ind | Dorada 115/33/13.8 kV | m:P:bushv in MW | -15.1372 | ElmTr3
2031 | 2031_DzMD_GzMX_Dp00_Gp00 | A1-Pensilvania 33 kV | All generators | 0.98 | ind | Dorada 115/33/13.8 kV | m:P:bushv in MW | -15.1385 | ElmTr3
2031 | 2031_DzMD_GzMX_Dp00_Gp00 | A1-Pensilvania 33 kV | All generators | 0.99 | ind | Dorada 115/33/13.8 kV | m:P:bushv in MW | -15.1396 | ElmTr3
2031 | 2031_DzMD_GzMX_Dp00_Gp00 | A1-Pensilvania 33 kV | All generators | 1 | ind | Dorada 115/33/13.8 kV | m:P:bushv in MW | -15.1384 | ElmTr3
2031 | 2031_DzMD_GzMX_Dp00_Gp00 | A1-Pensilvania 33 kV | All generators | 0.9 | ind | Dorada 115/33/13.8 kV | m:Q:bushv in Mvar | 7.4247 | ElmTr3
2031 | 2031_DzMD_GzMX_Dp00_Gp00 | A1-Pensilvania 33 kV | All generators | 0.91 | ind | Dorada 115/33/13.8 kV | m:Q:bushv in Mvar | 7.4684 | ElmTr3
2031 | 2031_DzMD_GzMX_Dp00_Gp00 | A1-Pensilvania 33 kV | All generators | 0.92 | ind | Dorada 115/33/13.8 kV | m:Q:bushv in Mvar | 7.5142 | ElmTr3
2031 | 2031_DzMD_GzMX_Dp00_Gp00 | A1-Pensilvania 33 kV | All generators | 0.93 | ind | Dorada 115/33/13.8 kV | m:Q:bushv in Mvar | 7.5624 | ElmTr3
2031 | 2031_DzMD_GzMX_Dp00_Gp00 | A1-Pensilvania 33 kV | All generators | 0.94 | ind | Dorada 115/33/13.8 kV | m:Q:bushv in Mvar | 7.6137 | ElmTr3
2031 | 2031_DzMD_GzMX_Dp00_Gp00 | A1-Pensilvania 33 kV | All generators | 0.95 | ind | Dorada 115/33/13.8 kV | m:Q:bushv in Mvar | 7.6691 | ElmTr3
2031 | 2031_DzMD_GzMX_Dp00_Gp00 | A1-Pensilvania 33 kV | All generators | 0.96 | ind | Dorada 115/33/13.8 kV | m:Q:bushv in Mvar | 7.7301 | ElmTr3
2031 | 2031_DzMD_GzMX_Dp00_Gp00 | A1-Pensilvania 33 kV | All generators | 0.97 | ind | Dorada 115/33/13.8 kV | m:Q:bushv in Mvar | 7.7991 | ElmTr3
2031 | 2031_DzMD_GzMX_Dp00_Gp00 | A1-Pensilvania 33 kV | All generators | 0.98 | ind | Dorada 115/33/13.8 kV | m:Q:bushv in Mvar | 7.8811 | ElmTr3
2031 | 2031_DzMD_GzMX_Dp00_Gp00 | A1-Pensilvania 33 kV | All generators | 0.99 | ind | Dorada 115/33/13.8 kV | m:Q:bushv in Mvar | 7.989 | ElmTr3
2031 | 2031_DzMD_GzMX_Dp00_Gp00 | A1-Pensilvania 33 kV | All generators | 1 | ind | Dorada 115/33/13.8 kV | m:Q:bushv in Mvar | 8.2609 | ElmTr3
2031 | 2031_DzMD_GzMX_Dp00_Gp00 | A1-Pensilvania 33 kV | All generators | 0.9 | ind | Dorada 115/33/13.8 kV | m:cosphi:bushv | -0.89767 | ElmTr3
2031 | 2031_DzMD_GzMX_Dp00_Gp00 | A1-Pensilvania 33 kV | All generators | 0.91 | ind | Dorada 115/33/13.8 kV | m:cosphi:bushv | -0.89667 | ElmTr3
2031 | 2031_DzMD_GzMX_Dp00_Gp00 | A1-Pensilvania 33 kV | All generators | 0.92 | ind | Dorada 115/33/13.8 kV | m:cosphi:bushv | -0.89561 | ElmTr3
2031 | 2031_DzMD_GzMX_Dp00_Gp00 | A1-Pensilvania 33 kV | All generators | 0.93 | ind | Dorada 115/33/13.8 kV | m:cosphi:bushv | -0.8945 | ElmTr3
2031 | 2031_DzMD_GzMX_Dp00_Gp00 | A1-Pensilvania 33 kV | All generators | 0.94 | ind | Dorada 115/33/13.8 kV | m:cosphi:bushv | -0.8933 | ElmTr3
2031 | 2031_DzMD_GzMX_Dp00_Gp00 | A1-Pensilvania 33 kV | All generators | 0.95 | ind | Dorada 115/33/13.8 kV | m:cosphi:bushv | -0.89201 | ElmTr3
2031 | 2031_DzMD_GzMX_Dp00_Gp00 | A1-Pensilvania 33 kV | All generators | 0.96 | ind | Dorada 115/33/13.8 kV | m:cosphi:bushv | -0.89058 | ElmTr3
2031 | 2031_DzMD_GzMX_Dp00_Gp00 | A1-Pensilvania 33 kV | All generators | 0.97 | ind | Dorada 115/33/13.8 kV | m:cosphi:bushv | -0.88895 | ElmTr3
2031 | 2031_DzMD_GzMX_Dp00_Gp00 | A1-Pensilvania 33 kV | All generators | 0.98 | ind | Dorada 115/33/13.8 kV | m:cosphi:bushv | -0.887 | ElmTr3
2031 | 2031_DzMD_GzMX_Dp00_Gp00 | A1-Pensilvania 33 kV | All generators | 0.99 | ind | Dorada 115/33/13.8 kV | m:cosphi:bushv | -0.88442 | ElmTr3
2031 | 2031_DzMD_GzMX_Dp00_Gp00 | A1-Pensilvania 33 kV | All generators | 1 | ind | Dorada 115/33/13.8 kV | m:cosphi:bushv | -0.87781 | ElmTr3
2031 | 2031_DzMD_GzMX_Dp00_Gp00 | A1-Pensilvania 33 kV | All generators | 0.9 | ind | Manzanares 115/33/13.8 kV | m:P:bushv in MW | -26.3269 | ElmTr3
2031 | 2031_DzMD_GzMX_Dp00_Gp00 | A1-Pensilvania 33 kV | All generators | 0.91 | ind | Manzanares 115/33/13.8 kV | m:P:bushv in MW | -26.3138 | ElmTr3
2031 | 2031_DzMD_GzMX_Dp00_Gp00 | A1-Pensilvania 33 kV | All generators | 0.92 | ind | Manzanares 115/33/13.8 kV | m:P:bushv in MW | -26.2991 | ElmTr3
2031 | 2031_DzMD_GzMX_Dp00_Gp00 | A1-Pensilvania 33 kV | All generators | 0.93 | ind | Manzanares 115/33/13.8 kV | m:P:bushv in MW | -26.2825 | ElmTr3
2031 | 2031_DzMD_GzMX_Dp00_Gp00 | A1-Pensilvania 33 kV | All generators | 0.94 | ind | Manzanares 115/33/13.8 kV | m:P:bushv in MW | -26.2636 | ElmTr3
2031 | 2031_DzMD_GzMX_Dp00_Gp00 | A1-Pensilvania 33 kV | All generators | 0.95 | ind | Manzanares 115/33/13.8 kV | m:P:bushv in MW | -26.2416 | ElmTr3
2031 | 2031_DzMD_GzMX_Dp00_Gp00 | A1-Pensilvania 33 kV | All generators | 0.96 | ind | Manzanares 115/33/13.8 kV | m:P:bushv in MW | -26.2156 | ElmTr3
2031 | 2031_DzMD_GzMX_Dp00_Gp00 | A1-Pensilvania 33 kV | All generators | 0.97 | ind | Manzanares 115/33/13.8 kV | m:P:bushv in MW | -26.184 | ElmTr3
2031 | 2031_DzMD_GzMX_Dp00_Gp00 | A1-Pensilvania 33 kV | All generators | 0.98 | ind | Manzanares 115/33/13.8 kV | m:P:bushv in MW | -26.1432 | ElmTr3
2031 | 2031_DzMD_GzMX_Dp00_Gp00 | A1-Pensilvania 33 kV | All generators | 0.99 | ind | Manzanares 115/33/13.8 kV | m:P:bushv in MW | -26.0843 | ElmTr3
2031 | 2031_DzMD_GzMX_Dp00_Gp00 | A1-Pensilvania 33 kV | All generators | 1 | ind | Manzanares 115/33/13.8 kV | m:P:bushv in MW | -25.9099 | ElmTr3
2031 | 2031_DzMD_GzMX_Dp00_Gp00 | A1-Pensilvania 33 kV | All generators | 0.9 | ind | Manzanares 115/33/13.8 kV | m:Q:bushv in Mvar | 4.8439 | ElmTr3
2031 | 2031_DzMD_GzMX_Dp00_Gp00 | A1-Pensilvania 33 kV | All generators | 0.91 | ind | Manzanares 115/33/13.8 kV | m:Q:bushv in Mvar | 5.07 | ElmTr3
2031 | 2031_DzMD_GzMX_Dp00_Gp00 | A1-Pensilvania 33 kV | All generators | 0.92 | ind | Manzanares 115/33/13.8 kV | m:Q:bushv in Mvar | 5.3063 | ElmTr3
2031 | 2031_DzMD_GzMX_Dp00_Gp00 | A1-Pensilvania 33 kV | All generators | 0.93 | ind | Manzanares 115/33/13.8 kV | m:Q:bushv in Mvar | 5.555 | ElmTr3
2031 | 2031_DzMD_GzMX_Dp00_Gp00 | A1-Pensilvania 33 kV | All generators | 0.94 | ind | Manzanares 115/33/13.8 kV | m:Q:bushv in Mvar | 5.8197 | ElmTr3
2031 | 2031_DzMD_GzMX_Dp00_Gp00 | A1-Pensilvania 33 kV | All generators | 0.95 | ind | Manzanares 115/33/13.8 kV | m:Q:bushv in Mvar | 6.1051 | ElmTr3
2031 | 2031_DzMD_GzMX_Dp00_Gp00 | A1-Pensilvania 33 kV | All generators | 0.96 | ind | Manzanares 115/33/13.8 kV | m:Q:bushv in Mvar | 6.4188 | ElmTr3
2031 | 2031_DzMD_GzMX_Dp00_Gp00 | A1-Pensilvania 33 kV | All generators | 0.97 | ind | Manzanares 115/33/13.8 kV | m:Q:bushv in Mvar | 6.7737 | ElmTr3
2031 | 2031_DzMD_GzMX_Dp00_Gp00 | A1-Pensilvania 33 kV | All generators | 0.98 | ind | Manzanares 115/33/13.8 kV | m:Q:bushv in Mvar | 7.1947 | ElmTr3
2031 | 2031_DzMD_GzMX_Dp00_Gp00 | A1-Pensilvania 33 kV | All generators | 0.99 | ind | Manzanares 115/33/13.8 kV | m:Q:bushv in Mvar | 7.7475 | ElmTr3
2031 | 2031_DzMD_GzMX_Dp00_Gp00 | A1-Pensilvania 33 kV | All generators | 1 | ind | Manzanares 115/33/13.8 kV | m:Q:bushv in Mvar | 9.1349 | ElmTr3
2031 | 2031_DzMD_GzMX_Dp00_Gp00 | A1-Pensilvania 33 kV | All generators | 0.9 | ind | Manzanares 115/33/13.8 kV | m:cosphi:bushv | -0.98349 | ElmTr3
2031 | 2031_DzMD_GzMX_Dp00_Gp00 | A1-Pensilvania 33 kV | All generators | 0.91 | ind | Manzanares 115/33/13.8 kV | m:cosphi:bushv | -0.98194 | ElmTr3
2031 | 2031_DzMD_GzMX_Dp00_Gp00 | A1-Pensilvania 33 kV | All generators | 0.92 | ind | Manzanares 115/33/13.8 kV | m:cosphi:bushv | -0.98025 | ElmTr3
2031 | 2031_DzMD_GzMX_Dp00_Gp00 | A1-Pensilvania 33 kV | All generators | 0.93 | ind | Manzanares 115/33/13.8 kV | m:cosphi:bushv | -0.97839 | ElmTr3
2031 | 2031_DzMD_GzMX_Dp00_Gp00 | A1-Pensilvania 33 kV | All generators | 0.94 | ind | Manzanares 115/33/13.8 kV | m:cosphi:bushv | -0.97632 | ElmTr3
2031 | 2031_DzMD_GzMX_Dp00_Gp00 | A1-Pensilvania 33 kV | All generators | 0.95 | ind | Manzanares 115/33/13.8 kV | m:cosphi:bushv | -0.97399 | ElmTr3
2031 | 2031_DzMD_GzMX_Dp00_Gp00 | A1-Pensilvania 33 kV | All generators | 0.96 | ind | Manzanares 115/33/13.8 kV | m:cosphi:bushv | -0.97131 | ElmTr3
2031 | 2031_DzMD_GzMX_Dp00_Gp00 | A1-Pensilvania 33 kV | All generators | 0.97 | ind | Manzanares 115/33/13.8 kV | m:cosphi:bushv | -0.96813 | ElmTr3
2031 | 2031_DzMD_GzMX_Dp00_Gp00 | A1-Pensilvania 33 kV | All generators | 0.98 | ind | Manzanares 115/33/13.8 kV | m:cosphi:bushv | -0.96415 | ElmTr3
2031 | 2031_DzMD_GzMX_Dp00_Gp00 | A1-Pensilvania 33 kV | All generators | 0.99 | ind | Manzanares 115/33/13.8 kV | m:cosphi:bushv | -0.95861 | ElmTr3
2031 | 2031_DzMD_GzMX_Dp00_Gp00 | A1-Pensilvania 33 kV | All generators | 1 | ind | Manzanares 115/33/13.8 kV | m:cosphi:bushv | -0.9431 | ElmTr3
2031 | 2031_DzMD_GzMX_Dp00_Gp00 | A1-Pensilvania 33 kV | All generators | 0.9 | ind | Purnio 230/115 | m:P:bushv in MW | -64.1545 | ElmTr3
2031 | 2031_DzMD_GzMX_Dp00_Gp00 | A1-Pensilvania 33 kV | All generators | 0.91 | ind | Purnio 230/115 | m:P:bushv in MW | -64.1599 | ElmTr3
2031 | 2031_DzMD_GzMX_Dp00_Gp00 | A1-Pensilvania 33 kV | All generators | 0.92 | ind | Purnio 230/115 | m:P:bushv in MW | -64.1651 | ElmTr3
2031 | 2031_DzMD_GzMX_Dp00_Gp00 | A1-Pensilvania 33 kV | All generators | 0.93 | ind | Purnio 230/115 | m:P:bushv in MW | -64.1702 | ElmTr3
2031 | 2031_DzMD_GzMX_Dp00_Gp00 | A1-Pensilvania 33 kV | All generators | 0.94 | ind | Purnio 230/115 | m:P:bushv in MW | -64.1752 | ElmTr3
2031 | 2031_DzMD_GzMX_Dp00_Gp00 | A1-Pensilvania 33 kV | All generators | 0.95 | ind | Purnio 230/115 | m:P:bushv in MW | -64.18 | ElmTr3
2031 | 2031_DzMD_GzMX_Dp00_Gp00 | A1-Pensilvania 33 kV | All generators | 0.96 | ind | Purnio 230/115 | m:P:bushv in MW | -64.1847 | ElmTr3
2031 | 2031_DzMD_GzMX_Dp00_Gp00 | A1-Pensilvania 33 kV | All generators | 0.97 | ind | Purnio 230/115 | m:P:bushv in MW | -64.1891 | ElmTr3
2031 | 2031_DzMD_GzMX_Dp00_Gp00 | A1-Pensilvania 33 kV | All generators | 0.98 | ind | Purnio 230/115 | m:P:bushv in MW | -64.1933 | ElmTr3
2031 | 2031_DzMD_GzMX_Dp00_Gp00 | A1-Pensilvania 33 kV | All generators | 0.99 | ind | Purnio 230/115 | m:P:bushv in MW | -64.197 | ElmTr3
2031 | 2031_DzMD_GzMX_Dp00_Gp00 | A1-Pensilvania 33 kV | All generators | 1 | ind | Purnio 230/115 | m:P:bushv in MW | -64.1968 | ElmTr3
2031 | 2031_DzMD_GzMX_Dp00_Gp00 | A1-Pensilvania 33 kV | All generators | 0.9 | ind | Purnio 230/115 | m:Q:bushv in Mvar | 12.6286 | ElmTr3
2031 | 2031_DzMD_GzMX_Dp00_Gp00 | A1-Pensilvania 33 kV | All generators | 0.91 | ind | Purnio 230/115 | m:Q:bushv in Mvar | 12.7035 | ElmTr3
2031 | 2031_DzMD_GzMX_Dp00_Gp00 | A1-Pensilvania 33 kV | All generators | 0.92 | ind | Purnio 230/115 | m:Q:bushv in Mvar | 12.7816 | ElmTr3
2031 | 2031_DzMD_GzMX_Dp00_Gp00 | A1-Pensilvania 33 kV | All generators | 0.93 | ind | Purnio 230/115 | m:Q:bushv in Mvar | 12.8638 | ElmTr3
2031 | 2031_DzMD_GzMX_Dp00_Gp00 | A1-Pensilvania 33 kV | All generators | 0.94 | ind | Purnio 230/115 | m:Q:bushv in Mvar | 12.9513 | ElmTr3
2031 | 2031_DzMD_GzMX_Dp00_Gp00 | A1-Pensilvania 33 kV | All generators | 0.95 | ind | Purnio 230/115 | m:Q:bushv in Mvar | 13.0457 | ElmTr3
2031 | 2031_DzMD_GzMX_Dp00_Gp00 | A1-Pensilvania 33 kV | All generators | 0.96 | ind | Purnio 230/115 | m:Q:bushv in Mvar | 13.1494 | ElmTr3
2031 | 2031_DzMD_GzMX_Dp00_Gp00 | A1-Pensilvania 33 kV | All generators | 0.97 | ind | Purnio 230/115 | m:Q:bushv in Mvar | 13.2666 | ElmTr3
2031 | 2031_DzMD_GzMX_Dp00_Gp00 | A1-Pensilvania 33 kV | All generators | 0.98 | ind | Purnio 230/115 | m:Q:bushv in Mvar | 13.4056 | ElmTr3
2031 | 2031_DzMD_GzMX_Dp00_Gp00 | A1-Pensilvania 33 kV | All generators | 0.99 | ind | Purnio 230/115 | m:Q:bushv in Mvar | 13.5881 | ElmTr3
2031 | 2031_DzMD_GzMX_Dp00_Gp00 | A1-Pensilvania 33 kV | All generators | 1 | ind | Purnio 230/115 | m:Q:bushv in Mvar | 14.0463 | ElmTr3
2031 | 2031_DzMD_GzMX_Dp00_Gp00 | A1-Pensilvania 33 kV | All generators | 0.9 | ind | Purnio 230/115 | m:cosphi:bushv | -0.98117 | ElmTr3
2031 | 2031_DzMD_GzMX_Dp00_Gp00 | A1-Pensilvania 33 kV | All generators | 0.91 | ind | Purnio 230/115 | m:cosphi:bushv | -0.98096 | ElmTr3
2031 | 2031_DzMD_GzMX_Dp00_Gp00 | A1-Pensilvania 33 kV | All generators | 0.92 | ind | Purnio 230/115 | m:cosphi:bushv | -0.98073 | ElmTr3
2031 | 2031_DzMD_GzMX_Dp00_Gp00 | A1-Pensilvania 33 kV | All generators | 0.93 | ind | Purnio 230/115 | m:cosphi:bushv | -0.98049 | ElmTr3
2031 | 2031_DzMD_GzMX_Dp00_Gp00 | A1-Pensilvania 33 kV | All generators | 0.94 | ind | Purnio 230/115 | m:cosphi:bushv | -0.98024 | ElmTr3
2031 | 2031_DzMD_GzMX_Dp00_Gp00 | A1-Pensilvania 33 kV | All generators | 0.95 | ind | Purnio 230/115 | m:cosphi:bushv | -0.97996 | ElmTr3
2031 | 2031_DzMD_GzMX_Dp00_Gp00 | A1-Pensilvania 33 kV | All generators | 0.96 | ind | Purnio 230/115 | m:cosphi:bushv | -0.97965 | ElmTr3
2031 | 2031_DzMD_GzMX_Dp00_Gp00 | A1-Pensilvania 33 kV | All generators | 0.97 | ind | Purnio 230/115 | m:cosphi:bushv | -0.9793 | ElmTr3
2031 | 2031_DzMD_GzMX_Dp00_Gp00 | A1-Pensilvania 33 kV | All generators | 0.98 | ind | Purnio 230/115 | m:cosphi:bushv | -0.97888 | ElmTr3
2031 | 2031_DzMD_GzMX_Dp00_Gp00 | A1-Pensilvania 33 kV | All generators | 0.99 | ind | Purnio 230/115 | m:cosphi:bushv | -0.97833 | ElmTr3
2031 | 2031_DzMD_GzMX_Dp00_Gp00 | A1-Pensilvania 33 kV | All generators | 1 | ind | Purnio 230/115 | m:cosphi:bushv | -0.97689 | ElmTr3
2031 | 2031_DzMD_GzMX_Dp00_Gp00 | A1-Pensilvania 33 kV | All generators | 0.9 | ind | Victoria 115/33/13.8 kV | m:P:bushv in MW | -12.1433 | ElmTr3
2031 | 2031_DzMD_GzMX_Dp00_Gp00 | A1-Pensilvania 33 kV | All generators | 0.91 | ind | Victoria 115/33/13.8 kV | m:P:bushv in MW | -12.1606 | ElmTr3
2031 | 2031_DzMD_GzMX_Dp00_Gp00 | A1-Pensilvania 33 kV | All generators | 0.92 | ind | Victoria 115/33/13.8 kV | m:P:bushv in MW | -12.1782 | ElmTr3
2031 | 2031_DzMD_GzMX_Dp00_Gp00 | A1-Pensilvania 33 kV | All generators | 0.93 | ind | Victoria 115/33/13.8 kV | m:P:bushv in MW | -12.196 | ElmTr3
2031 | 2031_DzMD_GzMX_Dp00_Gp00 | A1-Pensilvania 33 kV | All generators | 0.94 | ind | Victoria 115/33/13.8 kV | m:P:bushv in MW | -12.2142 | ElmTr3
2031 | 2031_DzMD_GzMX_Dp00_Gp00 | A1-Pensilvania 33 kV | All generators | 0.95 | ind | Victoria 115/33/13.8 kV | m:P:bushv in MW | -12.2329 | ElmTr3
2031 | 2031_DzMD_GzMX_Dp00_Gp00 | A1-Pensilvania 33 kV | All generators | 0.96 | ind | Victoria 115/33/13.8 kV | m:P:bushv in MW | -12.2524 | ElmTr3
2031 | 2031_DzMD_GzMX_Dp00_Gp00 | A1-Pensilvania 33 kV | All generators | 0.97 | ind | Victoria 115/33/13.8 kV | m:P:bushv in MW | -12.2732 | ElmTr3
2031 | 2031_DzMD_GzMX_Dp00_Gp00 | A1-Pensilvania 33 kV | All generators | 0.98 | ind | Victoria 115/33/13.8 kV | m:P:bushv in MW | -12.2961 | ElmTr3
2031 | 2031_DzMD_GzMX_Dp00_Gp00 | A1-Pensilvania 33 kV | All generators | 0.99 | ind | Victoria 115/33/13.8 kV | m:P:bushv in MW | -12.3231 | ElmTr3
2031 | 2031_DzMD_GzMX_Dp00_Gp00 | A1-Pensilvania 33 kV | All generators | 1 | ind | Victoria 115/33/13.8 kV | m:P:bushv in MW | -12.3755 | ElmTr3
2031 | 2031_DzMD_GzMX_Dp00_Gp00 | A1-Pensilvania 33 kV | All generators | 0.9 | ind | Victoria 115/33/13.8 kV | m:Q:bushv in Mvar | 5.2857 | ElmTr3
2031 | 2031_DzMD_GzMX_Dp00_Gp00 | A1-Pensilvania 33 kV | All generators | 0.91 | ind | Victoria 115/33/13.8 kV | m:Q:bushv in Mvar | 5.4238 | ElmTr3
2031 | 2031_DzMD_GzMX_Dp00_Gp00 | A1-Pensilvania 33 kV | All generators | 0.92 | ind | Victoria 115/33/13.8 kV | m:Q:bushv in Mvar | 5.5681 | ElmTr3
2031 | 2031_DzMD_GzMX_Dp00_Gp00 | A1-Pensilvania 33 kV | All generators | 0.93 | ind | Victoria 115/33/13.8 kV | m:Q:bushv in Mvar | 5.7203 | ElmTr3
2031 | 2031_DzMD_GzMX_Dp00_Gp00 | A1-Pensilvania 33 kV | All generators | 0.94 | ind | Victoria 115/33/13.8 kV | m:Q:bushv in Mvar | 5.8823 | ElmTr3
2031 | 2031_DzMD_GzMX_Dp00_Gp00 | A1-Pensilvania 33 kV | All generators | 0.95 | ind | Victoria 115/33/13.8 kV | m:Q:bushv in Mvar | 6.0572 | ElmTr3
2031 | 2031_DzMD_GzMX_Dp00_Gp00 | A1-Pensilvania 33 kV | All generators | 0.96 | ind | Victoria 115/33/13.8 kV | m:Q:bushv in Mvar | 6.2496 | ElmTr3
2031 | 2031_DzMD_GzMX_Dp00_Gp00 | A1-Pensilvania 33 kV | All generators | 0.97 | ind | Victoria 115/33/13.8 kV | m:Q:bushv in Mvar | 6.4675 | ElmTr3
2031 | 2031_DzMD_GzMX_Dp00_Gp00 | A1-Pensilvania 33 kV | All generators | 0.98 | ind | Victoria 115/33/13.8 kV | m:Q:bushv in Mvar | 6.7264 | ElmTr3
2031 | 2031_DzMD_GzMX_Dp00_Gp00 | A1-Pensilvania 33 kV | All generators | 0.99 | ind | Victoria 115/33/13.8 kV | m:Q:bushv in Mvar | 7.0669 | ElmTr3
2031 | 2031_DzMD_GzMX_Dp00_Gp00 | A1-Pensilvania 33 kV | All generators | 1 | ind | Victoria 115/33/13.8 kV | m:Q:bushv in Mvar | 7.9248 | ElmTr3
2031 | 2031_DzMD_GzMX_Dp00_Gp00 | A1-Pensilvania 33 kV | All generators | 0.9 | ind | Victoria 115/33/13.8 kV | m:cosphi:bushv | -0.9169 | ElmTr3
2031 | 2031_DzMD_GzMX_Dp00_Gp00 | A1-Pensilvania 33 kV | All generators | 0.91 | ind | Victoria 115/33/13.8 kV | m:cosphi:bushv | -0.91328 | ElmTr3
2031 | 2031_DzMD_GzMX_Dp00_Gp00 | A1-Pensilvania 33 kV | All generators | 0.92 | ind | Victoria 115/33/13.8 kV | m:cosphi:bushv | -0.90945 | ElmTr3
2031 | 2031_DzMD_GzMX_Dp00_Gp00 | A1-Pensilvania 33 kV | All generators | 0.93 | ind | Victoria 115/33/13.8 kV | m:cosphi:bushv | -0.90536 | ElmTr3
2031 | 2031_DzMD_GzMX_Dp00_Gp00 | A1-Pensilvania 33 kV | All generators | 0.94 | ind | Victoria 115/33/13.8 kV | m:cosphi:bushv | -0.90096 | ElmTr3
2031 | 2031_DzMD_GzMX_Dp00_Gp00 | A1-Pensilvania 33 kV | All generators | 0.95 | ind | Victoria 115/33/13.8 kV | m:cosphi:bushv | -0.89616 | ElmTr3
2031 | 2031_DzMD_GzMX_Dp00_Gp00 | A1-Pensilvania 33 kV | All generators | 0.96 | ind | Victoria 115/33/13.8 kV | m:cosphi:bushv | -0.89081 | ElmTr3
2031 | 2031_DzMD_GzMX_Dp00_Gp00 | A1-Pensilvania 33 kV | All generators | 0.97 | ind | Victoria 115/33/13.8 kV | m:cosphi:bushv | -0.88468 | ElmTr3
2031 | 2031_DzMD_GzMX_Dp00_Gp00 | A1-Pensilvania 33 kV | All generators | 0.98 | ind | Victoria 115/33/13.8 kV | m:cosphi:bushv | -0.87731 | ElmTr3
2031 | 2031_DzMD_GzMX_Dp00_Gp00 | A1-Pensilvania 33 kV | All generators | 0.99 | ind | Victoria 115/33/13.8 kV | m:cosphi:bushv | -0.86748 | ElmTr3
2031 | 2031_DzMD_GzMX_Dp00_Gp00 | A1-Pensilvania 33 kV | All generators | 1 | ind | Victoria 115/33/13.8 kV | m:cosphi:bushv | -0.84213 | ElmTr3
2031 | 2031_DzMD_GzMX_Dp00_Gp00 | A2- Bolivia 33 kV | All generators | 0.9 | cap | Dorada - Magdalena 115 kV | m:P:bus1 in MW | 86.3123 | ElmLne
2031 | 2031_DzMD_GzMX_Dp00_Gp00 | A2- Bolivia 33 kV | All generators | 0.91 | cap | Dorada - Magdalena 115 kV | m:P:bus1 in MW | 86.3367 | ElmLne
2031 | 2031_DzMD_GzMX_Dp00_Gp00 | A2- Bolivia 33 kV | All generators | 0.92 | cap | Dorada - Magdalena 115 kV | m:P:bus1 in MW | 86.3589 | ElmLne
2031 | 2031_DzMD_GzMX_Dp00_Gp00 | A2- Bolivia 33 kV | All generators | 0.93 | cap | Dorada - Magdalena 115 kV | m:P:bus1 in MW | 86.3798 | ElmLne
2031 | 2031_DzMD_GzMX_Dp00_Gp00 | A2- Bolivia 33 kV | All generators | 0.94 | cap | Dorada - Magdalena 115 kV | m:P:bus1 in MW | 86.3997 | ElmLne
2031 | 2031_DzMD_GzMX_Dp00_Gp00 | A2- Bolivia 33 kV | All generators | 0.95 | cap | Dorada - Magdalena 115 kV | m:P:bus1 in MW | 86.4191 | ElmLne
2031 | 2031_DzMD_GzMX_Dp00_Gp00 | A2- Bolivia 33 kV | All generators | 0.96 | cap | Dorada - Magdalena 115 kV | m:P:bus1 in MW | 86.4384 | ElmLne
2031 | 2031_DzMD_GzMX_Dp00_Gp00 | A2- Bolivia 33 kV | All generators | 0.97 | cap | Dorada - Magdalena 115 kV | m:P:bus1 in MW | 86.4582 | ElmLne
2031 | 2031_DzMD_GzMX_Dp00_Gp00 | A2- Bolivia 33 kV | All generators | 0.98 | cap | Dorada - Magdalena 115 kV | m:P:bus1 in MW | 86.4792 | ElmLne
2031 | 2031_DzMD_GzMX_Dp00_Gp00 | A2- Bolivia 33 kV | All generators | 0.99 | cap | Dorada - Magdalena 115 kV | m:P:bus1 in MW | 86.5038 | ElmLne
2031 | 2031_DzMD_GzMX_Dp00_Gp00 | A2- Bolivia 33 kV | All generators | 1 | cap | Dorada - Magdalena 115 kV | m:P:bus1 in MW | 86.5538 | ElmLne
2031 | 2031_DzMD_GzMX_Dp00_Gp00 | A2- Bolivia 33 kV | All generators | 0.9 | cap | Dorada - Magdalena 115 kV | m:P:bus2 in MW | -85.9138 | ElmLne
2031 | 2031_DzMD_GzMX_Dp00_Gp00 | A2- Bolivia 33 kV | All generators | 0.91 | cap | Dorada - Magdalena 115 kV | m:P:bus2 in MW | -85.9381 | ElmLne
2031 | 2031_DzMD_GzMX_Dp00_Gp00 | A2- Bolivia 33 kV | All generators | 0.92 | cap | Dorada - Magdalena 115 kV | m:P:bus2 in MW | -85.9603 | ElmLne
2031 | 2031_DzMD_GzMX_Dp00_Gp00 | A2- Bolivia 33 kV | All generators | 0.93 | cap | Dorada - Magdalena 115 kV | m:P:bus2 in MW | -85.9811 | ElmLne
2031 | 2031_DzMD_GzMX_Dp00_Gp00 | A2- Bolivia 33 kV | All generators | 0.94 | cap | Dorada - Magdalena 115 kV | m:P:bus2 in MW | -86.001 | ElmLne
2031 | 2031_DzMD_GzMX_Dp00_Gp00 | A2- Bolivia 33 kV | All generators | 0.95 | cap | Dorada - Magdalena 115 kV | m:P:bus2 in MW | -86.0204 | ElmLne
2031 | 2031_DzMD_GzMX_Dp00_Gp00 | A2- Bolivia 33 kV | All generators | 0.96 | cap | Dorada - Magdalena 115 kV | m:P:bus2 in MW | -86.0397 | ElmLne
2031 | 2031_DzMD_GzMX_Dp00_Gp00 | A2- Bolivia 33 kV | All generators | 0.97 | cap | Dorada - Magdalena 115 kV | m:P:bus2 in MW | -86.0594 | ElmLne
2031 | 2031_DzMD_GzMX_Dp00_Gp00 | A2- Bolivia 33 kV | All generators | 0.98 | cap | Dorada - Magdalena 115 kV | m:P:bus2 in MW | -86.0804 | ElmLne
2031 | 2031_DzMD_GzMX_Dp00_Gp00 | A2- Bolivia 33 kV | All generators | 0.99 | cap | Dorada - Magdalena 115 kV | m:P:bus2 in MW | -86.1049 | ElmLne
2031 | 2031_DzMD_GzMX_Dp00_Gp00 | A2- Bolivia 33 kV | All generators | 1 | cap | Dorada - Magdalena 115 kV | m:P:bus2 in MW | -86.1549 | ElmLne
2031 | 2031_DzMD_GzMX_Dp00_Gp00 | A2- Bolivia 33 kV | All generators | 0.9 | cap | Dorada - Magdalena 115 kV | m:Q:bus1 in Mvar | 7.0397 | ElmLne
2031 | 2031_DzMD_GzMX_Dp00_Gp00 | A2- Bolivia 33 kV | All generators | 0.91 | cap | Dorada - Magdalena 115 kV | m:Q:bus1 in Mvar | 7.0862 | ElmLne
2031 | 2031_DzMD_GzMX_Dp00_Gp00 | A2- Bolivia 33 kV | All generators | 0.92 | cap | Dorada - Magdalena 115 kV | m:Q:bus1 in Mvar | 7.1296 | ElmLne
2031 | 2031_DzMD_GzMX_Dp00_Gp00 | A2- Bolivia 33 kV | All generators | 0.93 | cap | Dorada - Magdalena 115 kV | m:Q:bus1 in Mvar | 7.171 | ElmLne
2031 | 2031_DzMD_GzMX_Dp00_Gp00 | A2- Bolivia 33 kV | All generators | 0.94 | cap | Dorada - Magdalena 115 kV | m:Q:bus1 in Mvar | 7.2112 | ElmLne
2031 | 2031_DzMD_GzMX_Dp00_Gp00 | A2- Bolivia 33 kV | All generators | 0.95 | cap | Dorada - Magdalena 115 kV | m:Q:bus1 in Mvar | 7.2511 | ElmLne
2031 | 2031_DzMD_GzMX_Dp00_Gp00 | A2- Bolivia 33 kV | All generators | 0.96 | cap | Dorada - Magdalena 115 kV | m:Q:bus1 in Mvar | 7.2915 | ElmLne
2031 | 2031_DzMD_GzMX_Dp00_Gp00 | A2- Bolivia 33 kV | All generators | 0.97 | cap | Dorada - Magdalena 115 kV | m:Q:bus1 in Mvar | 7.3336 | ElmLne
2031 | 2031_DzMD_GzMX_Dp00_Gp00 | A2- Bolivia 33 kV | All generators | 0.98 | cap | Dorada - Magdalena 115 kV | m:Q:bus1 in Mvar | 7.3795 | ElmLne
2031 | 2031_DzMD_GzMX_Dp00_Gp00 | A2- Bolivia 33 kV | All generators | 0.99 | cap | Dorada - Magdalena 115 kV | m:Q:bus1 in Mvar | 7.4343 | ElmLne
2031 | 2031_DzMD_GzMX_Dp00_Gp00 | A2- Bolivia 33 kV | All generators | 1 | cap | Dorada - Magdalena 115 kV | m:Q:bus1 in Mvar | 7.5506 | ElmLne
2031 | 2031_DzMD_GzMX_Dp00_Gp00 | A2- Bolivia 33 kV | All generators | 0.9 | cap | Dorada - Magdalena 115 kV | m:Q:bus2 in Mvar | -5.4274 | ElmLne
2031 | 2031_DzMD_GzMX_Dp00_Gp00 | A2- Bolivia 33 kV | All generators | 0.91 | cap | Dorada - Magdalena 115 kV | m:Q:bus2 in Mvar | -5.4738 | ElmLne
2031 | 2031_DzMD_GzMX_Dp00_Gp00 | A2- Bolivia 33 kV | All generators | 0.92 | cap | Dorada - Magdalena 115 kV | m:Q:bus2 in Mvar | -5.5171 | ElmLne
2031 | 2031_DzMD_GzMX_Dp00_Gp00 | A2- Bolivia 33 kV | All generators | 0.93 | cap | Dorada - Magdalena 115 kV | m:Q:bus2 in Mvar | -5.5585 | ElmLne
2031 | 2031_DzMD_GzMX_Dp00_Gp00 | A2- Bolivia 33 kV | All generators | 0.94 | cap | Dorada - Magdalena 115 kV | m:Q:bus2 in Mvar | -5.5987 | ElmLne
2031 | 2031_DzMD_GzMX_Dp00_Gp00 | A2- Bolivia 33 kV | All generators | 0.95 | cap | Dorada - Magdalena 115 kV | m:Q:bus2 in Mvar | -5.6385 | ElmLne
2031 | 2031_DzMD_GzMX_Dp00_Gp00 | A2- Bolivia 33 kV | All generators | 0.96 | cap | Dorada - Magdalena 115 kV | m:Q:bus2 in Mvar | -5.679 | ElmLne
2031 | 2031_DzMD_GzMX_Dp00_Gp00 | A2- Bolivia 33 kV | All generators | 0.97 | cap | Dorada - Magdalena 115 kV | m:Q:bus2 in Mvar | -5.7211 | ElmLne
2031 | 2031_DzMD_GzMX_Dp00_Gp00 | A2- Bolivia 33 kV | All generators | 0.98 | cap | Dorada - Magdalena 115 kV | m:Q:bus2 in Mvar | -5.7671 | ElmLne
2031 | 2031_DzMD_GzMX_Dp00_Gp00 | A2- Bolivia 33 kV | All generators | 0.99 | cap | Dorada - Magdalena 115 kV | m:Q:bus2 in Mvar | -5.8219 | ElmLne
2031 | 2031_DzMD_GzMX_Dp00_Gp00 | A2- Bolivia 33 kV | All generators | 1 | cap | Dorada - Magdalena 115 kV | m:Q:bus2 in Mvar | -5.9385 | ElmLne
2031 | 2031_DzMD_GzMX_Dp00_Gp00 | A2- Bolivia 33 kV | All generators | 0.9 | cap | Dorada - Magdalena 115 kV | m:cosphi:bus1 | 0.99669 | ElmLne
2031 | 2031_DzMD_GzMX_Dp00_Gp00 | A2- Bolivia 33 kV | All generators | 0.91 | cap | Dorada - Magdalena 115 kV | m:cosphi:bus1 | 0.99665 | ElmLne
2031 | 2031_DzMD_GzMX_Dp00_Gp00 | A2- Bolivia 33 kV | All generators | 0.92 | cap | Dorada - Magdalena 115 kV | m:cosphi:bus1 | 0.99661 | ElmLne
2031 | 2031_DzMD_GzMX_Dp00_Gp00 | A2- Bolivia 33 kV | All generators | 0.93 | cap | Dorada - Magdalena 115 kV | m:cosphi:bus1 | 0.99657 | ElmLne
2031 | 2031_DzMD_GzMX_Dp00_Gp00 | A2- Bolivia 33 kV | All generators | 0.94 | cap | Dorada - Magdalena 115 kV | m:cosphi:bus1 | 0.99654 | ElmLne
2031 | 2031_DzMD_GzMX_Dp00_Gp00 | A2- Bolivia 33 kV | All generators | 0.95 | cap | Dorada - Magdalena 115 kV | m:cosphi:bus1 | 0.9965 | ElmLne
2031 | 2031_DzMD_GzMX_Dp00_Gp00 | A2- Bolivia 33 kV | All generators | 0.96 | cap | Dorada - Magdalena 115 kV | m:cosphi:bus1 | 0.99646 | ElmLne
2031 | 2031_DzMD_GzMX_Dp00_Gp00 | A2- Bolivia 33 kV | All generators | 0.97 | cap | Dorada - Magdalena 115 kV | m:cosphi:bus1 | 0.99642 | ElmLne
2031 | 2031_DzMD_GzMX_Dp00_Gp00 | A2- Bolivia 33 kV | All generators | 0.98 | cap | Dorada - Magdalena 115 kV | m:cosphi:bus1 | 0.99638 | ElmLne
2031 | 2031_DzMD_GzMX_Dp00_Gp00 | A2- Bolivia 33 kV | All generators | 0.99 | cap | Dorada - Magdalena 115 kV | m:cosphi:bus1 | 0.99633 | ElmLne
2031 | 2031_DzMD_GzMX_Dp00_Gp00 | A2- Bolivia 33 kV | All generators | 1 | cap | Dorada - Magdalena 115 kV | m:cosphi:bus1 | 0.99622 | ElmLne
2031 | 2031_DzMD_GzMX_Dp00_Gp00 | A2- Bolivia 33 kV | All generators | 0.9 | cap | Dorada - Magdalena 115 kV | m:cosphi:bus2 | -0.99801 | ElmLne
2031 | 2031_DzMD_GzMX_Dp00_Gp00 | A2- Bolivia 33 kV | All generators | 0.91 | cap | Dorada - Magdalena 115 kV | m:cosphi:bus2 | -0.99798 | ElmLne
2031 | 2031_DzMD_GzMX_Dp00_Gp00 | A2- Bolivia 33 kV | All generators | 0.92 | cap | Dorada - Magdalena 115 kV | m:cosphi:bus2 | -0.99795 | ElmLne
2031 | 2031_DzMD_GzMX_Dp00_Gp00 | A2- Bolivia 33 kV | All generators | 0.93 | cap | Dorada - Magdalena 115 kV | m:cosphi:bus2 | -0.99792 | ElmLne
2031 | 2031_DzMD_GzMX_Dp00_Gp00 | A2- Bolivia 33 kV | All generators | 0.94 | cap | Dorada - Magdalena 115 kV | m:cosphi:bus2 | -0.99789 | ElmLne
2031 | 2031_DzMD_GzMX_Dp00_Gp00 | A2- Bolivia 33 kV | All generators | 0.95 | cap | Dorada - Magdalena 115 kV | m:cosphi:bus2 | -0.99786 | ElmLne
2031 | 2031_DzMD_GzMX_Dp00_Gp00 | A2- Bolivia 33 kV | All generators | 0.96 | cap | Dorada - Magdalena 115 kV | m:cosphi:bus2 | -0.99783 | ElmLne
2031 | 2031_DzMD_GzMX_Dp00_Gp00 | A2- Bolivia 33 kV | All generators | 0.97 | cap | Dorada - Magdalena 115 kV | m:cosphi:bus2 | -0.9978 | ElmLne
2031 | 2031_DzMD_GzMX_Dp00_Gp00 | A2- Bolivia 33 kV | All generators | 0.98 | cap | Dorada - Magdalena 115 kV | m:cosphi:bus2 | -0.99776 | ElmLne
2031 | 2031_DzMD_GzMX_Dp00_Gp00 | A2- Bolivia 33 kV | All generators | 0.99 | cap | Dorada - Magdalena 115 kV | m:cosphi:bus2 | -0.99772 | ElmLne
2031 | 2031_DzMD_GzMX_Dp00_Gp00 | A2- Bolivia 33 kV | All generators | 1 | cap | Dorada - Magdalena 115 kV | m:cosphi:bus2 | -0.99763 | ElmLne
2031 | 2031_DzMD_GzMX_Dp00_Gp00 | A2- Bolivia 33 kV | All generators | 0.9 | cap | Mariquita - Victoria 2 115 | m:P:bus1 in MW | -16.3941 | ElmLne
2031 | 2031_DzMD_GzMX_Dp00_Gp00 | A2- Bolivia 33 kV | All generators | 0.91 | cap | Mariquita - Victoria 2 115 | m:P:bus1 in MW | -16.3997 | ElmLne
2031 | 2031_DzMD_GzMX_Dp00_Gp00 | A2- Bolivia 33 kV | All generators | 0.92 | cap | Mariquita - Victoria 2 115 | m:P:bus1 in MW | -16.4056 | ElmLne
2031 | 2031_DzMD_GzMX_Dp00_Gp00 | A2- Bolivia 33 kV | All generators | 0.93 | cap | Mariquita - Victoria 2 115 | m:P:bus1 in MW | -16.412 | ElmLne
2031 | 2031_DzMD_GzMX_Dp00_Gp00 | A2- Bolivia 33 kV | All generators | 0.94 | cap | Mariquita - Victoria 2 115 | m:P:bus1 in MW | -16.4189 | ElmLne
2031 | 2031_DzMD_GzMX_Dp00_Gp00 | A2- Bolivia 33 kV | All generators | 0.95 | cap | Mariquita - Victoria 2 115 | m:P:bus1 in MW | -16.4263 | ElmLne
2031 | 2031_DzMD_GzMX_Dp00_Gp00 | A2- Bolivia 33 kV | All generators | 0.96 | cap | Mariquita - Victoria 2 115 | m:P:bus1 in MW | -16.4345 | ElmLne
2031 | 2031_DzMD_GzMX_Dp00_Gp00 | A2- Bolivia 33 kV | All generators | 0.97 | cap | Mariquita - Victoria 2 115 | m:P:bus1 in MW | -16.4437 | ElmLne
2031 | 2031_DzMD_GzMX_Dp00_Gp00 | A2- Bolivia 33 kV | All generators | 0.98 | cap | Mariquita - Victoria 2 115 | m:P:bus1 in MW | -16.4545 | ElmLne
2031 | 2031_DzMD_GzMX_Dp00_Gp00 | A2- Bolivia 33 kV | All generators | 0.99 | cap | Mariquita - Victoria 2 115 | m:P:bus1 in MW | -16.4686 | ElmLne
2031 | 2031_DzMD_GzMX_Dp00_Gp00 | A2- Bolivia 33 kV | All generators | 1 | cap | Mariquita - Victoria 2 115 | m:P:bus1 in MW | -16.5022 | ElmLne
2031 | 2031_DzMD_GzMX_Dp00_Gp00 | A2- Bolivia 33 kV | All generators | 0.9 | cap | Mariquita - Victoria 2 115 | m:P:bus2 in MW | 16.4585 | ElmLne
2031 | 2031_DzMD_GzMX_Dp00_Gp00 | A2- Bolivia 33 kV | All generators | 0.91 | cap | Mariquita - Victoria 2 115 | m:P:bus2 in MW | 16.4641 | ElmLne
2031 | 2031_DzMD_GzMX_Dp00_Gp00 | A2- Bolivia 33 kV | All generators | 0.92 | cap | Mariquita - Victoria 2 115 | m:P:bus2 in MW | 16.4702 | ElmLne
2031 | 2031_DzMD_GzMX_Dp00_Gp00 | A2- Bolivia 33 kV | All generators | 0.93 | cap | Mariquita - Victoria 2 115 | m:P:bus2 in MW | 16.4767 | ElmLne
2031 | 2031_DzMD_GzMX_Dp00_Gp00 | A2- Bolivia 33 kV | All generators | 0.94 | cap | Mariquita - Victoria 2 115 | m:P:bus2 in MW | 16.4837 | ElmLne
2031 | 2031_DzMD_GzMX_Dp00_Gp00 | A2- Bolivia 33 kV | All generators | 0.95 | cap | Mariquita - Victoria 2 115 | m:P:bus2 in MW | 16.4912 | ElmLne
2031 | 2031_DzMD_GzMX_Dp00_Gp00 | A2- Bolivia 33 kV | All generators | 0.96 | cap | Mariquita - Victoria 2 115 | m:P:bus2 in MW | 16.4995 | ElmLne
2031 | 2031_DzMD_GzMX_Dp00_Gp00 | A2- Bolivia 33 kV | All generators | 0.97 | cap | Mariquita - Victoria 2 115 | m:P:bus2 in MW | 16.5089 | ElmLne
2031 | 2031_DzMD_GzMX_Dp00_Gp00 | A2- Bolivia 33 kV | All generators | 0.98 | cap | Mariquita - Victoria 2 115 | m:P:bus2 in MW | 16.5199 | ElmLne
2031 | 2031_DzMD_GzMX_Dp00_Gp00 | A2- Bolivia 33 kV | All generators | 0.99 | cap | Mariquita - Victoria 2 115 | m:P:bus2 in MW | 16.5341 | ElmLne
2031 | 2031_DzMD_GzMX_Dp00_Gp00 | A2- Bolivia 33 kV | All generators | 1 | cap | Mariquita - Victoria 2 115 | m:P:bus2 in MW | 16.5681 | ElmLne
2031 | 2031_DzMD_GzMX_Dp00_Gp00 | A2- Bolivia 33 kV | All generators | 0.9 | cap | Mariquita - Victoria 2 115 | m:Q:bus1 in Mvar | 4.9837 | ElmLne
2031 | 2031_DzMD_GzMX_Dp00_Gp00 | A2- Bolivia 33 kV | All generators | 0.91 | cap | Mariquita - Victoria 2 115 | m:Q:bus1 in Mvar | 5.0413 | ElmLne
2031 | 2031_DzMD_GzMX_Dp00_Gp00 | A2- Bolivia 33 kV | All generators | 0.92 | cap | Mariquita - Victoria 2 115 | m:Q:bus1 in Mvar | 5.0949 | ElmLne
2031 | 2031_DzMD_GzMX_Dp00_Gp00 | A2- Bolivia 33 kV | All generators | 0.93 | cap | Mariquita - Victoria 2 115 | m:Q:bus1 in Mvar | 5.1459 | ElmLne
2031 | 2031_DzMD_GzMX_Dp00_Gp00 | A2- Bolivia 33 kV | All generators | 0.94 | cap | Mariquita - Victoria 2 115 | m:Q:bus1 in Mvar | 5.1953 | ElmLne
2031 | 2031_DzMD_GzMX_Dp00_Gp00 | A2- Bolivia 33 kV | All generators | 0.95 | cap | Mariquita - Victoria 2 115 | m:Q:bus1 in Mvar | 5.2442 | ElmLne
2031 | 2031_DzMD_GzMX_Dp00_Gp00 | A2- Bolivia 33 kV | All generators | 0.96 | cap | Mariquita - Victoria 2 115 | m:Q:bus1 in Mvar | 5.2935 | ElmLne
2031 | 2031_DzMD_GzMX_Dp00_Gp00 | A2- Bolivia 33 kV | All generators | 0.97 | cap | Mariquita - Victoria 2 115 | m:Q:bus1 in Mvar | 5.3448 | ElmLne
2031 | 2031_DzMD_GzMX_Dp00_Gp00 | A2- Bolivia 33 kV | All generators | 0.98 | cap | Mariquita - Victoria 2 115 | m:Q:bus1 in Mvar | 5.4006 | ElmLne
2031 | 2031_DzMD_GzMX_Dp00_Gp00 | A2- Bolivia 33 kV | All generators | 0.99 | cap | Mariquita - Victoria 2 115 | m:Q:bus1 in Mvar | 5.4669 | ElmLne
2031 | 2031_DzMD_GzMX_Dp00_Gp00 | A2- Bolivia 33 kV | All generators | 1 | cap | Mariquita - Victoria 2 115 | m:Q:bus1 in Mvar | 5.6069 | ElmLne
2031 | 2031_DzMD_GzMX_Dp00_Gp00 | A2- Bolivia 33 kV | All generators | 0.9 | cap | Mariquita - Victoria 2 115 | m:Q:bus2 in Mvar | -5.4671 | ElmLne
2031 | 2031_DzMD_GzMX_Dp00_Gp00 | A2- Bolivia 33 kV | All generators | 0.91 | cap | Mariquita - Victoria 2 115 | m:Q:bus2 in Mvar | -5.5251 | ElmLne
2031 | 2031_DzMD_GzMX_Dp00_Gp00 | A2- Bolivia 33 kV | All generators | 0.92 | cap | Mariquita - Victoria 2 115 | m:Q:bus2 in Mvar | -5.579 | ElmLne
2031 | 2031_DzMD_GzMX_Dp00_Gp00 | A2- Bolivia 33 kV | All generators | 0.93 | cap | Mariquita - Victoria 2 115 | m:Q:bus2 in Mvar | -5.6302 | ElmLne
2031 | 2031_DzMD_GzMX_Dp00_Gp00 | A2- Bolivia 33 kV | All generators | 0.94 | cap | Mariquita - Victoria 2 115 | m:Q:bus2 in Mvar | -5.6799 | ElmLne
2031 | 2031_DzMD_GzMX_Dp00_Gp00 | A2- Bolivia 33 kV | All generators | 0.95 | cap | Mariquita - Victoria 2 115 | m:Q:bus2 in Mvar | -5.729 | ElmLne
2031 | 2031_DzMD_GzMX_Dp00_Gp00 | A2- Bolivia 33 kV | All generators | 0.96 | cap | Mariquita - Victoria 2 115 | m:Q:bus2 in Mvar | -5.7786 | ElmLne
2031 | 2031_DzMD_GzMX_Dp00_Gp00 | A2- Bolivia 33 kV | All generators | 0.97 | cap | Mariquita - Victoria 2 115 | m:Q:bus2 in Mvar | -5.8302 | ElmLne
2031 | 2031_DzMD_GzMX_Dp00_Gp00 | A2- Bolivia 33 kV | All generators | 0.98 | cap | Mariquita - Victoria 2 115 | m:Q:bus2 in Mvar | -5.8862 | ElmLne
2031 | 2031_DzMD_GzMX_Dp00_Gp00 | A2- Bolivia 33 kV | All generators | 0.99 | cap | Mariquita - Victoria 2 115 | m:Q:bus2 in Mvar | -5.9527 | ElmLne
2031 | 2031_DzMD_GzMX_Dp00_Gp00 | A2- Bolivia 33 kV | All generators | 1 | cap | Mariquita - Victoria 2 115 | m:Q:bus2 in Mvar | -6.0932 | ElmLne
2031 | 2031_DzMD_GzMX_Dp00_Gp00 | A2- Bolivia 33 kV | All generators | 0.9 | cap | Mariquita - Victoria 2 115 | m:cosphi:bus1 | -0.95677 | ElmLne
2031 | 2031_DzMD_GzMX_Dp00_Gp00 | A2- Bolivia 33 kV | All generators | 0.91 | cap | Mariquita - Victoria 2 115 | m:cosphi:bus1 | -0.95586 | ElmLne
2031 | 2031_DzMD_GzMX_Dp00_Gp00 | A2- Bolivia 33 kV | All generators | 0.92 | cap | Mariquita - Victoria 2 115 | m:cosphi:bus1 | -0.95501 | ElmLne
2031 | 2031_DzMD_GzMX_Dp00_Gp00 | A2- Bolivia 33 kV | All generators | 0.93 | cap | Mariquita - Victoria 2 115 | m:cosphi:bus1 | -0.9542 | ElmLne
2031 | 2031_DzMD_GzMX_Dp00_Gp00 | A2- Bolivia 33 kV | All generators | 0.94 | cap | Mariquita - Victoria 2 115 | m:cosphi:bus1 | -0.95341 | ElmLne
2031 | 2031_DzMD_GzMX_Dp00_Gp00 | A2- Bolivia 33 kV | All generators | 0.95 | cap | Mariquita - Victoria 2 115 | m:cosphi:bus1 | -0.95263 | ElmLne
2031 | 2031_DzMD_GzMX_Dp00_Gp00 | A2- Bolivia 33 kV | All generators | 0.96 | cap | Mariquita - Victoria 2 115 | m:cosphi:bus1 | -0.95184 | ElmLne
2031 | 2031_DzMD_GzMX_Dp00_Gp00 | A2- Bolivia 33 kV | All generators | 0.97 | cap | Mariquita - Victoria 2 115 | m:cosphi:bus1 | -0.95102 | ElmLne
2031 | 2031_DzMD_GzMX_Dp00_Gp00 | A2- Bolivia 33 kV | All generators | 0.98 | cap | Mariquita - Victoria 2 115 | m:cosphi:bus1 | -0.95013 | ElmLne
2031 | 2031_DzMD_GzMX_Dp00_Gp00 | A2- Bolivia 33 kV | All generators | 0.99 | cap | Mariquita - Victoria 2 115 | m:cosphi:bus1 | -0.94907 | ElmLne
2031 | 2031_DzMD_GzMX_Dp00_Gp00 | A2- Bolivia 33 kV | All generators | 1 | cap | Mariquita - Victoria 2 115 | m:cosphi:bus1 | -0.94684 | ElmLne
2031 | 2031_DzMD_GzMX_Dp00_Gp00 | A2- Bolivia 33 kV | All generators | 0.9 | cap | Mariquita - Victoria 2 115 | m:cosphi:bus2 | 0.94901 | ElmLne
2031 | 2031_DzMD_GzMX_Dp00_Gp00 | A2- Bolivia 33 kV | All generators | 0.91 | cap | Mariquita - Victoria 2 115 | m:cosphi:bus2 | 0.94804 | ElmLne
2031 | 2031_DzMD_GzMX_Dp00_Gp00 | A2- Bolivia 33 kV | All generators | 0.92 | cap | Mariquita - Victoria 2 115 | m:cosphi:bus2 | 0.94714 | ElmLne
2031 | 2031_DzMD_GzMX_Dp00_Gp00 | A2- Bolivia 33 kV | All generators | 0.93 | cap | Mariquita - Victoria 2 115 | m:cosphi:bus2 | 0.94628 | ElmLne
2031 | 2031_DzMD_GzMX_Dp00_Gp00 | A2- Bolivia 33 kV | All generators | 0.94 | cap | Mariquita - Victoria 2 115 | m:cosphi:bus2 | 0.94545 | ElmLne
2031 | 2031_DzMD_GzMX_Dp00_Gp00 | A2- Bolivia 33 kV | All generators | 0.95 | cap | Mariquita - Victoria 2 115 | m:cosphi:bus2 | 0.94462 | ElmLne
2031 | 2031_DzMD_GzMX_Dp00_Gp00 | A2- Bolivia 33 kV | All generators | 0.96 | cap | Mariquita - Victoria 2 115 | m:cosphi:bus2 | 0.94379 | ElmLne
2031 | 2031_DzMD_GzMX_Dp00_Gp00 | A2- Bolivia 33 kV | All generators | 0.97 | cap | Mariquita - Victoria 2 115 | m:cosphi:bus2 | 0.94293 | ElmLne
2031 | 2031_DzMD_GzMX_Dp00_Gp00 | A2- Bolivia 33 kV | All generators | 0.98 | cap | Mariquita - Victoria 2 115 | m:cosphi:bus2 | 0.94199 | ElmLne
2031 | 2031_DzMD_GzMX_Dp00_Gp00 | A2- Bolivia 33 kV | All generators | 0.99 | cap | Mariquita - Victoria 2 115 | m:cosphi:bus2 | 0.94088 | ElmLne
2031 | 2031_DzMD_GzMX_Dp00_Gp00 | A2- Bolivia 33 kV | All generators | 1 | cap | Mariquita - Victoria 2 115 | m:cosphi:bus2 | 0.93854 | ElmLne
2031 | 2031_DzMD_GzMX_Dp00_Gp00 | A2- Bolivia 33 kV | All generators | 0.9 | cap | Dorada 115/33/13.8 kV | m:P:bushv in MW | -14.9003 | ElmTr3
2031 | 2031_DzMD_GzMX_Dp00_Gp00 | A2- Bolivia 33 kV | All generators | 0.91 | cap | Dorada 115/33/13.8 kV | m:P:bushv in MW | -14.9126 | ElmTr3
2031 | 2031_DzMD_GzMX_Dp00_Gp00 | A2- Bolivia 33 kV | All generators | 0.92 | cap | Dorada 115/33/13.8 kV | m:P:bushv in MW | -14.924 | ElmTr3
2031 | 2031_DzMD_GzMX_Dp00_Gp00 | A2- Bolivia 33 kV | All generators | 0.93 | cap | Dorada 115/33/13.8 kV | m:P:bushv in MW | -14.9346 | ElmTr3
2031 | 2031_DzMD_GzMX_Dp00_Gp00 | A2- Bolivia 33 kV | All generators | 0.94 | cap | Dorada 115/33/13.8 kV | m:P:bushv in MW | -14.9447 | ElmTr3
2031 | 2031_DzMD_GzMX_Dp00_Gp00 | A2- Bolivia 33 kV | All generators | 0.95 | cap | Dorada 115/33/13.8 kV | m:P:bushv in MW | -14.9546 | ElmTr3
2031 | 2031_DzMD_GzMX_Dp00_Gp00 | A2- Bolivia 33 kV | All generators | 0.96 | cap | Dorada 115/33/13.8 kV | m:P:bushv in MW | -14.9644 | ElmTr3
2031 | 2031_DzMD_GzMX_Dp00_Gp00 | A2- Bolivia 33 kV | All generators | 0.97 | cap | Dorada 115/33/13.8 kV | m:P:bushv in MW | -14.9745 | ElmTr3
2031 | 2031_DzMD_GzMX_Dp00_Gp00 | A2- Bolivia 33 kV | All generators | 0.98 | cap | Dorada 115/33/13.8 kV | m:P:bushv in MW | -14.9852 | ElmTr3
2031 | 2031_DzMD_GzMX_Dp00_Gp00 | A2- Bolivia 33 kV | All generators | 0.99 | cap | Dorada 115/33/13.8 kV | m:P:bushv in MW | -14.9977 | ElmTr3
2031 | 2031_DzMD_GzMX_Dp00_Gp00 | A2- Bolivia 33 kV | All generators | 1 | cap | Dorada 115/33/13.8 kV | m:P:bushv in MW | -15.0232 | ElmTr3
2031 | 2031_DzMD_GzMX_Dp00_Gp00 | A2- Bolivia 33 kV | All generators | 0.9 | cap | Dorada 115/33/13.8 kV | m:Q:bushv in Mvar | 8.6269 | ElmTr3
2031 | 2031_DzMD_GzMX_Dp00_Gp00 | A2- Bolivia 33 kV | All generators | 0.91 | cap | Dorada 115/33/13.8 kV | m:Q:bushv in Mvar | 8.5957 | ElmTr3
2031 | 2031_DzMD_GzMX_Dp00_Gp00 | A2- Bolivia 33 kV | All generators | 0.92 | cap | Dorada 115/33/13.8 kV | m:Q:bushv in Mvar | 8.5665 | ElmTr3
2031 | 2031_DzMD_GzMX_Dp00_Gp00 | A2- Bolivia 33 kV | All generators | 0.93 | cap | Dorada 115/33/13.8 kV | m:Q:bushv in Mvar | 8.5384 | ElmTr3
2031 | 2031_DzMD_GzMX_Dp00_Gp00 | A2- Bolivia 33 kV | All generators | 0.94 | cap | Dorada 115/33/13.8 kV | m:Q:bushv in Mvar | 8.5109 | ElmTr3
2031 | 2031_DzMD_GzMX_Dp00_Gp00 | A2- Bolivia 33 kV | All generators | 0.95 | cap | Dorada 115/33/13.8 kV | m:Q:bushv in Mvar | 8.4836 | ElmTr3
2031 | 2031_DzMD_GzMX_Dp00_Gp00 | A2- Bolivia 33 kV | All generators | 0.96 | cap | Dorada 115/33/13.8 kV | m:Q:bushv in Mvar | 8.4557 | ElmTr3
2031 | 2031_DzMD_GzMX_Dp00_Gp00 | A2- Bolivia 33 kV | All generators | 0.97 | cap | Dorada 115/33/13.8 kV | m:Q:bushv in Mvar | 8.4265 | ElmTr3
2031 | 2031_DzMD_GzMX_Dp00_Gp00 | A2- Bolivia 33 kV | All generators | 0.98 | cap | Dorada 115/33/13.8 kV | m:Q:bushv in Mvar | 8.3945 | ElmTr3
2031 | 2031_DzMD_GzMX_Dp00_Gp00 | A2- Bolivia 33 kV | All generators | 0.99 | cap | Dorada 115/33/13.8 kV | m:Q:bushv in Mvar | 8.3561 | ElmTr3
2031 | 2031_DzMD_GzMX_Dp00_Gp00 | A2- Bolivia 33 kV | All generators | 1 | cap | Dorada 115/33/13.8 kV | m:Q:bushv in Mvar | 8.2736 | ElmTr3
2031 | 2031_DzMD_GzMX_Dp00_Gp00 | A2- Bolivia 33 kV | All generators | 0.9 | cap | Dorada 115/33/13.8 kV | m:cosphi:bushv | -0.86541 | ElmTr3
2031 | 2031_DzMD_GzMX_Dp00_Gp00 | A2- Bolivia 33 kV | All generators | 0.91 | cap | Dorada 115/33/13.8 kV | m:cosphi:bushv | -0.86638 | ElmTr3
2031 | 2031_DzMD_GzMX_Dp00_Gp00 | A2- Bolivia 33 kV | All generators | 0.92 | cap | Dorada 115/33/13.8 kV | m:cosphi:bushv | -0.86728 | ElmTr3
2031 | 2031_DzMD_GzMX_Dp00_Gp00 | A2- Bolivia 33 kV | All generators | 0.93 | cap | Dorada 115/33/13.8 kV | m:cosphi:bushv | -0.86813 | ElmTr3
2031 | 2031_DzMD_GzMX_Dp00_Gp00 | A2- Bolivia 33 kV | All generators | 0.94 | cap | Dorada 115/33/13.8 kV | m:cosphi:bushv | -0.86897 | ElmTr3
2031 | 2031_DzMD_GzMX_Dp00_Gp00 | A2- Bolivia 33 kV | All generators | 0.95 | cap | Dorada 115/33/13.8 kV | m:cosphi:bushv | -0.86979 | ElmTr3
2031 | 2031_DzMD_GzMX_Dp00_Gp00 | A2- Bolivia 33 kV | All generators | 0.96 | cap | Dorada 115/33/13.8 kV | m:cosphi:bushv | -0.87062 | ElmTr3
2031 | 2031_DzMD_GzMX_Dp00_Gp00 | A2- Bolivia 33 kV | All generators | 0.97 | cap | Dorada 115/33/13.8 kV | m:cosphi:bushv | -0.87149 | ElmTr3
2031 | 2031_DzMD_GzMX_Dp00_Gp00 | A2- Bolivia 33 kV | All generators | 0.98 | cap | Dorada 115/33/13.8 kV | m:cosphi:bushv | -0.87244 | ElmTr3
2031 | 2031_DzMD_GzMX_Dp00_Gp00 | A2- Bolivia 33 kV | All generators | 0.99 | cap | Dorada 115/33/13.8 kV | m:cosphi:bushv | -0.87356 | ElmTr3
2031 | 2031_DzMD_GzMX_Dp00_Gp00 | A2- Bolivia 33 kV | All generators | 1 | cap | Dorada 115/33/13.8 kV | m:cosphi:bushv | -0.87595 | ElmTr3
2031 | 2031_DzMD_GzMX_Dp00_Gp00 | A2- Bolivia 33 kV | All generators | 0.9 | cap | Manzanares 115/33/13.8 kV | m:P:bushv in MW | -25.7791 | ElmTr3
2031 | 2031_DzMD_GzMX_Dp00_Gp00 | A2- Bolivia 33 kV | All generators | 0.91 | cap | Manzanares 115/33/13.8 kV | m:P:bushv in MW | -25.9227 | ElmTr3
2031 | 2031_DzMD_GzMX_Dp00_Gp00 | A2- Bolivia 33 kV | All generators | 0.92 | cap | Manzanares 115/33/13.8 kV | m:P:bushv in MW | -26.0463 | ElmTr3
2031 | 2031_DzMD_GzMX_Dp00_Gp00 | A2- Bolivia 33 kV | All generators | 0.93 | cap | Manzanares 115/33/13.8 kV | m:P:bushv in MW | -26.1549 | ElmTr3
2031 | 2031_DzMD_GzMX_Dp00_Gp00 | A2- Bolivia 33 kV | All generators | 0.94 | cap | Manzanares 115/33/13.8 kV | m:P:bushv in MW | -26.2518 | ElmTr3
2031 | 2031_DzMD_GzMX_Dp00_Gp00 | A2- Bolivia 33 kV | All generators | 0.95 | cap | Manzanares 115/33/13.8 kV | m:P:bushv in MW | -26.3395 | ElmTr3
2031 | 2031_DzMD_GzMX_Dp00_Gp00 | A2- Bolivia 33 kV | All generators | 0.96 | cap | Manzanares 115/33/13.8 kV | m:P:bushv in MW | -26.4199 | ElmTr3
2031 | 2031_DzMD_GzMX_Dp00_Gp00 | A2- Bolivia 33 kV | All generators | 0.97 | cap | Manzanares 115/33/13.8 kV | m:P:bushv in MW | -26.4948 | ElmTr3
2031 | 2031_DzMD_GzMX_Dp00_Gp00 | A2- Bolivia 33 kV | All generators | 0.98 | cap | Manzanares 115/33/13.8 kV | m:P:bushv in MW | -26.5659 | ElmTr3
2031 | 2031_DzMD_GzMX_Dp00_Gp00 | A2- Bolivia 33 kV | All generators | 0.99 | cap | Manzanares 115/33/13.8 kV | m:P:bushv in MW | -26.6366 | ElmTr3
2031 | 2031_DzMD_GzMX_Dp00_Gp00 | A2- Bolivia 33 kV | All generators | 1 | cap | Manzanares 115/33/13.8 kV | m:P:bushv in MW | -26.7359 | ElmTr3
2031 | 2031_DzMD_GzMX_Dp00_Gp00 | A2- Bolivia 33 kV | All generators | 0.9 | cap | Manzanares 115/33/13.8 kV | m:Q:bushv in Mvar | 18.6973 | ElmTr3
2031 | 2031_DzMD_GzMX_Dp00_Gp00 | A2- Bolivia 33 kV | All generators | 0.91 | cap | Manzanares 115/33/13.8 kV | m:Q:bushv in Mvar | 17.8021 | ElmTr3
2031 | 2031_DzMD_GzMX_Dp00_Gp00 | A2- Bolivia 33 kV | All generators | 0.92 | cap | Manzanares 115/33/13.8 kV | m:Q:bushv in Mvar | 16.9657 | ElmTr3
2031 | 2031_DzMD_GzMX_Dp00_Gp00 | A2- Bolivia 33 kV | All generators | 0.93 | cap | Manzanares 115/33/13.8 kV | m:Q:bushv in Mvar | 16.1669 | ElmTr3
2031 | 2031_DzMD_GzMX_Dp00_Gp00 | A2- Bolivia 33 kV | All generators | 0.94 | cap | Manzanares 115/33/13.8 kV | m:Q:bushv in Mvar | 15.3892 | ElmTr3
2031 | 2031_DzMD_GzMX_Dp00_Gp00 | A2- Bolivia 33 kV | All generators | 0.95 | cap | Manzanares 115/33/13.8 kV | m:Q:bushv in Mvar | 14.6174 | ElmTr3
2031 | 2031_DzMD_GzMX_Dp00_Gp00 | A2- Bolivia 33 kV | All generators | 0.96 | cap | Manzanares 115/33/13.8 kV | m:Q:bushv in Mvar | 13.8344 | ElmTr3
2031 | 2031_DzMD_GzMX_Dp00_Gp00 | A2- Bolivia 33 kV | All generators | 0.97 | cap | Manzanares 115/33/13.8 kV | m:Q:bushv in Mvar | 13.0171 | ElmTr3
2031 | 2031_DzMD_GzMX_Dp00_Gp00 | A2- Bolivia 33 kV | All generators | 0.98 | cap | Manzanares 115/33/13.8 kV | m:Q:bushv in Mvar | 12.1253 | ElmTr3
2031 | 2031_DzMD_GzMX_Dp00_Gp00 | A2- Bolivia 33 kV | All generators | 0.99 | cap | Manzanares 115/33/13.8 kV | m:Q:bushv in Mvar | 11.0602 | ElmTr3
2031 | 2031_DzMD_GzMX_Dp00_Gp00 | A2- Bolivia 33 kV | All generators | 1 | cap | Manzanares 115/33/13.8 kV | m:Q:bushv in Mvar | 8.7915 | ElmTr3
2031 | 2031_DzMD_GzMX_Dp00_Gp00 | A2- Bolivia 33 kV | All generators | 0.9 | cap | Manzanares 115/33/13.8 kV | m:cosphi:bushv | -0.8095 | ElmTr3
2031 | 2031_DzMD_GzMX_Dp00_Gp00 | A2- Bolivia 33 kV | All generators | 0.91 | cap | Manzanares 115/33/13.8 kV | m:cosphi:bushv | -0.82434 | ElmTr3
2031 | 2031_DzMD_GzMX_Dp00_Gp00 | A2- Bolivia 33 kV | All generators | 0.92 | cap | Manzanares 115/33/13.8 kV | m:cosphi:bushv | -0.83792 | ElmTr3
2031 | 2031_DzMD_GzMX_Dp00_Gp00 | A2- Bolivia 33 kV | All generators | 0.93 | cap | Manzanares 115/33/13.8 kV | m:cosphi:bushv | -0.85062 | ElmTr3
2031 | 2031_DzMD_GzMX_Dp00_Gp00 | A2- Bolivia 33 kV | All generators | 0.94 | cap | Manzanares 115/33/13.8 kV | m:cosphi:bushv | -0.86269 | ElmTr3
2031 | 2031_DzMD_GzMX_Dp00_Gp00 | A2- Bolivia 33 kV | All generators | 0.95 | cap | Manzanares 115/33/13.8 kV | m:cosphi:bushv | -0.87438 | ElmTr3
2031 | 2031_DzMD_GzMX_Dp00_Gp00 | A2- Bolivia 33 kV | All generators | 0.96 | cap | Manzanares 115/33/13.8 kV | m:cosphi:bushv | -0.8859 | ElmTr3
2031 | 2031_DzMD_GzMX_Dp00_Gp00 | A2- Bolivia 33 kV | All generators | 0.97 | cap | Manzanares 115/33/13.8 kV | m:cosphi:bushv | -0.89753 | ElmTr3
2031 | 2031_DzMD_GzMX_Dp00_Gp00 | A2- Bolivia 33 kV | All generators | 0.98 | cap | Manzanares 115/33/13.8 kV | m:cosphi:bushv | -0.90972 | ElmTr3
2031 | 2031_DzMD_GzMX_Dp00_Gp00 | A2- Bolivia 33 kV | All generators | 0.99 | cap | Manzanares 115/33/13.8 kV | m:cosphi:bushv | -0.92355 | ElmTr3
2031 | 2031_DzMD_GzMX_Dp00_Gp00 | A2- Bolivia 33 kV | All generators | 1 | cap | Manzanares 115/33/13.8 kV | m:cosphi:bushv | -0.94996 | ElmTr3
2031 | 2031_DzMD_GzMX_Dp00_Gp00 | A2- Bolivia 33 kV | All generators | 0.9 | cap | Purnio 230/115 | m:P:bushv in MW | -64.0809 | ElmTr3
2031 | 2031_DzMD_GzMX_Dp00_Gp00 | A2- Bolivia 33 kV | All generators | 0.91 | cap | Purnio 230/115 | m:P:bushv in MW | -64.1069 | ElmTr3
2031 | 2031_DzMD_GzMX_Dp00_Gp00 | A2- Bolivia 33 kV | All generators | 0.92 | cap | Purnio 230/115 | m:P:bushv in MW | -64.1288 | ElmTr3
2031 | 2031_DzMD_GzMX_Dp00_Gp00 | A2- Bolivia 33 kV | All generators | 0.93 | cap | Purnio 230/115 | m:P:bushv in MW | -64.1476 | ElmTr3
2031 | 2031_DzMD_GzMX_Dp00_Gp00 | A2- Bolivia 33 kV | All generators | 0.94 | cap | Purnio 230/115 | m:P:bushv in MW | -64.164 | ElmTr3
2031 | 2031_DzMD_GzMX_Dp00_Gp00 | A2- Bolivia 33 kV | All generators | 0.95 | cap | Purnio 230/115 | m:P:bushv in MW | -64.1783 | ElmTr3
2031 | 2031_DzMD_GzMX_Dp00_Gp00 | A2- Bolivia 33 kV | All generators | 0.96 | cap | Purnio 230/115 | m:P:bushv in MW | -64.1909 | ElmTr3
2031 | 2031_DzMD_GzMX_Dp00_Gp00 | A2- Bolivia 33 kV | All generators | 0.97 | cap | Purnio 230/115 | m:P:bushv in MW | -64.2021 | ElmTr3
2031 | 2031_DzMD_GzMX_Dp00_Gp00 | A2- Bolivia 33 kV | All generators | 0.98 | cap | Purnio 230/115 | m:P:bushv in MW | -64.2118 | ElmTr3
2031 | 2031_DzMD_GzMX_Dp00_Gp00 | A2- Bolivia 33 kV | All generators | 0.99 | cap | Purnio 230/115 | m:P:bushv in MW | -64.2203 | ElmTr3
2031 | 2031_DzMD_GzMX_Dp00_Gp00 | A2- Bolivia 33 kV | All generators | 1 | cap | Purnio 230/115 | m:P:bushv in MW | -64.2269 | ElmTr3
2031 | 2031_DzMD_GzMX_Dp00_Gp00 | A2- Bolivia 33 kV | All generators | 0.9 | cap | Purnio 230/115 | m:Q:bushv in Mvar | 15.9724 | ElmTr3
2031 | 2031_DzMD_GzMX_Dp00_Gp00 | A2- Bolivia 33 kV | All generators | 0.91 | cap | Purnio 230/115 | m:Q:bushv in Mvar | 15.7976 | ElmTr3
2031 | 2031_DzMD_GzMX_Dp00_Gp00 | A2- Bolivia 33 kV | All generators | 0.92 | cap | Purnio 230/115 | m:Q:bushv in Mvar | 15.6339 | ElmTr3
2031 | 2031_DzMD_GzMX_Dp00_Gp00 | A2- Bolivia 33 kV | All generators | 0.93 | cap | Purnio 230/115 | m:Q:bushv in Mvar | 15.4772 | ElmTr3
2031 | 2031_DzMD_GzMX_Dp00_Gp00 | A2- Bolivia 33 kV | All generators | 0.94 | cap | Purnio 230/115 | m:Q:bushv in Mvar | 15.3245 | ElmTr3
2031 | 2031_DzMD_GzMX_Dp00_Gp00 | A2- Bolivia 33 kV | All generators | 0.95 | cap | Purnio 230/115 | m:Q:bushv in Mvar | 15.1726 | ElmTr3
2031 | 2031_DzMD_GzMX_Dp00_Gp00 | A2- Bolivia 33 kV | All generators | 0.96 | cap | Purnio 230/115 | m:Q:bushv in Mvar | 15.0182 | ElmTr3
2031 | 2031_DzMD_GzMX_Dp00_Gp00 | A2- Bolivia 33 kV | All generators | 0.97 | cap | Purnio 230/115 | m:Q:bushv in Mvar | 14.8568 | ElmTr3
2031 | 2031_DzMD_GzMX_Dp00_Gp00 | A2- Bolivia 33 kV | All generators | 0.98 | cap | Purnio 230/115 | m:Q:bushv in Mvar | 14.6804 | ElmTr3
2031 | 2031_DzMD_GzMX_Dp00_Gp00 | A2- Bolivia 33 kV | All generators | 0.99 | cap | Purnio 230/115 | m:Q:bushv in Mvar | 14.4692 | ElmTr3
2031 | 2031_DzMD_GzMX_Dp00_Gp00 | A2- Bolivia 33 kV | All generators | 1 | cap | Purnio 230/115 | m:Q:bushv in Mvar | 14.0179 | ElmTr3
2031 | 2031_DzMD_GzMX_Dp00_Gp00 | A2- Bolivia 33 kV | All generators | 0.9 | cap | Purnio 230/115 | m:cosphi:bushv | -0.97031 | ElmTr3
2031 | 2031_DzMD_GzMX_Dp00_Gp00 | A2- Bolivia 33 kV | All generators | 0.91 | cap | Purnio 230/115 | m:cosphi:bushv | -0.97095 | ElmTr3
2031 | 2031_DzMD_GzMX_Dp00_Gp00 | A2- Bolivia 33 kV | All generators | 0.92 | cap | Purnio 230/115 | m:cosphi:bushv | -0.97155 | ElmTr3
2031 | 2031_DzMD_GzMX_Dp00_Gp00 | A2- Bolivia 33 kV | All generators | 0.93 | cap | Purnio 230/115 | m:cosphi:bushv | -0.9721 | ElmTr3
2031 | 2031_DzMD_GzMX_Dp00_Gp00 | A2- Bolivia 33 kV | All generators | 0.94 | cap | Purnio 230/115 | m:cosphi:bushv | -0.97264 | ElmTr3
2031 | 2031_DzMD_GzMX_Dp00_Gp00 | A2- Bolivia 33 kV | All generators | 0.95 | cap | Purnio 230/115 | m:cosphi:bushv | -0.97317 | ElmTr3
2031 | 2031_DzMD_GzMX_Dp00_Gp00 | A2- Bolivia 33 kV | All generators | 0.96 | cap | Purnio 230/115 | m:cosphi:bushv | -0.97371 | ElmTr3
2031 | 2031_DzMD_GzMX_Dp00_Gp00 | A2- Bolivia 33 kV | All generators | 0.97 | cap | Purnio 230/115 | m:cosphi:bushv | -0.97425 | ElmTr3
2031 | 2031_DzMD_GzMX_Dp00_Gp00 | A2- Bolivia 33 kV | All generators | 0.98 | cap | Purnio 230/115 | m:cosphi:bushv | -0.97485 | ElmTr3
2031 | 2031_DzMD_GzMX_Dp00_Gp00 | A2- Bolivia 33 kV | All generators | 0.99 | cap | Purnio 230/115 | m:cosphi:bushv | -0.97555 | ElmTr3
2031 | 2031_DzMD_GzMX_Dp00_Gp00 | A2- Bolivia 33 kV | All generators | 1 | cap | Purnio 230/115 | m:cosphi:bushv | -0.977 | ElmTr3
2031 | 2031_DzMD_GzMX_Dp00_Gp00 | A2- Bolivia 33 kV | All generators | 0.9 | cap | Victoria 115/33/13.8 kV | m:P:bushv in MW | -11.7113 | ElmTr3
2031 | 2031_DzMD_GzMX_Dp00_Gp00 | A2- Bolivia 33 kV | All generators | 0.91 | cap | Victoria 115/33/13.8 kV | m:P:bushv in MW | -11.7589 | ElmTr3
2031 | 2031_DzMD_GzMX_Dp00_Gp00 | A2- Bolivia 33 kV | All generators | 0.92 | cap | Victoria 115/33/13.8 kV | m:P:bushv in MW | -11.8012 | ElmTr3
2031 | 2031_DzMD_GzMX_Dp00_Gp00 | A2- Bolivia 33 kV | All generators | 0.93 | cap | Victoria 115/33/13.8 kV | m:P:bushv in MW | -11.8396 | ElmTr3
2031 | 2031_DzMD_GzMX_Dp00_Gp00 | A2- Bolivia 33 kV | All generators | 0.94 | cap | Victoria 115/33/13.8 kV | m:P:bushv in MW | -11.8753 | ElmTr3
2031 | 2031_DzMD_GzMX_Dp00_Gp00 | A2- Bolivia 33 kV | All generators | 0.95 | cap | Victoria 115/33/13.8 kV | m:P:bushv in MW | -11.9089 | ElmTr3
2031 | 2031_DzMD_GzMX_Dp00_Gp00 | A2- Bolivia 33 kV | All generators | 0.96 | cap | Victoria 115/33/13.8 kV | m:P:bushv in MW | -11.9412 | ElmTr3
2031 | 2031_DzMD_GzMX_Dp00_Gp00 | A2- Bolivia 33 kV | All generators | 0.97 | cap | Victoria 115/33/13.8 kV | m:P:bushv in MW | -11.973 | ElmTr3
2031 | 2031_DzMD_GzMX_Dp00_Gp00 | A2- Bolivia 33 kV | All generators | 0.98 | cap | Victoria 115/33/13.8 kV | m:P:bushv in MW | -12.0055 | ElmTr3
2031 | 2031_DzMD_GzMX_Dp00_Gp00 | A2- Bolivia 33 kV | All generators | 0.99 | cap | Victoria 115/33/13.8 kV | m:P:bushv in MW | -12.0414 | ElmTr3
2031 | 2031_DzMD_GzMX_Dp00_Gp00 | A2- Bolivia 33 kV | All generators | 1 | cap | Victoria 115/33/13.8 kV | m:P:bushv in MW | -12.1073 | ElmTr3
2031 | 2031_DzMD_GzMX_Dp00_Gp00 | A2- Bolivia 33 kV | All generators | 0.9 | cap | Victoria 115/33/13.8 kV | m:Q:bushv in Mvar | 10.1294 | ElmTr3
2031 | 2031_DzMD_GzMX_Dp00_Gp00 | A2- Bolivia 33 kV | All generators | 0.91 | cap | Victoria 115/33/13.8 kV | m:Q:bushv in Mvar | 9.9391 | ElmTr3
2031 | 2031_DzMD_GzMX_Dp00_Gp00 | A2- Bolivia 33 kV | All generators | 0.92 | cap | Victoria 115/33/13.8 kV | m:Q:bushv in Mvar | 9.7611 | ElmTr3
2031 | 2031_DzMD_GzMX_Dp00_Gp00 | A2- Bolivia 33 kV | All generators | 0.93 | cap | Victoria 115/33/13.8 kV | m:Q:bushv in Mvar | 9.591 | ElmTr3
2031 | 2031_DzMD_GzMX_Dp00_Gp00 | A2- Bolivia 33 kV | All generators | 0.94 | cap | Victoria 115/33/13.8 kV | m:Q:bushv in Mvar | 9.4252 | ElmTr3
2031 | 2031_DzMD_GzMX_Dp00_Gp00 | A2- Bolivia 33 kV | All generators | 0.95 | cap | Victoria 115/33/13.8 kV | m:Q:bushv in Mvar | 9.2604 | ElmTr3
2031 | 2031_DzMD_GzMX_Dp00_Gp00 | A2- Bolivia 33 kV | All generators | 0.96 | cap | Victoria 115/33/13.8 kV | m:Q:bushv in Mvar | 9.0932 | ElmTr3
2031 | 2031_DzMD_GzMX_Dp00_Gp00 | A2- Bolivia 33 kV | All generators | 0.97 | cap | Victoria 115/33/13.8 kV | m:Q:bushv in Mvar | 8.9184 | ElmTr3
2031 | 2031_DzMD_GzMX_Dp00_Gp00 | A2- Bolivia 33 kV | All generators | 0.98 | cap | Victoria 115/33/13.8 kV | m:Q:bushv in Mvar | 8.7275 | ElmTr3
2031 | 2031_DzMD_GzMX_Dp00_Gp00 | A2- Bolivia 33 kV | All generators | 0.99 | cap | Victoria 115/33/13.8 kV | m:Q:bushv in Mvar | 8.4992 | ElmTr3
2031 | 2031_DzMD_GzMX_Dp00_Gp00 | A2- Bolivia 33 kV | All generators | 1 | cap | Victoria 115/33/13.8 kV | m:Q:bushv in Mvar | 8.012 | ElmTr3
2031 | 2031_DzMD_GzMX_Dp00_Gp00 | A2- Bolivia 33 kV | All generators | 0.9 | cap | Victoria 115/33/13.8 kV | m:cosphi:bushv | -0.75634 | ElmTr3
2031 | 2031_DzMD_GzMX_Dp00_Gp00 | A2- Bolivia 33 kV | All generators | 0.91 | cap | Victoria 115/33/13.8 kV | m:cosphi:bushv | -0.76373 | ElmTr3
2031 | 2031_DzMD_GzMX_Dp00_Gp00 | A2- Bolivia 33 kV | All generators | 0.92 | cap | Victoria 115/33/13.8 kV | m:cosphi:bushv | -0.77057 | ElmTr3
2031 | 2031_DzMD_GzMX_Dp00_Gp00 | A2- Bolivia 33 kV | All generators | 0.93 | cap | Victoria 115/33/13.8 kV | m:cosphi:bushv | -0.77704 | ElmTr3
2031 | 2031_DzMD_GzMX_Dp00_Gp00 | A2- Bolivia 33 kV | All generators | 0.94 | cap | Victoria 115/33/13.8 kV | m:cosphi:bushv | -0.78328 | ElmTr3
2031 | 2031_DzMD_GzMX_Dp00_Gp00 | A2- Bolivia 33 kV | All generators | 0.95 | cap | Victoria 115/33/13.8 kV | m:cosphi:bushv | -0.78942 | ElmTr3
2031 | 2031_DzMD_GzMX_Dp00_Gp00 | A2- Bolivia 33 kV | All generators | 0.96 | cap | Victoria 115/33/13.8 kV | m:cosphi:bushv | -0.79559 | ElmTr3
2031 | 2031_DzMD_GzMX_Dp00_Gp00 | A2- Bolivia 33 kV | All generators | 0.97 | cap | Victoria 115/33/13.8 kV | m:cosphi:bushv | -0.80197 | ElmTr3
2031 | 2031_DzMD_GzMX_Dp00_Gp00 | A2- Bolivia 33 kV | All generators | 0.98 | cap | Victoria 115/33/13.8 kV | m:cosphi:bushv | -0.80886 | ElmTr3
2031 | 2031_DzMD_GzMX_Dp00_Gp00 | A2- Bolivia 33 kV | All generators | 0.99 | cap | Victoria 115/33/13.8 kV | m:cosphi:bushv | -0.81699 | ElmTr3
2031 | 2031_DzMD_GzMX_Dp00_Gp00 | A2- Bolivia 33 kV | All generators | 1 | cap | Victoria 115/33/13.8 kV | m:cosphi:bushv | -0.83394 | ElmTr3
2031 | 2031_DzMD_GzMX_Dp00_Gp00 | A2- Bolivia 33 kV | All generators | 0.9 | ind | Dorada - Magdalena 115 kV | m:P:bus1 in MW | 86.6757 | ElmLne
2031 | 2031_DzMD_GzMX_Dp00_Gp00 | A2- Bolivia 33 kV | All generators | 0.91 | ind | Dorada - Magdalena 115 kV | m:P:bus1 in MW | 86.6698 | ElmLne
2031 | 2031_DzMD_GzMX_Dp00_Gp00 | A2- Bolivia 33 kV | All generators | 0.92 | ind | Dorada - Magdalena 115 kV | m:P:bus1 in MW | 86.6637 | ElmLne
2031 | 2031_DzMD_GzMX_Dp00_Gp00 | A2- Bolivia 33 kV | All generators | 0.93 | ind | Dorada - Magdalena 115 kV | m:P:bus1 in MW | 86.6571 | ElmLne
2031 | 2031_DzMD_GzMX_Dp00_Gp00 | A2- Bolivia 33 kV | All generators | 0.94 | ind | Dorada - Magdalena 115 kV | m:P:bus1 in MW | 86.65 | ElmLne
2031 | 2031_DzMD_GzMX_Dp00_Gp00 | A2- Bolivia 33 kV | All generators | 0.95 | ind | Dorada - Magdalena 115 kV | m:P:bus1 in MW | 86.6423 | ElmLne
2031 | 2031_DzMD_GzMX_Dp00_Gp00 | A2- Bolivia 33 kV | All generators | 0.96 | ind | Dorada - Magdalena 115 kV | m:P:bus1 in MW | 86.6337 | ElmLne
2031 | 2031_DzMD_GzMX_Dp00_Gp00 | A2- Bolivia 33 kV | All generators | 0.97 | ind | Dorada - Magdalena 115 kV | m:P:bus1 in MW | 86.6238 | ElmLne
2031 | 2031_DzMD_GzMX_Dp00_Gp00 | A2- Bolivia 33 kV | All generators | 0.98 | ind | Dorada - Magdalena 115 kV | m:P:bus1 in MW | 86.6119 | ElmLne
2031 | 2031_DzMD_GzMX_Dp00_Gp00 | A2- Bolivia 33 kV | All generators | 0.99 | ind | Dorada - Magdalena 115 kV | m:P:bus1 in MW | 86.5959 | ElmLne
2031 | 2031_DzMD_GzMX_Dp00_Gp00 | A2- Bolivia 33 kV | All generators | 1 | ind | Dorada - Magdalena 115 kV | m:P:bus1 in MW | 86.5538 | ElmLne
2031 | 2031_DzMD_GzMX_Dp00_Gp00 | A2- Bolivia 33 kV | All generators | 0.9 | ind | Dorada - Magdalena 115 kV | m:P:bus2 in MW | -86.2768 | ElmLne
2031 | 2031_DzMD_GzMX_Dp00_Gp00 | A2- Bolivia 33 kV | All generators | 0.91 | ind | Dorada - Magdalena 115 kV | m:P:bus2 in MW | -86.271 | ElmLne
2031 | 2031_DzMD_GzMX_Dp00_Gp00 | A2- Bolivia 33 kV | All generators | 0.92 | ind | Dorada - Magdalena 115 kV | m:P:bus2 in MW | -86.2648 | ElmLne
2031 | 2031_DzMD_GzMX_Dp00_Gp00 | A2- Bolivia 33 kV | All generators | 0.93 | ind | Dorada - Magdalena 115 kV | m:P:bus2 in MW | -86.2583 | ElmLne
2031 | 2031_DzMD_GzMX_Dp00_Gp00 | A2- Bolivia 33 kV | All generators | 0.94 | ind | Dorada - Magdalena 115 kV | m:P:bus2 in MW | -86.2512 | ElmLne
2031 | 2031_DzMD_GzMX_Dp00_Gp00 | A2- Bolivia 33 kV | All generators | 0.95 | ind | Dorada - Magdalena 115 kV | m:P:bus2 in MW | -86.2435 | ElmLne
2031 | 2031_DzMD_GzMX_Dp00_Gp00 | A2- Bolivia 33 kV | All generators | 0.96 | ind | Dorada - Magdalena 115 kV | m:P:bus2 in MW | -86.2349 | ElmLne
2031 | 2031_DzMD_GzMX_Dp00_Gp00 | A2- Bolivia 33 kV | All generators | 0.97 | ind | Dorada - Magdalena 115 kV | m:P:bus2 in MW | -86.225 | ElmLne
2031 | 2031_DzMD_GzMX_Dp00_Gp00 | A2- Bolivia 33 kV | All generators | 0.98 | ind | Dorada - Magdalena 115 kV | m:P:bus2 in MW | -86.213 | ElmLne
2031 | 2031_DzMD_GzMX_Dp00_Gp00 | A2- Bolivia 33 kV | All generators | 0.99 | ind | Dorada - Magdalena 115 kV | m:P:bus2 in MW | -86.197 | ElmLne
2031 | 2031_DzMD_GzMX_Dp00_Gp00 | A2- Bolivia 33 kV | All generators | 1 | ind | Dorada - Magdalena 115 kV | m:P:bus2 in MW | -86.1549 | ElmLne
2031 | 2031_DzMD_GzMX_Dp00_Gp00 | A2- Bolivia 33 kV | All generators | 0.9 | ind | Dorada - Magdalena 115 kV | m:Q:bus1 in Mvar | 7.8672 | ElmLne
2031 | 2031_DzMD_GzMX_Dp00_Gp00 | A2- Bolivia 33 kV | All generators | 0.91 | ind | Dorada - Magdalena 115 kV | m:Q:bus1 in Mvar | 7.8507 | ElmLne
2031 | 2031_DzMD_GzMX_Dp00_Gp00 | A2- Bolivia 33 kV | All generators | 0.92 | ind | Dorada - Magdalena 115 kV | m:Q:bus1 in Mvar | 7.8335 | ElmLne
2031 | 2031_DzMD_GzMX_Dp00_Gp00 | A2- Bolivia 33 kV | All generators | 0.93 | ind | Dorada - Magdalena 115 kV | m:Q:bus1 in Mvar | 7.8153 | ElmLne
2031 | 2031_DzMD_GzMX_Dp00_Gp00 | A2- Bolivia 33 kV | All generators | 0.94 | ind | Dorada - Magdalena 115 kV | m:Q:bus1 in Mvar | 7.7959 | ElmLne
2031 | 2031_DzMD_GzMX_Dp00_Gp00 | A2- Bolivia 33 kV | All generators | 0.95 | ind | Dorada - Magdalena 115 kV | m:Q:bus1 in Mvar | 7.775 | ElmLne
2031 | 2031_DzMD_GzMX_Dp00_Gp00 | A2- Bolivia 33 kV | All generators | 0.96 | ind | Dorada - Magdalena 115 kV | m:Q:bus1 in Mvar | 7.752 | ElmLne
2031 | 2031_DzMD_GzMX_Dp00_Gp00 | A2- Bolivia 33 kV | All generators | 0.97 | ind | Dorada - Magdalena 115 kV | m:Q:bus1 in Mvar | 7.7259 | ElmLne
2031 | 2031_DzMD_GzMX_Dp00_Gp00 | A2- Bolivia 33 kV | All generators | 0.98 | ind | Dorada - Magdalena 115 kV | m:Q:bus1 in Mvar | 7.6949 | ElmLne
2031 | 2031_DzMD_GzMX_Dp00_Gp00 | A2- Bolivia 33 kV | All generators | 0.99 | ind | Dorada - Magdalena 115 kV | m:Q:bus1 in Mvar | 7.654 | ElmLne
2031 | 2031_DzMD_GzMX_Dp00_Gp00 | A2- Bolivia 33 kV | All generators | 1 | ind | Dorada - Magdalena 115 kV | m:Q:bus1 in Mvar | 7.5506 | ElmLne
2031 | 2031_DzMD_GzMX_Dp00_Gp00 | A2- Bolivia 33 kV | All generators | 0.9 | ind | Dorada - Magdalena 115 kV | m:Q:bus2 in Mvar | -6.2566 | ElmLne
2031 | 2031_DzMD_GzMX_Dp00_Gp00 | A2- Bolivia 33 kV | All generators | 0.91 | ind | Dorada - Magdalena 115 kV | m:Q:bus2 in Mvar | -6.24 | ElmLne
2031 | 2031_DzMD_GzMX_Dp00_Gp00 | A2- Bolivia 33 kV | All generators | 0.92 | ind | Dorada - Magdalena 115 kV | m:Q:bus2 in Mvar | -6.2227 | ElmLne
2031 | 2031_DzMD_GzMX_Dp00_Gp00 | A2- Bolivia 33 kV | All generators | 0.93 | ind | Dorada - Magdalena 115 kV | m:Q:bus2 in Mvar | -6.2044 | ElmLne
2031 | 2031_DzMD_GzMX_Dp00_Gp00 | A2- Bolivia 33 kV | All generators | 0.94 | ind | Dorada - Magdalena 115 kV | m:Q:bus2 in Mvar | -6.1849 | ElmLne
2031 | 2031_DzMD_GzMX_Dp00_Gp00 | A2- Bolivia 33 kV | All generators | 0.95 | ind | Dorada - Magdalena 115 kV | m:Q:bus2 in Mvar | -6.1639 | ElmLne
2031 | 2031_DzMD_GzMX_Dp00_Gp00 | A2- Bolivia 33 kV | All generators | 0.96 | ind | Dorada - Magdalena 115 kV | m:Q:bus2 in Mvar | -6.1407 | ElmLne
2031 | 2031_DzMD_GzMX_Dp00_Gp00 | A2- Bolivia 33 kV | All generators | 0.97 | ind | Dorada - Magdalena 115 kV | m:Q:bus2 in Mvar | -6.1145 | ElmLne
2031 | 2031_DzMD_GzMX_Dp00_Gp00 | A2- Bolivia 33 kV | All generators | 0.98 | ind | Dorada - Magdalena 115 kV | m:Q:bus2 in Mvar | -6.0834 | ElmLne
2031 | 2031_DzMD_GzMX_Dp00_Gp00 | A2- Bolivia 33 kV | All generators | 0.99 | ind | Dorada - Magdalena 115 kV | m:Q:bus2 in Mvar | -6.0423 | ElmLne
2031 | 2031_DzMD_GzMX_Dp00_Gp00 | A2- Bolivia 33 kV | All generators | 1 | ind | Dorada - Magdalena 115 kV | m:Q:bus2 in Mvar | -5.9385 | ElmLne
2031 | 2031_DzMD_GzMX_Dp00_Gp00 | A2- Bolivia 33 kV | All generators | 0.9 | ind | Dorada - Magdalena 115 kV | m:cosphi:bus1 | 0.99591 | ElmLne
2031 | 2031_DzMD_GzMX_Dp00_Gp00 | A2- Bolivia 33 kV | All generators | 0.91 | ind | Dorada - Magdalena 115 kV | m:cosphi:bus1 | 0.99592 | ElmLne
2031 | 2031_DzMD_GzMX_Dp00_Gp00 | A2- Bolivia 33 kV | All generators | 0.92 | ind | Dorada - Magdalena 115 kV | m:cosphi:bus1 | 0.99594 | ElmLne
2031 | 2031_DzMD_GzMX_Dp00_Gp00 | A2- Bolivia 33 kV | All generators | 0.93 | ind | Dorada - Magdalena 115 kV | m:cosphi:bus1 | 0.99596 | ElmLne
2031 | 2031_DzMD_GzMX_Dp00_Gp00 | A2- Bolivia 33 kV | All generators | 0.94 | ind | Dorada - Magdalena 115 kV | m:cosphi:bus1 | 0.99598 | ElmLne
2031 | 2031_DzMD_GzMX_Dp00_Gp00 | A2- Bolivia 33 kV | All generators | 0.95 | ind | Dorada - Magdalena 115 kV | m:cosphi:bus1 | 0.996 | ElmLne
2031 | 2031_DzMD_GzMX_Dp00_Gp00 | A2- Bolivia 33 kV | All generators | 0.96 | ind | Dorada - Magdalena 115 kV | m:cosphi:bus1 | 0.99602 | ElmLne
2031 | 2031_DzMD_GzMX_Dp00_Gp00 | A2- Bolivia 33 kV | All generators | 0.97 | ind | Dorada - Magdalena 115 kV | m:cosphi:bus1 | 0.99605 | ElmLne
2031 | 2031_DzMD_GzMX_Dp00_Gp00 | A2- Bolivia 33 kV | All generators | 0.98 | ind | Dorada - Magdalena 115 kV | m:cosphi:bus1 | 0.99608 | ElmLne
2031 | 2031_DzMD_GzMX_Dp00_Gp00 | A2- Bolivia 33 kV | All generators | 0.99 | ind | Dorada - Magdalena 115 kV | m:cosphi:bus1 | 0.99612 | ElmLne
2031 | 2031_DzMD_GzMX_Dp00_Gp00 | A2- Bolivia 33 kV | All generators | 1 | ind | Dorada - Magdalena 115 kV | m:cosphi:bus1 | 0.99622 | ElmLne
2031 | 2031_DzMD_GzMX_Dp00_Gp00 | A2- Bolivia 33 kV | All generators | 0.9 | ind | Dorada - Magdalena 115 kV | m:cosphi:bus2 | -0.99738 | ElmLne
2031 | 2031_DzMD_GzMX_Dp00_Gp00 | A2- Bolivia 33 kV | All generators | 0.91 | ind | Dorada - Magdalena 115 kV | m:cosphi:bus2 | -0.99739 | ElmLne
2031 | 2031_DzMD_GzMX_Dp00_Gp00 | A2- Bolivia 33 kV | All generators | 0.92 | ind | Dorada - Magdalena 115 kV | m:cosphi:bus2 | -0.99741 | ElmLne
2031 | 2031_DzMD_GzMX_Dp00_Gp00 | A2- Bolivia 33 kV | All generators | 0.93 | ind | Dorada - Magdalena 115 kV | m:cosphi:bus2 | -0.99742 | ElmLne
2031 | 2031_DzMD_GzMX_Dp00_Gp00 | A2- Bolivia 33 kV | All generators | 0.94 | ind | Dorada - Magdalena 115 kV | m:cosphi:bus2 | -0.99744 | ElmLne
2031 | 2031_DzMD_GzMX_Dp00_Gp00 | A2- Bolivia 33 kV | All generators | 0.95 | ind | Dorada - Magdalena 115 kV | m:cosphi:bus2 | -0.99746 | ElmLne
2031 | 2031_DzMD_GzMX_Dp00_Gp00 | A2- Bolivia 33 kV | All generators | 0.96 | ind | Dorada - Magdalena 115 kV | m:cosphi:bus2 | -0.99747 | ElmLne
2031 | 2031_DzMD_GzMX_Dp00_Gp00 | A2- Bolivia 33 kV | All generators | 0.97 | ind | Dorada - Magdalena 115 kV | m:cosphi:bus2 | -0.9975 | ElmLne
2031 | 2031_DzMD_GzMX_Dp00_Gp00 | A2- Bolivia 33 kV | All generators | 0.98 | ind | Dorada - Magdalena 115 kV | m:cosphi:bus2 | -0.99752 | ElmLne
2031 | 2031_DzMD_GzMX_Dp00_Gp00 | A2- Bolivia 33 kV | All generators | 0.99 | ind | Dorada - Magdalena 115 kV | m:cosphi:bus2 | -0.99755 | ElmLne
2031 | 2031_DzMD_GzMX_Dp00_Gp00 | A2- Bolivia 33 kV | All generators | 1 | ind | Dorada - Magdalena 115 kV | m:cosphi:bus2 | -0.99763 | ElmLne
2031 | 2031_DzMD_GzMX_Dp00_Gp00 | A2- Bolivia 33 kV | All generators | 0.9 | ind | Mariquita - Victoria 2 115 | m:P:bus1 in MW | -16.6208 | ElmLne
2031 | 2031_DzMD_GzMX_Dp00_Gp00 | A2- Bolivia 33 kV | All generators | 0.91 | ind | Mariquita - Victoria 2 115 | m:P:bus1 in MW | -16.6136 | ElmLne
2031 | 2031_DzMD_GzMX_Dp00_Gp00 | A2- Bolivia 33 kV | All generators | 0.92 | ind | Mariquita - Victoria 2 115 | m:P:bus1 in MW | -16.6063 | ElmLne
2031 | 2031_DzMD_GzMX_Dp00_Gp00 | A2- Bolivia 33 kV | All generators | 0.93 | ind | Mariquita - Victoria 2 115 | m:P:bus1 in MW | -16.5986 | ElmLne
2031 | 2031_DzMD_GzMX_Dp00_Gp00 | A2- Bolivia 33 kV | All generators | 0.94 | ind | Mariquita - Victoria 2 115 | m:P:bus1 in MW | -16.5906 | ElmLne
2031 | 2031_DzMD_GzMX_Dp00_Gp00 | A2- Bolivia 33 kV | All generators | 0.95 | ind | Mariquita - Victoria 2 115 | m:P:bus1 in MW | -16.5822 | ElmLne
2031 | 2031_DzMD_GzMX_Dp00_Gp00 | A2- Bolivia 33 kV | All generators | 0.96 | ind | Mariquita - Victoria 2 115 | m:P:bus1 in MW | -16.573 | ElmLne
2031 | 2031_DzMD_GzMX_Dp00_Gp00 | A2- Bolivia 33 kV | All generators | 0.97 | ind | Mariquita - Victoria 2 115 | m:P:bus1 in MW | -16.5629 | ElmLne
2031 | 2031_DzMD_GzMX_Dp00_Gp00 | A2- Bolivia 33 kV | All generators | 0.98 | ind | Mariquita - Victoria 2 115 | m:P:bus1 in MW | -16.5513 | ElmLne
2031 | 2031_DzMD_GzMX_Dp00_Gp00 | A2- Bolivia 33 kV | All generators | 0.99 | ind | Mariquita - Victoria 2 115 | m:P:bus1 in MW | -16.5365 | ElmLne
2031 | 2031_DzMD_GzMX_Dp00_Gp00 | A2- Bolivia 33 kV | All generators | 1 | ind | Mariquita - Victoria 2 115 | m:P:bus1 in MW | -16.5022 | ElmLne
2031 | 2031_DzMD_GzMX_Dp00_Gp00 | A2- Bolivia 33 kV | All generators | 0.9 | ind | Mariquita - Victoria 2 115 | m:P:bus2 in MW | 16.6881 | ElmLne
2031 | 2031_DzMD_GzMX_Dp00_Gp00 | A2- Bolivia 33 kV | All generators | 0.91 | ind | Mariquita - Victoria 2 115 | m:P:bus2 in MW | 16.6809 | ElmLne
2031 | 2031_DzMD_GzMX_Dp00_Gp00 | A2- Bolivia 33 kV | All generators | 0.92 | ind | Mariquita - Victoria 2 115 | m:P:bus2 in MW | 16.6734 | ElmLne
2031 | 2031_DzMD_GzMX_Dp00_Gp00 | A2- Bolivia 33 kV | All generators | 0.93 | ind | Mariquita - Victoria 2 115 | m:P:bus2 in MW | 16.6657 | ElmLne
2031 | 2031_DzMD_GzMX_Dp00_Gp00 | A2- Bolivia 33 kV | All generators | 0.94 | ind | Mariquita - Victoria 2 115 | m:P:bus2 in MW | 16.6576 | ElmLne
2031 | 2031_DzMD_GzMX_Dp00_Gp00 | A2- Bolivia 33 kV | All generators | 0.95 | ind | Mariquita - Victoria 2 115 | m:P:bus2 in MW | 16.649 | ElmLne
2031 | 2031_DzMD_GzMX_Dp00_Gp00 | A2- Bolivia 33 kV | All generators | 0.96 | ind | Mariquita - Victoria 2 115 | m:P:bus2 in MW | 16.6398 | ElmLne
2031 | 2031_DzMD_GzMX_Dp00_Gp00 | A2- Bolivia 33 kV | All generators | 0.97 | ind | Mariquita - Victoria 2 115 | m:P:bus2 in MW | 16.6296 | ElmLne
2031 | 2031_DzMD_GzMX_Dp00_Gp00 | A2- Bolivia 33 kV | All generators | 0.98 | ind | Mariquita - Victoria 2 115 | m:P:bus2 in MW | 16.6178 | ElmLne
2031 | 2031_DzMD_GzMX_Dp00_Gp00 | A2- Bolivia 33 kV | All generators | 0.99 | ind | Mariquita - Victoria 2 115 | m:P:bus2 in MW | 16.6029 | ElmLne
2031 | 2031_DzMD_GzMX_Dp00_Gp00 | A2- Bolivia 33 kV | All generators | 1 | ind | Mariquita - Victoria 2 115 | m:P:bus2 in MW | 16.5681 | ElmLne
2031 | 2031_DzMD_GzMX_Dp00_Gp00 | A2- Bolivia 33 kV | All generators | 0.9 | ind | Mariquita - Victoria 2 115 | m:Q:bus1 in Mvar | 5.9835 | ElmLne
2031 | 2031_DzMD_GzMX_Dp00_Gp00 | A2- Bolivia 33 kV | All generators | 0.91 | ind | Mariquita - Victoria 2 115 | m:Q:bus1 in Mvar | 5.9641 | ElmLne
2031 | 2031_DzMD_GzMX_Dp00_Gp00 | A2- Bolivia 33 kV | All generators | 0.92 | ind | Mariquita - Victoria 2 115 | m:Q:bus1 in Mvar | 5.9437 | ElmLne
2031 | 2031_DzMD_GzMX_Dp00_Gp00 | A2- Bolivia 33 kV | All generators | 0.93 | ind | Mariquita - Victoria 2 115 | m:Q:bus1 in Mvar | 5.9222 | ElmLne
2031 | 2031_DzMD_GzMX_Dp00_Gp00 | A2- Bolivia 33 kV | All generators | 0.94 | ind | Mariquita - Victoria 2 115 | m:Q:bus1 in Mvar | 5.8993 | ElmLne
2031 | 2031_DzMD_GzMX_Dp00_Gp00 | A2- Bolivia 33 kV | All generators | 0.95 | ind | Mariquita - Victoria 2 115 | m:Q:bus1 in Mvar | 5.8745 | ElmLne
2031 | 2031_DzMD_GzMX_Dp00_Gp00 | A2- Bolivia 33 kV | All generators | 0.96 | ind | Mariquita - Victoria 2 115 | m:Q:bus1 in Mvar | 5.8472 | ElmLne
2031 | 2031_DzMD_GzMX_Dp00_Gp00 | A2- Bolivia 33 kV | All generators | 0.97 | ind | Mariquita - Victoria 2 115 | m:Q:bus1 in Mvar | 5.8162 | ElmLne
2031 | 2031_DzMD_GzMX_Dp00_Gp00 | A2- Bolivia 33 kV | All generators | 0.98 | ind | Mariquita - Victoria 2 115 | m:Q:bus1 in Mvar | 5.7793 | ElmLne
2031 | 2031_DzMD_GzMX_Dp00_Gp00 | A2- Bolivia 33 kV | All generators | 0.99 | ind | Mariquita - Victoria 2 115 | m:Q:bus1 in Mvar | 5.7305 | ElmLne
2031 | 2031_DzMD_GzMX_Dp00_Gp00 | A2- Bolivia 33 kV | All generators | 1 | ind | Mariquita - Victoria 2 115 | m:Q:bus1 in Mvar | 5.6069 | ElmLne
2031 | 2031_DzMD_GzMX_Dp00_Gp00 | A2- Bolivia 33 kV | All generators | 0.9 | ind | Mariquita - Victoria 2 115 | m:Q:bus2 in Mvar | -6.4708 | ElmLne
2031 | 2031_DzMD_GzMX_Dp00_Gp00 | A2- Bolivia 33 kV | All generators | 0.91 | ind | Mariquita - Victoria 2 115 | m:Q:bus2 in Mvar | -6.4513 | ElmLne
2031 | 2031_DzMD_GzMX_Dp00_Gp00 | A2- Bolivia 33 kV | All generators | 0.92 | ind | Mariquita - Victoria 2 115 | m:Q:bus2 in Mvar | -6.4309 | ElmLne
2031 | 2031_DzMD_GzMX_Dp00_Gp00 | A2- Bolivia 33 kV | All generators | 0.93 | ind | Mariquita - Victoria 2 115 | m:Q:bus2 in Mvar | -6.4094 | ElmLne
2031 | 2031_DzMD_GzMX_Dp00_Gp00 | A2- Bolivia 33 kV | All generators | 0.94 | ind | Mariquita - Victoria 2 115 | m:Q:bus2 in Mvar | -6.3864 | ElmLne
2031 | 2031_DzMD_GzMX_Dp00_Gp00 | A2- Bolivia 33 kV | All generators | 0.95 | ind | Mariquita - Victoria 2 115 | m:Q:bus2 in Mvar | -6.3616 | ElmLne
2031 | 2031_DzMD_GzMX_Dp00_Gp00 | A2- Bolivia 33 kV | All generators | 0.96 | ind | Mariquita - Victoria 2 115 | m:Q:bus2 in Mvar | -6.3342 | ElmLne
2031 | 2031_DzMD_GzMX_Dp00_Gp00 | A2- Bolivia 33 kV | All generators | 0.97 | ind | Mariquita - Victoria 2 115 | m:Q:bus2 in Mvar | -6.3032 | ElmLne
2031 | 2031_DzMD_GzMX_Dp00_Gp00 | A2- Bolivia 33 kV | All generators | 0.98 | ind | Mariquita - Victoria 2 115 | m:Q:bus2 in Mvar | -6.2662 | ElmLne
2031 | 2031_DzMD_GzMX_Dp00_Gp00 | A2- Bolivia 33 kV | All generators | 0.99 | ind | Mariquita - Victoria 2 115 | m:Q:bus2 in Mvar | -6.2173 | ElmLne
2031 | 2031_DzMD_GzMX_Dp00_Gp00 | A2- Bolivia 33 kV | All generators | 1 | ind | Mariquita - Victoria 2 115 | m:Q:bus2 in Mvar | -6.0932 | ElmLne
2031 | 2031_DzMD_GzMX_Dp00_Gp00 | A2- Bolivia 33 kV | All generators | 0.9 | ind | Mariquita - Victoria 2 115 | m:cosphi:bus1 | -0.94089 | ElmLne
2031 | 2031_DzMD_GzMX_Dp00_Gp00 | A2- Bolivia 33 kV | All generators | 0.91 | ind | Mariquita - Victoria 2 115 | m:cosphi:bus1 | -0.94119 | ElmLne
2031 | 2031_DzMD_GzMX_Dp00_Gp00 | A2- Bolivia 33 kV | All generators | 0.92 | ind | Mariquita - Victoria 2 115 | m:cosphi:bus1 | -0.94151 | ElmLne
2031 | 2031_DzMD_GzMX_Dp00_Gp00 | A2- Bolivia 33 kV | All generators | 0.93 | ind | Mariquita - Victoria 2 115 | m:cosphi:bus1 | -0.94185 | ElmLne
2031 | 2031_DzMD_GzMX_Dp00_Gp00 | A2- Bolivia 33 kV | All generators | 0.94 | ind | Mariquita - Victoria 2 115 | m:cosphi:bus1 | -0.94221 | ElmLne
2031 | 2031_DzMD_GzMX_Dp00_Gp00 | A2- Bolivia 33 kV | All generators | 0.95 | ind | Mariquita - Victoria 2 115 | m:cosphi:bus1 | -0.9426 | ElmLne
2031 | 2031_DzMD_GzMX_Dp00_Gp00 | A2- Bolivia 33 kV | All generators | 0.96 | ind | Mariquita - Victoria 2 115 | m:cosphi:bus1 | -0.94303 | ElmLne
2031 | 2031_DzMD_GzMX_Dp00_Gp00 | A2- Bolivia 33 kV | All generators | 0.97 | ind | Mariquita - Victoria 2 115 | m:cosphi:bus1 | -0.94352 | ElmLne
2031 | 2031_DzMD_GzMX_Dp00_Gp00 | A2- Bolivia 33 kV | All generators | 0.98 | ind | Mariquita - Victoria 2 115 | m:cosphi:bus1 | -0.9441 | ElmLne
2031 | 2031_DzMD_GzMX_Dp00_Gp00 | A2- Bolivia 33 kV | All generators | 0.99 | ind | Mariquita - Victoria 2 115 | m:cosphi:bus1 | -0.94487 | ElmLne
2031 | 2031_DzMD_GzMX_Dp00_Gp00 | A2- Bolivia 33 kV | All generators | 1 | ind | Mariquita - Victoria 2 115 | m:cosphi:bus1 | -0.94684 | ElmLne
2031 | 2031_DzMD_GzMX_Dp00_Gp00 | A2- Bolivia 33 kV | All generators | 0.9 | ind | Mariquita - Victoria 2 115 | m:cosphi:bus2 | 0.93236 | ElmLne
2031 | 2031_DzMD_GzMX_Dp00_Gp00 | A2- Bolivia 33 kV | All generators | 0.91 | ind | Mariquita - Victoria 2 115 | m:cosphi:bus2 | 0.93268 | ElmLne
2031 | 2031_DzMD_GzMX_Dp00_Gp00 | A2- Bolivia 33 kV | All generators | 0.92 | ind | Mariquita - Victoria 2 115 | m:cosphi:bus2 | 0.93301 | ElmLne
2031 | 2031_DzMD_GzMX_Dp00_Gp00 | A2- Bolivia 33 kV | All generators | 0.93 | ind | Mariquita - Victoria 2 115 | m:cosphi:bus2 | 0.93335 | ElmLne
2031 | 2031_DzMD_GzMX_Dp00_Gp00 | A2- Bolivia 33 kV | All generators | 0.94 | ind | Mariquita - Victoria 2 115 | m:cosphi:bus2 | 0.93373 | ElmLne
2031 | 2031_DzMD_GzMX_Dp00_Gp00 | A2- Bolivia 33 kV | All generators | 0.95 | ind | Mariquita - Victoria 2 115 | m:cosphi:bus2 | 0.93413 | ElmLne
2031 | 2031_DzMD_GzMX_Dp00_Gp00 | A2- Bolivia 33 kV | All generators | 0.96 | ind | Mariquita - Victoria 2 115 | m:cosphi:bus2 | 0.93458 | ElmLne
2031 | 2031_DzMD_GzMX_Dp00_Gp00 | A2- Bolivia 33 kV | All generators | 0.97 | ind | Mariquita - Victoria 2 115 | m:cosphi:bus2 | 0.93508 | ElmLne
2031 | 2031_DzMD_GzMX_Dp00_Gp00 | A2- Bolivia 33 kV | All generators | 0.98 | ind | Mariquita - Victoria 2 115 | m:cosphi:bus2 | 0.93569 | ElmLne
2031 | 2031_DzMD_GzMX_Dp00_Gp00 | A2- Bolivia 33 kV | All generators | 0.99 | ind | Mariquita - Victoria 2 115 | m:cosphi:bus2 | 0.93649 | ElmLne
2031 | 2031_DzMD_GzMX_Dp00_Gp00 | A2- Bolivia 33 kV | All generators | 1 | ind | Mariquita - Victoria 2 115 | m:cosphi:bus2 | 0.93854 | ElmLne
2031 | 2031_DzMD_GzMX_Dp00_Gp00 | A2- Bolivia 33 kV | All generators | 0.9 | ind | Dorada 115/33/13.8 kV | m:P:bushv in MW | -15.0855 | ElmTr3
2031 | 2031_DzMD_GzMX_Dp00_Gp00 | A2- Bolivia 33 kV | All generators | 0.91 | ind | Dorada 115/33/13.8 kV | m:P:bushv in MW | -15.0826 | ElmTr3
2031 | 2031_DzMD_GzMX_Dp00_Gp00 | A2- Bolivia 33 kV | All generators | 0.92 | ind | Dorada 115/33/13.8 kV | m:P:bushv in MW | -15.0794 | ElmTr3
2031 | 2031_DzMD_GzMX_Dp00_Gp00 | A2- Bolivia 33 kV | All generators | 0.93 | ind | Dorada 115/33/13.8 kV | m:P:bushv in MW | -15.0761 | ElmTr3
2031 | 2031_DzMD_GzMX_Dp00_Gp00 | A2- Bolivia 33 kV | All generators | 0.94 | ind | Dorada 115/33/13.8 kV | m:P:bushv in MW | -15.0724 | ElmTr3
2031 | 2031_DzMD_GzMX_Dp00_Gp00 | A2- Bolivia 33 kV | All generators | 0.95 | ind | Dorada 115/33/13.8 kV | m:P:bushv in MW | -15.0685 | ElmTr3
2031 | 2031_DzMD_GzMX_Dp00_Gp00 | A2- Bolivia 33 kV | All generators | 0.96 | ind | Dorada 115/33/13.8 kV | m:P:bushv in MW | -15.0641 | ElmTr3
2031 | 2031_DzMD_GzMX_Dp00_Gp00 | A2- Bolivia 33 kV | All generators | 0.97 | ind | Dorada 115/33/13.8 kV | m:P:bushv in MW | -15.059 | ElmTr3
2031 | 2031_DzMD_GzMX_Dp00_Gp00 | A2- Bolivia 33 kV | All generators | 0.98 | ind | Dorada 115/33/13.8 kV | m:P:bushv in MW | -15.0529 | ElmTr3
2031 | 2031_DzMD_GzMX_Dp00_Gp00 | A2- Bolivia 33 kV | All generators | 0.99 | ind | Dorada 115/33/13.8 kV | m:P:bushv in MW | -15.0447 | ElmTr3
2031 | 2031_DzMD_GzMX_Dp00_Gp00 | A2- Bolivia 33 kV | All generators | 1 | ind | Dorada 115/33/13.8 kV | m:P:bushv in MW | -15.0232 | ElmTr3
2031 | 2031_DzMD_GzMX_Dp00_Gp00 | A2- Bolivia 33 kV | All generators | 0.9 | ind | Dorada 115/33/13.8 kV | m:Q:bushv in Mvar | 8.0426 | ElmTr3
2031 | 2031_DzMD_GzMX_Dp00_Gp00 | A2- Bolivia 33 kV | All generators | 0.91 | ind | Dorada 115/33/13.8 kV | m:Q:bushv in Mvar | 8.0549 | ElmTr3
2031 | 2031_DzMD_GzMX_Dp00_Gp00 | A2- Bolivia 33 kV | All generators | 0.92 | ind | Dorada 115/33/13.8 kV | m:Q:bushv in Mvar | 8.0677 | ElmTr3
2031 | 2031_DzMD_GzMX_Dp00_Gp00 | A2- Bolivia 33 kV | All generators | 0.93 | ind | Dorada 115/33/13.8 kV | m:Q:bushv in Mvar | 8.0811 | ElmTr3
2031 | 2031_DzMD_GzMX_Dp00_Gp00 | A2- Bolivia 33 kV | All generators | 0.94 | ind | Dorada 115/33/13.8 kV | m:Q:bushv in Mvar | 8.0955 | ElmTr3
2031 | 2031_DzMD_GzMX_Dp00_Gp00 | A2- Bolivia 33 kV | All generators | 0.95 | ind | Dorada 115/33/13.8 kV | m:Q:bushv in Mvar | 8.1109 | ElmTr3
2031 | 2031_DzMD_GzMX_Dp00_Gp00 | A2- Bolivia 33 kV | All generators | 0.96 | ind | Dorada 115/33/13.8 kV | m:Q:bushv in Mvar | 8.1278 | ElmTr3
2031 | 2031_DzMD_GzMX_Dp00_Gp00 | A2- Bolivia 33 kV | All generators | 0.97 | ind | Dorada 115/33/13.8 kV | m:Q:bushv in Mvar | 8.147 | ElmTr3
2031 | 2031_DzMD_GzMX_Dp00_Gp00 | A2- Bolivia 33 kV | All generators | 0.98 | ind | Dorada 115/33/13.8 kV | m:Q:bushv in Mvar | 8.1696 | ElmTr3
2031 | 2031_DzMD_GzMX_Dp00_Gp00 | A2- Bolivia 33 kV | All generators | 0.99 | ind | Dorada 115/33/13.8 kV | m:Q:bushv in Mvar | 8.1993 | ElmTr3
2031 | 2031_DzMD_GzMX_Dp00_Gp00 | A2- Bolivia 33 kV | All generators | 1 | ind | Dorada 115/33/13.8 kV | m:Q:bushv in Mvar | 8.2736 | ElmTr3
2031 | 2031_DzMD_GzMX_Dp00_Gp00 | A2- Bolivia 33 kV | All generators | 0.9 | ind | Dorada 115/33/13.8 kV | m:cosphi:bushv | -0.88243 | ElmTr3
2031 | 2031_DzMD_GzMX_Dp00_Gp00 | A2- Bolivia 33 kV | All generators | 0.91 | ind | Dorada 115/33/13.8 kV | m:cosphi:bushv | -0.88209 | ElmTr3
2031 | 2031_DzMD_GzMX_Dp00_Gp00 | A2- Bolivia 33 kV | All generators | 0.92 | ind | Dorada 115/33/13.8 kV | m:cosphi:bushv | -0.88174 | ElmTr3
2031 | 2031_DzMD_GzMX_Dp00_Gp00 | A2- Bolivia 33 kV | All generators | 0.93 | ind | Dorada 115/33/13.8 kV | m:cosphi:bushv | -0.88137 | ElmTr3
2031 | 2031_DzMD_GzMX_Dp00_Gp00 | A2- Bolivia 33 kV | All generators | 0.94 | ind | Dorada 115/33/13.8 kV | m:cosphi:bushv | -0.88097 | ElmTr3
2031 | 2031_DzMD_GzMX_Dp00_Gp00 | A2- Bolivia 33 kV | All generators | 0.95 | ind | Dorada 115/33/13.8 kV | m:cosphi:bushv | -0.88054 | ElmTr3
2031 | 2031_DzMD_GzMX_Dp00_Gp00 | A2- Bolivia 33 kV | All generators | 0.96 | ind | Dorada 115/33/13.8 kV | m:cosphi:bushv | -0.88007 | ElmTr3
2031 | 2031_DzMD_GzMX_Dp00_Gp00 | A2- Bolivia 33 kV | All generators | 0.97 | ind | Dorada 115/33/13.8 kV | m:cosphi:bushv | -0.87954 | ElmTr3
2031 | 2031_DzMD_GzMX_Dp00_Gp00 | A2- Bolivia 33 kV | All generators | 0.98 | ind | Dorada 115/33/13.8 kV | m:cosphi:bushv | -0.8789 | ElmTr3
2031 | 2031_DzMD_GzMX_Dp00_Gp00 | A2- Bolivia 33 kV | All generators | 0.99 | ind | Dorada 115/33/13.8 kV | m:cosphi:bushv | -0.87806 | ElmTr3
2031 | 2031_DzMD_GzMX_Dp00_Gp00 | A2- Bolivia 33 kV | All generators | 1 | ind | Dorada 115/33/13.8 kV | m:cosphi:bushv | -0.87595 | ElmTr3
2031 | 2031_DzMD_GzMX_Dp00_Gp00 | A2- Bolivia 33 kV | All generators | 0.9 | ind | Manzanares 115/33/13.8 kV | m:P:bushv in MW | -26.6588 | ElmTr3
2031 | 2031_DzMD_GzMX_Dp00_Gp00 | A2- Bolivia 33 kV | All generators | 0.91 | ind | Manzanares 115/33/13.8 kV | m:P:bushv in MW | -26.6754 | ElmTr3
2031 | 2031_DzMD_GzMX_Dp00_Gp00 | A2- Bolivia 33 kV | All generators | 0.92 | ind | Manzanares 115/33/13.8 kV | m:P:bushv in MW | -26.6912 | ElmTr3
2031 | 2031_DzMD_GzMX_Dp00_Gp00 | A2- Bolivia 33 kV | All generators | 0.93 | ind | Manzanares 115/33/13.8 kV | m:P:bushv in MW | -26.7064 | ElmTr3
2031 | 2031_DzMD_GzMX_Dp00_Gp00 | A2- Bolivia 33 kV | All generators | 0.94 | ind | Manzanares 115/33/13.8 kV | m:P:bushv in MW | -26.7206 | ElmTr3
2031 | 2031_DzMD_GzMX_Dp00_Gp00 | A2- Bolivia 33 kV | All generators | 0.95 | ind | Manzanares 115/33/13.8 kV | m:P:bushv in MW | -26.7338 | ElmTr3
2031 | 2031_DzMD_GzMX_Dp00_Gp00 | A2- Bolivia 33 kV | All generators | 0.96 | ind | Manzanares 115/33/13.8 kV | m:P:bushv in MW | -26.7458 | ElmTr3
2031 | 2031_DzMD_GzMX_Dp00_Gp00 | A2- Bolivia 33 kV | All generators | 0.97 | ind | Manzanares 115/33/13.8 kV | m:P:bushv in MW | -26.7562 | ElmTr3
2031 | 2031_DzMD_GzMX_Dp00_Gp00 | A2- Bolivia 33 kV | All generators | 0.98 | ind | Manzanares 115/33/13.8 kV | m:P:bushv in MW | -26.7639 | ElmTr3
2031 | 2031_DzMD_GzMX_Dp00_Gp00 | A2- Bolivia 33 kV | All generators | 0.99 | ind | Manzanares 115/33/13.8 kV | m:P:bushv in MW | -26.7667 | ElmTr3
2031 | 2031_DzMD_GzMX_Dp00_Gp00 | A2- Bolivia 33 kV | All generators | 1 | ind | Manzanares 115/33/13.8 kV | m:P:bushv in MW | -26.7359 | ElmTr3
2031 | 2031_DzMD_GzMX_Dp00_Gp00 | A2- Bolivia 33 kV | All generators | 0.9 | ind | Manzanares 115/33/13.8 kV | m:Q:bushv in Mvar | 2.5526 | ElmTr3
2031 | 2031_DzMD_GzMX_Dp00_Gp00 | A2- Bolivia 33 kV | All generators | 0.91 | ind | Manzanares 115/33/13.8 kV | m:Q:bushv in Mvar | 2.8797 | ElmTr3
2031 | 2031_DzMD_GzMX_Dp00_Gp00 | A2- Bolivia 33 kV | All generators | 0.92 | ind | Manzanares 115/33/13.8 kV | m:Q:bushv in Mvar | 3.2216 | ElmTr3
2031 | 2031_DzMD_GzMX_Dp00_Gp00 | A2- Bolivia 33 kV | All generators | 0.93 | ind | Manzanares 115/33/13.8 kV | m:Q:bushv in Mvar | 3.5818 | ElmTr3
2031 | 2031_DzMD_GzMX_Dp00_Gp00 | A2- Bolivia 33 kV | All generators | 0.94 | ind | Manzanares 115/33/13.8 kV | m:Q:bushv in Mvar | 3.9653 | ElmTr3
2031 | 2031_DzMD_GzMX_Dp00_Gp00 | A2- Bolivia 33 kV | All generators | 0.95 | ind | Manzanares 115/33/13.8 kV | m:Q:bushv in Mvar | 4.3791 | ElmTr3
2031 | 2031_DzMD_GzMX_Dp00_Gp00 | A2- Bolivia 33 kV | All generators | 0.96 | ind | Manzanares 115/33/13.8 kV | m:Q:bushv in Mvar | 4.8343 | ElmTr3
2031 | 2031_DzMD_GzMX_Dp00_Gp00 | A2- Bolivia 33 kV | All generators | 0.97 | ind | Manzanares 115/33/13.8 kV | m:Q:bushv in Mvar | 5.3496 | ElmTr3
2031 | 2031_DzMD_GzMX_Dp00_Gp00 | A2- Bolivia 33 kV | All generators | 0.98 | ind | Manzanares 115/33/13.8 kV | m:Q:bushv in Mvar | 5.9616 | ElmTr3
2031 | 2031_DzMD_GzMX_Dp00_Gp00 | A2- Bolivia 33 kV | All generators | 0.99 | ind | Manzanares 115/33/13.8 kV | m:Q:bushv in Mvar | 6.7663 | ElmTr3
2031 | 2031_DzMD_GzMX_Dp00_Gp00 | A2- Bolivia 33 kV | All generators | 1 | ind | Manzanares 115/33/13.8 kV | m:Q:bushv in Mvar | 8.7915 | ElmTr3
2031 | 2031_DzMD_GzMX_Dp00_Gp00 | A2- Bolivia 33 kV | All generators | 0.9 | ind | Manzanares 115/33/13.8 kV | m:cosphi:bushv | -0.99545 | ElmTr3
2031 | 2031_DzMD_GzMX_Dp00_Gp00 | A2- Bolivia 33 kV | All generators | 0.91 | ind | Manzanares 115/33/13.8 kV | m:cosphi:bushv | -0.99422 | ElmTr3
2031 | 2031_DzMD_GzMX_Dp00_Gp00 | A2- Bolivia 33 kV | All generators | 0.92 | ind | Manzanares 115/33/13.8 kV | m:cosphi:bushv | -0.99279 | ElmTr3
2031 | 2031_DzMD_GzMX_Dp00_Gp00 | A2- Bolivia 33 kV | All generators | 0.93 | ind | Manzanares 115/33/13.8 kV | m:cosphi:bushv | -0.99113 | ElmTr3
2031 | 2031_DzMD_GzMX_Dp00_Gp00 | A2- Bolivia 33 kV | All generators | 0.94 | ind | Manzanares 115/33/13.8 kV | m:cosphi:bushv | -0.98917 | ElmTr3
2031 | 2031_DzMD_GzMX_Dp00_Gp00 | A2- Bolivia 33 kV | All generators | 0.95 | ind | Manzanares 115/33/13.8 kV | m:cosphi:bushv | -0.98685 | ElmTr3
2031 | 2031_DzMD_GzMX_Dp00_Gp00 | A2- Bolivia 33 kV | All generators | 0.96 | ind | Manzanares 115/33/13.8 kV | m:cosphi:bushv | -0.98405 | ElmTr3
2031 | 2031_DzMD_GzMX_Dp00_Gp00 | A2- Bolivia 33 kV | All generators | 0.97 | ind | Manzanares 115/33/13.8 kV | m:cosphi:bushv | -0.98059 | ElmTr3
2031 | 2031_DzMD_GzMX_Dp00_Gp00 | A2- Bolivia 33 kV | All generators | 0.98 | ind | Manzanares 115/33/13.8 kV | m:cosphi:bushv | -0.97608 | ElmTr3
2031 | 2031_DzMD_GzMX_Dp00_Gp00 | A2- Bolivia 33 kV | All generators | 0.99 | ind | Manzanares 115/33/13.8 kV | m:cosphi:bushv | -0.9695 | ElmTr3
2031 | 2031_DzMD_GzMX_Dp00_Gp00 | A2- Bolivia 33 kV | All generators | 1 | ind | Manzanares 115/33/13.8 kV | m:cosphi:bushv | -0.94996 | ElmTr3
2031 | 2031_DzMD_GzMX_Dp00_Gp00 | A2- Bolivia 33 kV | All generators | 0.9 | ind | Purnio 230/115 | m:P:bushv in MW | -64.1662 | ElmTr3
2031 | 2031_DzMD_GzMX_Dp00_Gp00 | A2- Bolivia 33 kV | All generators | 0.91 | ind | Purnio 230/115 | m:P:bushv in MW | -64.1722 | ElmTr3
2031 | 2031_DzMD_GzMX_Dp00_Gp00 | A2- Bolivia 33 kV | All generators | 0.92 | ind | Purnio 230/115 | m:P:bushv in MW | -64.1782 | ElmTr3
2031 | 2031_DzMD_GzMX_Dp00_Gp00 | A2- Bolivia 33 kV | All generators | 0.93 | ind | Purnio 230/115 | m:P:bushv in MW | -64.1841 | ElmTr3
2031 | 2031_DzMD_GzMX_Dp00_Gp00 | A2- Bolivia 33 kV | All generators | 0.94 | ind | Purnio 230/115 | m:P:bushv in MW | -64.1899 | ElmTr3
2031 | 2031_DzMD_GzMX_Dp00_Gp00 | A2- Bolivia 33 kV | All generators | 0.95 | ind | Purnio 230/115 | m:P:bushv in MW | -64.1958 | ElmTr3
2031 | 2031_DzMD_GzMX_Dp00_Gp00 | A2- Bolivia 33 kV | All generators | 0.96 | ind | Purnio 230/115 | m:P:bushv in MW | -64.2016 | ElmTr3
2031 | 2031_DzMD_GzMX_Dp00_Gp00 | A2- Bolivia 33 kV | All generators | 0.97 | ind | Purnio 230/115 | m:P:bushv in MW | -64.2075 | ElmTr3
2031 | 2031_DzMD_GzMX_Dp00_Gp00 | A2- Bolivia 33 kV | All generators | 0.98 | ind | Purnio 230/115 | m:P:bushv in MW | -64.2135 | ElmTr3
2031 | 2031_DzMD_GzMX_Dp00_Gp00 | A2- Bolivia 33 kV | All generators | 0.99 | ind | Purnio 230/115 | m:P:bushv in MW | -64.2197 | ElmTr3
2031 | 2031_DzMD_GzMX_Dp00_Gp00 | A2- Bolivia 33 kV | All generators | 1 | ind | Purnio 230/115 | m:P:bushv in MW | -64.2269 | ElmTr3
2031 | 2031_DzMD_GzMX_Dp00_Gp00 | A2- Bolivia 33 kV | All generators | 0.9 | ind | Purnio 230/115 | m:Q:bushv in Mvar | 12.7688 | ElmTr3
2031 | 2031_DzMD_GzMX_Dp00_Gp00 | A2- Bolivia 33 kV | All generators | 0.91 | ind | Purnio 230/115 | m:Q:bushv in Mvar | 12.8346 | ElmTr3
2031 | 2031_DzMD_GzMX_Dp00_Gp00 | A2- Bolivia 33 kV | All generators | 0.92 | ind | Purnio 230/115 | m:Q:bushv in Mvar | 12.9034 | ElmTr3
2031 | 2031_DzMD_GzMX_Dp00_Gp00 | A2- Bolivia 33 kV | All generators | 0.93 | ind | Purnio 230/115 | m:Q:bushv in Mvar | 12.9758 | ElmTr3
2031 | 2031_DzMD_GzMX_Dp00_Gp00 | A2- Bolivia 33 kV | All generators | 0.94 | ind | Purnio 230/115 | m:Q:bushv in Mvar | 13.0528 | ElmTr3
2031 | 2031_DzMD_GzMX_Dp00_Gp00 | A2- Bolivia 33 kV | All generators | 0.95 | ind | Purnio 230/115 | m:Q:bushv in Mvar | 13.1359 | ElmTr3
2031 | 2031_DzMD_GzMX_Dp00_Gp00 | A2- Bolivia 33 kV | All generators | 0.96 | ind | Purnio 230/115 | m:Q:bushv in Mvar | 13.2272 | ElmTr3
2031 | 2031_DzMD_GzMX_Dp00_Gp00 | A2- Bolivia 33 kV | All generators | 0.97 | ind | Purnio 230/115 | m:Q:bushv in Mvar | 13.3305 | ElmTr3
2031 | 2031_DzMD_GzMX_Dp00_Gp00 | A2- Bolivia 33 kV | All generators | 0.98 | ind | Purnio 230/115 | m:Q:bushv in Mvar | 13.453 | ElmTr3
2031 | 2031_DzMD_GzMX_Dp00_Gp00 | A2- Bolivia 33 kV | All generators | 0.99 | ind | Purnio 230/115 | m:Q:bushv in Mvar | 13.6138 | ElmTr3
2031 | 2031_DzMD_GzMX_Dp00_Gp00 | A2- Bolivia 33 kV | All generators | 1 | ind | Purnio 230/115 | m:Q:bushv in Mvar | 14.0179 | ElmTr3
2031 | 2031_DzMD_GzMX_Dp00_Gp00 | A2- Bolivia 33 kV | All generators | 0.9 | ind | Purnio 230/115 | m:cosphi:bushv | -0.98077 | ElmTr3
2031 | 2031_DzMD_GzMX_Dp00_Gp00 | A2- Bolivia 33 kV | All generators | 0.91 | ind | Purnio 230/115 | m:cosphi:bushv | -0.98058 | ElmTr3
2031 | 2031_DzMD_GzMX_Dp00_Gp00 | A2- Bolivia 33 kV | All generators | 0.92 | ind | Purnio 230/115 | m:cosphi:bushv | -0.98038 | ElmTr3
2031 | 2031_DzMD_GzMX_Dp00_Gp00 | A2- Bolivia 33 kV | All generators | 0.93 | ind | Purnio 230/115 | m:cosphi:bushv | -0.98017 | ElmTr3
2031 | 2031_DzMD_GzMX_Dp00_Gp00 | A2- Bolivia 33 kV | All generators | 0.94 | ind | Purnio 230/115 | m:cosphi:bushv | -0.97995 | ElmTr3
2031 | 2031_DzMD_GzMX_Dp00_Gp00 | A2- Bolivia 33 kV | All generators | 0.95 | ind | Purnio 230/115 | m:cosphi:bushv | -0.9797 | ElmTr3
2031 | 2031_DzMD_GzMX_Dp00_Gp00 | A2- Bolivia 33 kV | All generators | 0.96 | ind | Purnio 230/115 | m:cosphi:bushv | -0.97943 | ElmTr3
2031 | 2031_DzMD_GzMX_Dp00_Gp00 | A2- Bolivia 33 kV | All generators | 0.97 | ind | Purnio 230/115 | m:cosphi:bushv | -0.97912 | ElmTr3
2031 | 2031_DzMD_GzMX_Dp00_Gp00 | A2- Bolivia 33 kV | All generators | 0.98 | ind | Purnio 230/115 | m:cosphi:bushv | -0.97875 | ElmTr3
2031 | 2031_DzMD_GzMX_Dp00_Gp00 | A2- Bolivia 33 kV | All generators | 0.99 | ind | Purnio 230/115 | m:cosphi:bushv | -0.97826 | ElmTr3
2031 | 2031_DzMD_GzMX_Dp00_Gp00 | A2- Bolivia 33 kV | All generators | 1 | ind | Purnio 230/115 | m:cosphi:bushv | -0.977 | ElmTr3
2031 | 2031_DzMD_GzMX_Dp00_Gp00 | A2- Bolivia 33 kV | All generators | 0.9 | ind | Victoria 115/33/13.8 kV | m:P:bushv in MW | -12.2156 | ElmTr3
2031 | 2031_DzMD_GzMX_Dp00_Gp00 | A2- Bolivia 33 kV | All generators | 0.91 | ind | Victoria 115/33/13.8 kV | m:P:bushv in MW | -12.2125 | ElmTr3
2031 | 2031_DzMD_GzMX_Dp00_Gp00 | A2- Bolivia 33 kV | All generators | 0.92 | ind | Victoria 115/33/13.8 kV | m:P:bushv in MW | -12.209 | ElmTr3
2031 | 2031_DzMD_GzMX_Dp00_Gp00 | A2- Bolivia 33 kV | All generators | 0.93 | ind | Victoria 115/33/13.8 kV | m:P:bushv in MW | -12.205 | ElmTr3
2031 | 2031_DzMD_GzMX_Dp00_Gp00 | A2- Bolivia 33 kV | All generators | 0.94 | ind | Victoria 115/33/13.8 kV | m:P:bushv in MW | -12.2003 | ElmTr3
2031 | 2031_DzMD_GzMX_Dp00_Gp00 | A2- Bolivia 33 kV | All generators | 0.95 | ind | Victoria 115/33/13.8 kV | m:P:bushv in MW | -12.1948 | ElmTr3
2031 | 2031_DzMD_GzMX_Dp00_Gp00 | A2- Bolivia 33 kV | All generators | 0.96 | ind | Victoria 115/33/13.8 kV | m:P:bushv in MW | -12.1882 | ElmTr3
2031 | 2031_DzMD_GzMX_Dp00_Gp00 | A2- Bolivia 33 kV | All generators | 0.97 | ind | Victoria 115/33/13.8 kV | m:P:bushv in MW | -12.1801 | ElmTr3
2031 | 2031_DzMD_GzMX_Dp00_Gp00 | A2- Bolivia 33 kV | All generators | 0.98 | ind | Victoria 115/33/13.8 kV | m:P:bushv in MW | -12.1695 | ElmTr3
2031 | 2031_DzMD_GzMX_Dp00_Gp00 | A2- Bolivia 33 kV | All generators | 0.99 | ind | Victoria 115/33/13.8 kV | m:P:bushv in MW | -12.1541 | ElmTr3
2031 | 2031_DzMD_GzMX_Dp00_Gp00 | A2- Bolivia 33 kV | All generators | 1 | ind | Victoria 115/33/13.8 kV | m:P:bushv in MW | -12.1073 | ElmTr3
2031 | 2031_DzMD_GzMX_Dp00_Gp00 | A2- Bolivia 33 kV | All generators | 0.9 | ind | Victoria 115/33/13.8 kV | m:Q:bushv in Mvar | 6.666 | ElmTr3
2031 | 2031_DzMD_GzMX_Dp00_Gp00 | A2- Bolivia 33 kV | All generators | 0.91 | ind | Victoria 115/33/13.8 kV | m:Q:bushv in Mvar | 6.7368 | ElmTr3
2031 | 2031_DzMD_GzMX_Dp00_Gp00 | A2- Bolivia 33 kV | All generators | 0.92 | ind | Victoria 115/33/13.8 kV | m:Q:bushv in Mvar | 6.8108 | ElmTr3
2031 | 2031_DzMD_GzMX_Dp00_Gp00 | A2- Bolivia 33 kV | All generators | 0.93 | ind | Victoria 115/33/13.8 kV | m:Q:bushv in Mvar | 6.8887 | ElmTr3
2031 | 2031_DzMD_GzMX_Dp00_Gp00 | A2- Bolivia 33 kV | All generators | 0.94 | ind | Victoria 115/33/13.8 kV | m:Q:bushv in Mvar | 6.9716 | ElmTr3
2031 | 2031_DzMD_GzMX_Dp00_Gp00 | A2- Bolivia 33 kV | All generators | 0.95 | ind | Victoria 115/33/13.8 kV | m:Q:bushv in Mvar | 7.061 | ElmTr3
2031 | 2031_DzMD_GzMX_Dp00_Gp00 | A2- Bolivia 33 kV | All generators | 0.96 | ind | Victoria 115/33/13.8 kV | m:Q:bushv in Mvar | 7.1593 | ElmTr3
2031 | 2031_DzMD_GzMX_Dp00_Gp00 | A2- Bolivia 33 kV | All generators | 0.97 | ind | Victoria 115/33/13.8 kV | m:Q:bushv in Mvar | 7.2705 | ElmTr3
2031 | 2031_DzMD_GzMX_Dp00_Gp00 | A2- Bolivia 33 kV | All generators | 0.98 | ind | Victoria 115/33/13.8 kV | m:Q:bushv in Mvar | 7.4026 | ElmTr3
2031 | 2031_DzMD_GzMX_Dp00_Gp00 | A2- Bolivia 33 kV | All generators | 0.99 | ind | Victoria 115/33/13.8 kV | m:Q:bushv in Mvar | 7.576 | ElmTr3
2031 | 2031_DzMD_GzMX_Dp00_Gp00 | A2- Bolivia 33 kV | All generators | 1 | ind | Victoria 115/33/13.8 kV | m:Q:bushv in Mvar | 8.012 | ElmTr3
2031 | 2031_DzMD_GzMX_Dp00_Gp00 | A2- Bolivia 33 kV | All generators | 0.9 | ind | Victoria 115/33/13.8 kV | m:cosphi:bushv | -0.8778 | ElmTr3
2031 | 2031_DzMD_GzMX_Dp00_Gp00 | A2- Bolivia 33 kV | All generators | 0.91 | ind | Victoria 115/33/13.8 kV | m:cosphi:bushv | -0.87561 | ElmTr3
2031 | 2031_DzMD_GzMX_Dp00_Gp00 | A2- Bolivia 33 kV | All generators | 0.92 | ind | Victoria 115/33/13.8 kV | m:cosphi:bushv | -0.87331 | ElmTr3
2031 | 2031_DzMD_GzMX_Dp00_Gp00 | A2- Bolivia 33 kV | All generators | 0.93 | ind | Victoria 115/33/13.8 kV | m:cosphi:bushv | -0.87086 | ElmTr3
2031 | 2031_DzMD_GzMX_Dp00_Gp00 | A2- Bolivia 33 kV | All generators | 0.94 | ind | Victoria 115/33/13.8 kV | m:cosphi:bushv | -0.86824 | ElmTr3
2031 | 2031_DzMD_GzMX_Dp00_Gp00 | A2- Bolivia 33 kV | All generators | 0.95 | ind | Victoria 115/33/13.8 kV | m:cosphi:bushv | -0.8654 | ElmTr3
2031 | 2031_DzMD_GzMX_Dp00_Gp00 | A2- Bolivia 33 kV | All generators | 0.96 | ind | Victoria 115/33/13.8 kV | m:cosphi:bushv | -0.86225 | ElmTr3
2031 | 2031_DzMD_GzMX_Dp00_Gp00 | A2- Bolivia 33 kV | All generators | 0.97 | ind | Victoria 115/33/13.8 kV | m:cosphi:bushv | -0.85866 | ElmTr3
2031 | 2031_DzMD_GzMX_Dp00_Gp00 | A2- Bolivia 33 kV | All generators | 0.98 | ind | Victoria 115/33/13.8 kV | m:cosphi:bushv | -0.85435 | ElmTr3
2031 | 2031_DzMD_GzMX_Dp00_Gp00 | A2- Bolivia 33 kV | All generators | 0.99 | ind | Victoria 115/33/13.8 kV | m:cosphi:bushv | -0.84863 | ElmTr3
2031 | 2031_DzMD_GzMX_Dp00_Gp00 | A2- Bolivia 33 kV | All generators | 1 | ind | Victoria 115/33/13.8 kV | m:cosphi:bushv | -0.83394 | ElmTr3
2031 | 2031_DzMD_GzMX_Dp00_Gp00 | A3 -Florencia 33 kV | All generators | 0.9 | cap | Dorada - Magdalena 115 kV | m:P:bus1 in MW | 86.2757 | ElmLne
2031 | 2031_DzMD_GzMX_Dp00_Gp00 | A3 -Florencia 33 kV | All generators | 0.91 | cap | Dorada - Magdalena 115 kV | m:P:bus1 in MW | 86.301 | ElmLne
2031 | 2031_DzMD_GzMX_Dp00_Gp00 | A3 -Florencia 33 kV | All generators | 0.92 | cap | Dorada - Magdalena 115 kV | m:P:bus1 in MW | 86.3251 | ElmLne
2031 | 2031_DzMD_GzMX_Dp00_Gp00 | A3 -Florencia 33 kV | All generators | 0.93 | cap | Dorada - Magdalena 115 kV | m:P:bus1 in MW | 86.3483 | ElmLne
2031 | 2031_DzMD_GzMX_Dp00_Gp00 | A3 -Florencia 33 kV | All generators | 0.94 | cap | Dorada - Magdalena 115 kV | m:P:bus1 in MW | 86.3712 | ElmLne
2031 | 2031_DzMD_GzMX_Dp00_Gp00 | A3 -Florencia 33 kV | All generators | 0.95 | cap | Dorada - Magdalena 115 kV | m:P:bus1 in MW | 86.3939 | ElmLne
2031 | 2031_DzMD_GzMX_Dp00_Gp00 | A3 -Florencia 33 kV | All generators | 0.96 | cap | Dorada - Magdalena 115 kV | m:P:bus1 in MW | 86.4169 | ElmLne
2031 | 2031_DzMD_GzMX_Dp00_Gp00 | A3 -Florencia 33 kV | All generators | 0.97 | cap | Dorada - Magdalena 115 kV | m:P:bus1 in MW | 86.4408 | ElmLne
2031 | 2031_DzMD_GzMX_Dp00_Gp00 | A3 -Florencia 33 kV | All generators | 0.98 | cap | Dorada - Magdalena 115 kV | m:P:bus1 in MW | 86.4667 | ElmLne
2031 | 2031_DzMD_GzMX_Dp00_Gp00 | A3 -Florencia 33 kV | All generators | 0.99 | cap | Dorada - Magdalena 115 kV | m:P:bus1 in MW | 86.4972 | ElmLne
2031 | 2031_DzMD_GzMX_Dp00_Gp00 | A3 -Florencia 33 kV | All generators | 1 | cap | Dorada - Magdalena 115 kV | m:P:bus1 in MW | 86.5606 | ElmLne
2031 | 2031_DzMD_GzMX_Dp00_Gp00 | A3 -Florencia 33 kV | All generators | 0.9 | cap | Dorada - Magdalena 115 kV | m:P:bus2 in MW | -85.8773 | ElmLne
2031 | 2031_DzMD_GzMX_Dp00_Gp00 | A3 -Florencia 33 kV | All generators | 0.91 | cap | Dorada - Magdalena 115 kV | m:P:bus2 in MW | -85.9025 | ElmLne
2031 | 2031_DzMD_GzMX_Dp00_Gp00 | A3 -Florencia 33 kV | All generators | 0.92 | cap | Dorada - Magdalena 115 kV | m:P:bus2 in MW | -85.9265 | ElmLne
2031 | 2031_DzMD_GzMX_Dp00_Gp00 | A3 -Florencia 33 kV | All generators | 0.93 | cap | Dorada - Magdalena 115 kV | m:P:bus2 in MW | -85.9498 | ElmLne
2031 | 2031_DzMD_GzMX_Dp00_Gp00 | A3 -Florencia 33 kV | All generators | 0.94 | cap | Dorada - Magdalena 115 kV | m:P:bus2 in MW | -85.9726 | ElmLne
2031 | 2031_DzMD_GzMX_Dp00_Gp00 | A3 -Florencia 33 kV | All generators | 0.95 | cap | Dorada - Magdalena 115 kV | m:P:bus2 in MW | -85.9952 | ElmLne
2031 | 2031_DzMD_GzMX_Dp00_Gp00 | A3 -Florencia 33 kV | All generators | 0.96 | cap | Dorada - Magdalena 115 kV | m:P:bus2 in MW | -86.0182 | ElmLne
2031 | 2031_DzMD_GzMX_Dp00_Gp00 | A3 -Florencia 33 kV | All generators | 0.97 | cap | Dorada - Magdalena 115 kV | m:P:bus2 in MW | -86.0421 | ElmLne
2031 | 2031_DzMD_GzMX_Dp00_Gp00 | A3 -Florencia 33 kV | All generators | 0.98 | cap | Dorada - Magdalena 115 kV | m:P:bus2 in MW | -86.0679 | ElmLne
2031 | 2031_DzMD_GzMX_Dp00_Gp00 | A3 -Florencia 33 kV | All generators | 0.99 | cap | Dorada - Magdalena 115 kV | m:P:bus2 in MW | -86.0984 | ElmLne
2031 | 2031_DzMD_GzMX_Dp00_Gp00 | A3 -Florencia 33 kV | All generators | 1 | cap | Dorada - Magdalena 115 kV | m:P:bus2 in MW | -86.1618 | ElmLne
2031 | 2031_DzMD_GzMX_Dp00_Gp00 | A3 -Florencia 33 kV | All generators | 0.9 | cap | Dorada - Magdalena 115 kV | m:Q:bus1 in Mvar | 6.968 | ElmLne
2031 | 2031_DzMD_GzMX_Dp00_Gp00 | A3 -Florencia 33 kV | All generators | 0.91 | cap | Dorada - Magdalena 115 kV | m:Q:bus1 in Mvar | 7.0174 | ElmLne
2031 | 2031_DzMD_GzMX_Dp00_Gp00 | A3 -Florencia 33 kV | All generators | 0.92 | cap | Dorada - Magdalena 115 kV | m:Q:bus1 in Mvar | 7.0653 | ElmLne
2031 | 2031_DzMD_GzMX_Dp00_Gp00 | A3 -Florencia 33 kV | All generators | 0.93 | cap | Dorada - Magdalena 115 kV | m:Q:bus1 in Mvar | 7.1122 | ElmLne
2031 | 2031_DzMD_GzMX_Dp00_Gp00 | A3 -Florencia 33 kV | All generators | 0.94 | cap | Dorada - Magdalena 115 kV | m:Q:bus1 in Mvar | 7.1589 | ElmLne
2031 | 2031_DzMD_GzMX_Dp00_Gp00 | A3 -Florencia 33 kV | All generators | 0.95 | cap | Dorada - Magdalena 115 kV | m:Q:bus1 in Mvar | 7.2061 | ElmLne
2031 | 2031_DzMD_GzMX_Dp00_Gp00 | A3 -Florencia 33 kV | All generators | 0.96 | cap | Dorada - Magdalena 115 kV | m:Q:bus1 in Mvar | 7.2545 | ElmLne
2031 | 2031_DzMD_GzMX_Dp00_Gp00 | A3 -Florencia 33 kV | All generators | 0.97 | cap | Dorada - Magdalena 115 kV | m:Q:bus1 in Mvar | 7.3057 | ElmLne
2031 | 2031_DzMD_GzMX_Dp00_Gp00 | A3 -Florencia 33 kV | All generators | 0.98 | cap | Dorada - Magdalena 115 kV | m:Q:bus1 in Mvar | 7.3621 | ElmLne
2031 | 2031_DzMD_GzMX_Dp00_Gp00 | A3 -Florencia 33 kV | All generators | 0.99 | cap | Dorada - Magdalena 115 kV | m:Q:bus1 in Mvar | 7.4301 | ElmLne
2031 | 2031_DzMD_GzMX_Dp00_Gp00 | A3 -Florencia 33 kV | All generators | 1 | cap | Dorada - Magdalena 115 kV | m:Q:bus1 in Mvar | 7.5764 | ElmLne
2031 | 2031_DzMD_GzMX_Dp00_Gp00 | A3 -Florencia 33 kV | All generators | 0.9 | cap | Dorada - Magdalena 115 kV | m:Q:bus2 in Mvar | -5.3559 | ElmLne
2031 | 2031_DzMD_GzMX_Dp00_Gp00 | A3 -Florencia 33 kV | All generators | 0.91 | cap | Dorada - Magdalena 115 kV | m:Q:bus2 in Mvar | -5.4052 | ElmLne
2031 | 2031_DzMD_GzMX_Dp00_Gp00 | A3 -Florencia 33 kV | All generators | 0.92 | cap | Dorada - Magdalena 115 kV | m:Q:bus2 in Mvar | -5.4531 | ElmLne
2031 | 2031_DzMD_GzMX_Dp00_Gp00 | A3 -Florencia 33 kV | All generators | 0.93 | cap | Dorada - Magdalena 115 kV | m:Q:bus2 in Mvar | -5.5 | ElmLne
2031 | 2031_DzMD_GzMX_Dp00_Gp00 | A3 -Florencia 33 kV | All generators | 0.94 | cap | Dorada - Magdalena 115 kV | m:Q:bus2 in Mvar | -5.5467 | ElmLne
2031 | 2031_DzMD_GzMX_Dp00_Gp00 | A3 -Florencia 33 kV | All generators | 0.95 | cap | Dorada - Magdalena 115 kV | m:Q:bus2 in Mvar | -5.5938 | ElmLne
2031 | 2031_DzMD_GzMX_Dp00_Gp00 | A3 -Florencia 33 kV | All generators | 0.96 | cap | Dorada - Magdalena 115 kV | m:Q:bus2 in Mvar | -5.6422 | ElmLne
2031 | 2031_DzMD_GzMX_Dp00_Gp00 | A3 -Florencia 33 kV | All generators | 0.97 | cap | Dorada - Magdalena 115 kV | m:Q:bus2 in Mvar | -5.6934 | ElmLne
2031 | 2031_DzMD_GzMX_Dp00_Gp00 | A3 -Florencia 33 kV | All generators | 0.98 | cap | Dorada - Magdalena 115 kV | m:Q:bus2 in Mvar | -5.7499 | ElmLne
2031 | 2031_DzMD_GzMX_Dp00_Gp00 | A3 -Florencia 33 kV | All generators | 0.99 | cap | Dorada - Magdalena 115 kV | m:Q:bus2 in Mvar | -5.8179 | ElmLne
2031 | 2031_DzMD_GzMX_Dp00_Gp00 | A3 -Florencia 33 kV | All generators | 1 | cap | Dorada - Magdalena 115 kV | m:Q:bus2 in Mvar | -5.9646 | ElmLne
2031 | 2031_DzMD_GzMX_Dp00_Gp00 | A3 -Florencia 33 kV | All generators | 0.9 | cap | Dorada - Magdalena 115 kV | m:cosphi:bus1 | 0.99675 | ElmLne
2031 | 2031_DzMD_GzMX_Dp00_Gp00 | A3 -Florencia 33 kV | All generators | 0.91 | cap | Dorada - Magdalena 115 kV | m:cosphi:bus1 | 0.99671 | ElmLne
2031 | 2031_DzMD_GzMX_Dp00_Gp00 | A3 -Florencia 33 kV | All generators | 0.92 | cap | Dorada - Magdalena 115 kV | m:cosphi:bus1 | 0.99667 | ElmLne
2031 | 2031_DzMD_GzMX_Dp00_Gp00 | A3 -Florencia 33 kV | All generators | 0.93 | cap | Dorada - Magdalena 115 kV | m:cosphi:bus1 | 0.99662 | ElmLne
2031 | 2031_DzMD_GzMX_Dp00_Gp00 | A3 -Florencia 33 kV | All generators | 0.94 | cap | Dorada - Magdalena 115 kV | m:cosphi:bus1 | 0.99658 | ElmLne
2031 | 2031_DzMD_GzMX_Dp00_Gp00 | A3 -Florencia 33 kV | All generators | 0.95 | cap | Dorada - Magdalena 115 kV | m:cosphi:bus1 | 0.99654 | ElmLne
2031 | 2031_DzMD_GzMX_Dp00_Gp00 | A3 -Florencia 33 kV | All generators | 0.96 | cap | Dorada - Magdalena 115 kV | m:cosphi:bus1 | 0.9965 | ElmLne
2031 | 2031_DzMD_GzMX_Dp00_Gp00 | A3 -Florencia 33 kV | All generators | 0.97 | cap | Dorada - Magdalena 115 kV | m:cosphi:bus1 | 0.99645 | ElmLne
2031 | 2031_DzMD_GzMX_Dp00_Gp00 | A3 -Florencia 33 kV | All generators | 0.98 | cap | Dorada - Magdalena 115 kV | m:cosphi:bus1 | 0.9964 | ElmLne
2031 | 2031_DzMD_GzMX_Dp00_Gp00 | A3 -Florencia 33 kV | All generators | 0.99 | cap | Dorada - Magdalena 115 kV | m:cosphi:bus1 | 0.99633 | ElmLne
2031 | 2031_DzMD_GzMX_Dp00_Gp00 | A3 -Florencia 33 kV | All generators | 1 | cap | Dorada - Magdalena 115 kV | m:cosphi:bus1 | 0.99619 | ElmLne
2031 | 2031_DzMD_GzMX_Dp00_Gp00 | A3 -Florencia 33 kV | All generators | 0.9 | cap | Dorada - Magdalena 115 kV | m:cosphi:bus2 | -0.99806 | ElmLne
2031 | 2031_DzMD_GzMX_Dp00_Gp00 | A3 -Florencia 33 kV | All generators | 0.91 | cap | Dorada - Magdalena 115 kV | m:cosphi:bus2 | -0.99803 | ElmLne
2031 | 2031_DzMD_GzMX_Dp00_Gp00 | A3 -Florencia 33 kV | All generators | 0.92 | cap | Dorada - Magdalena 115 kV | m:cosphi:bus2 | -0.99799 | ElmLne
2031 | 2031_DzMD_GzMX_Dp00_Gp00 | A3 -Florencia 33 kV | All generators | 0.93 | cap | Dorada - Magdalena 115 kV | m:cosphi:bus2 | -0.99796 | ElmLne
2031 | 2031_DzMD_GzMX_Dp00_Gp00 | A3 -Florencia 33 kV | All generators | 0.94 | cap | Dorada - Magdalena 115 kV | m:cosphi:bus2 | -0.99792 | ElmLne
2031 | 2031_DzMD_GzMX_Dp00_Gp00 | A3 -Florencia 33 kV | All generators | 0.95 | cap | Dorada - Magdalena 115 kV | m:cosphi:bus2 | -0.99789 | ElmLne
2031 | 2031_DzMD_GzMX_Dp00_Gp00 | A3 -Florencia 33 kV | All generators | 0.96 | cap | Dorada - Magdalena 115 kV | m:cosphi:bus2 | -0.99786 | ElmLne
2031 | 2031_DzMD_GzMX_Dp00_Gp00 | A3 -Florencia 33 kV | All generators | 0.97 | cap | Dorada - Magdalena 115 kV | m:cosphi:bus2 | -0.99782 | ElmLne
2031 | 2031_DzMD_GzMX_Dp00_Gp00 | A3 -Florencia 33 kV | All generators | 0.98 | cap | Dorada - Magdalena 115 kV | m:cosphi:bus2 | -0.99778 | ElmLne
2031 | 2031_DzMD_GzMX_Dp00_Gp00 | A3 -Florencia 33 kV | All generators | 0.99 | cap | Dorada - Magdalena 115 kV | m:cosphi:bus2 | -0.99772 | ElmLne
2031 | 2031_DzMD_GzMX_Dp00_Gp00 | A3 -Florencia 33 kV | All generators | 1 | cap | Dorada - Magdalena 115 kV | m:cosphi:bus2 | -0.99761 | ElmLne
2031 | 2031_DzMD_GzMX_Dp00_Gp00 | A3 -Florencia 33 kV | All generators | 0.9 | cap | Mariquita - Victoria 2 115 | m:P:bus1 in MW | -16.3854 | ElmLne
2031 | 2031_DzMD_GzMX_Dp00_Gp00 | A3 -Florencia 33 kV | All generators | 0.91 | cap | Mariquita - Victoria 2 115 | m:P:bus1 in MW | -16.3864 | ElmLne
2031 | 2031_DzMD_GzMX_Dp00_Gp00 | A3 -Florencia 33 kV | All generators | 0.92 | cap | Mariquita - Victoria 2 115 | m:P:bus1 in MW | -16.3875 | ElmLne
2031 | 2031_DzMD_GzMX_Dp00_Gp00 | A3 -Florencia 33 kV | All generators | 0.93 | cap | Mariquita - Victoria 2 115 | m:P:bus1 in MW | -16.3887 | ElmLne
2031 | 2031_DzMD_GzMX_Dp00_Gp00 | A3 -Florencia 33 kV | All generators | 0.94 | cap | Mariquita - Victoria 2 115 | m:P:bus1 in MW | -16.3901 | ElmLne
2031 | 2031_DzMD_GzMX_Dp00_Gp00 | A3 -Florencia 33 kV | All generators | 0.95 | cap | Mariquita - Victoria 2 115 | m:P:bus1 in MW | -16.3916 | ElmLne
2031 | 2031_DzMD_GzMX_Dp00_Gp00 | A3 -Florencia 33 kV | All generators | 0.96 | cap | Mariquita - Victoria 2 115 | m:P:bus1 in MW | -16.3932 | ElmLne
2031 | 2031_DzMD_GzMX_Dp00_Gp00 | A3 -Florencia 33 kV | All generators | 0.97 | cap | Mariquita - Victoria 2 115 | m:P:bus1 in MW | -16.3951 | ElmLne
2031 | 2031_DzMD_GzMX_Dp00_Gp00 | A3 -Florencia 33 kV | All generators | 0.98 | cap | Mariquita - Victoria 2 115 | m:P:bus1 in MW | -16.3974 | ElmLne
2031 | 2031_DzMD_GzMX_Dp00_Gp00 | A3 -Florencia 33 kV | All generators | 0.99 | cap | Mariquita - Victoria 2 115 | m:P:bus1 in MW | -16.4004 | ElmLne
2031 | 2031_DzMD_GzMX_Dp00_Gp00 | A3 -Florencia 33 kV | All generators | 1 | cap | Mariquita - Victoria 2 115 | m:P:bus1 in MW | -16.4077 | ElmLne
2031 | 2031_DzMD_GzMX_Dp00_Gp00 | A3 -Florencia 33 kV | All generators | 0.9 | cap | Mariquita - Victoria 2 115 | m:P:bus2 in MW | 16.4505 | ElmLne
2031 | 2031_DzMD_GzMX_Dp00_Gp00 | A3 -Florencia 33 kV | All generators | 0.91 | cap | Mariquita - Victoria 2 115 | m:P:bus2 in MW | 16.4515 | ElmLne
2031 | 2031_DzMD_GzMX_Dp00_Gp00 | A3 -Florencia 33 kV | All generators | 0.92 | cap | Mariquita - Victoria 2 115 | m:P:bus2 in MW | 16.4526 | ElmLne
2031 | 2031_DzMD_GzMX_Dp00_Gp00 | A3 -Florencia 33 kV | All generators | 0.93 | cap | Mariquita - Victoria 2 115 | m:P:bus2 in MW | 16.4537 | ElmLne
2031 | 2031_DzMD_GzMX_Dp00_Gp00 | A3 -Florencia 33 kV | All generators | 0.94 | cap | Mariquita - Victoria 2 115 | m:P:bus2 in MW | 16.455 | ElmLne
2031 | 2031_DzMD_GzMX_Dp00_Gp00 | A3 -Florencia 33 kV | All generators | 0.95 | cap | Mariquita - Victoria 2 115 | m:P:bus2 in MW | 16.4565 | ElmLne
2031 | 2031_DzMD_GzMX_Dp00_Gp00 | A3 -Florencia 33 kV | All generators | 0.96 | cap | Mariquita - Victoria 2 115 | m:P:bus2 in MW | 16.4581 | ElmLne
2031 | 2031_DzMD_GzMX_Dp00_Gp00 | A3 -Florencia 33 kV | All generators | 0.97 | cap | Mariquita - Victoria 2 115 | m:P:bus2 in MW | 16.46 | ElmLne
2031 | 2031_DzMD_GzMX_Dp00_Gp00 | A3 -Florencia 33 kV | All generators | 0.98 | cap | Mariquita - Victoria 2 115 | m:P:bus2 in MW | 16.4622 | ElmLne
2031 | 2031_DzMD_GzMX_Dp00_Gp00 | A3 -Florencia 33 kV | All generators | 0.99 | cap | Mariquita - Victoria 2 115 | m:P:bus2 in MW | 16.4652 | ElmLne
2031 | 2031_DzMD_GzMX_Dp00_Gp00 | A3 -Florencia 33 kV | All generators | 1 | cap | Mariquita - Victoria 2 115 | m:P:bus2 in MW | 16.4724 | ElmLne
2031 | 2031_DzMD_GzMX_Dp00_Gp00 | A3 -Florencia 33 kV | All generators | 0.9 | cap | Mariquita - Victoria 2 115 | m:Q:bus1 in Mvar | 5.3613 | ElmLne
2031 | 2031_DzMD_GzMX_Dp00_Gp00 | A3 -Florencia 33 kV | All generators | 0.91 | cap | Mariquita - Victoria 2 115 | m:Q:bus1 in Mvar | 5.361 | ElmLne
2031 | 2031_DzMD_GzMX_Dp00_Gp00 | A3 -Florencia 33 kV | All generators | 0.92 | cap | Mariquita - Victoria 2 115 | m:Q:bus1 in Mvar | 5.3607 | ElmLne
2031 | 2031_DzMD_GzMX_Dp00_Gp00 | A3 -Florencia 33 kV | All generators | 0.93 | cap | Mariquita - Victoria 2 115 | m:Q:bus1 in Mvar | 5.3605 | ElmLne
2031 | 2031_DzMD_GzMX_Dp00_Gp00 | A3 -Florencia 33 kV | All generators | 0.94 | cap | Mariquita - Victoria 2 115 | m:Q:bus1 in Mvar | 5.3602 | ElmLne
2031 | 2031_DzMD_GzMX_Dp00_Gp00 | A3 -Florencia 33 kV | All generators | 0.95 | cap | Mariquita - Victoria 2 115 | m:Q:bus1 in Mvar | 5.36 | ElmLne
2031 | 2031_DzMD_GzMX_Dp00_Gp00 | A3 -Florencia 33 kV | All generators | 0.96 | cap | Mariquita - Victoria 2 115 | m:Q:bus1 in Mvar | 5.3597 | ElmLne
2031 | 2031_DzMD_GzMX_Dp00_Gp00 | A3 -Florencia 33 kV | All generators | 0.97 | cap | Mariquita - Victoria 2 115 | m:Q:bus1 in Mvar | 5.3594 | ElmLne
2031 | 2031_DzMD_GzMX_Dp00_Gp00 | A3 -Florencia 33 kV | All generators | 0.98 | cap | Mariquita - Victoria 2 115 | m:Q:bus1 in Mvar | 5.3591 | ElmLne
2031 | 2031_DzMD_GzMX_Dp00_Gp00 | A3 -Florencia 33 kV | All generators | 0.99 | cap | Mariquita - Victoria 2 115 | m:Q:bus1 in Mvar | 5.3587 | ElmLne
2031 | 2031_DzMD_GzMX_Dp00_Gp00 | A3 -Florencia 33 kV | All generators | 1 | cap | Mariquita - Victoria 2 115 | m:Q:bus1 in Mvar | 5.3578 | ElmLne
2031 | 2031_DzMD_GzMX_Dp00_Gp00 | A3 -Florencia 33 kV | All generators | 0.9 | cap | Mariquita - Victoria 2 115 | m:Q:bus2 in Mvar | -5.8431 | ElmLne
2031 | 2031_DzMD_GzMX_Dp00_Gp00 | A3 -Florencia 33 kV | All generators | 0.91 | cap | Mariquita - Victoria 2 115 | m:Q:bus2 in Mvar | -5.8435 | ElmLne
2031 | 2031_DzMD_GzMX_Dp00_Gp00 | A3 -Florencia 33 kV | All generators | 0.92 | cap | Mariquita - Victoria 2 115 | m:Q:bus2 in Mvar | -5.8438 | ElmLne
2031 | 2031_DzMD_GzMX_Dp00_Gp00 | A3 -Florencia 33 kV | All generators | 0.93 | cap | Mariquita - Victoria 2 115 | m:Q:bus2 in Mvar | -5.8441 | ElmLne
2031 | 2031_DzMD_GzMX_Dp00_Gp00 | A3 -Florencia 33 kV | All generators | 0.94 | cap | Mariquita - Victoria 2 115 | m:Q:bus2 in Mvar | -5.8444 | ElmLne
2031 | 2031_DzMD_GzMX_Dp00_Gp00 | A3 -Florencia 33 kV | All generators | 0.95 | cap | Mariquita - Victoria 2 115 | m:Q:bus2 in Mvar | -5.8447 | ElmLne
2031 | 2031_DzMD_GzMX_Dp00_Gp00 | A3 -Florencia 33 kV | All generators | 0.96 | cap | Mariquita - Victoria 2 115 | m:Q:bus2 in Mvar | -5.8451 | ElmLne
2031 | 2031_DzMD_GzMX_Dp00_Gp00 | A3 -Florencia 33 kV | All generators | 0.97 | cap | Mariquita - Victoria 2 115 | m:Q:bus2 in Mvar | -5.8454 | ElmLne
2031 | 2031_DzMD_GzMX_Dp00_Gp00 | A3 -Florencia 33 kV | All generators | 0.98 | cap | Mariquita - Victoria 2 115 | m:Q:bus2 in Mvar | -5.8458 | ElmLne
2031 | 2031_DzMD_GzMX_Dp00_Gp00 | A3 -Florencia 33 kV | All generators | 0.99 | cap | Mariquita - Victoria 2 115 | m:Q:bus2 in Mvar | -5.8462 | ElmLne
2031 | 2031_DzMD_GzMX_Dp00_Gp00 | A3 -Florencia 33 kV | All generators | 1 | cap | Mariquita - Victoria 2 115 | m:Q:bus2 in Mvar | -5.8471 | ElmLne
2031 | 2031_DzMD_GzMX_Dp00_Gp00 | A3 -Florencia 33 kV | All generators | 0.9 | cap | Mariquita - Victoria 2 115 | m:cosphi:bus1 | -0.95042 | ElmLne
2031 | 2031_DzMD_GzMX_Dp00_Gp00 | A3 -Florencia 33 kV | All generators | 0.91 | cap | Mariquita - Victoria 2 115 | m:cosphi:bus1 | -0.95043 | ElmLne
2031 | 2031_DzMD_GzMX_Dp00_Gp00 | A3 -Florencia 33 kV | All generators | 0.92 | cap | Mariquita - Victoria 2 115 | m:cosphi:bus1 | -0.95044 | ElmLne
2031 | 2031_DzMD_GzMX_Dp00_Gp00 | A3 -Florencia 33 kV | All generators | 0.93 | cap | Mariquita - Victoria 2 115 | m:cosphi:bus1 | -0.95045 | ElmLne
2031 | 2031_DzMD_GzMX_Dp00_Gp00 | A3 -Florencia 33 kV | All generators | 0.94 | cap | Mariquita - Victoria 2 115 | m:cosphi:bus1 | -0.95046 | ElmLne
2031 | 2031_DzMD_GzMX_Dp00_Gp00 | A3 -Florencia 33 kV | All generators | 0.95 | cap | Mariquita - Victoria 2 115 | m:cosphi:bus1 | -0.95047 | ElmLne
2031 | 2031_DzMD_GzMX_Dp00_Gp00 | A3 -Florencia 33 kV | All generators | 0.96 | cap | Mariquita - Victoria 2 115 | m:cosphi:bus1 | -0.95049 | ElmLne
2031 | 2031_DzMD_GzMX_Dp00_Gp00 | A3 -Florencia 33 kV | All generators | 0.97 | cap | Mariquita - Victoria 2 115 | m:cosphi:bus1 | -0.9505 | ElmLne
2031 | 2031_DzMD_GzMX_Dp00_Gp00 | A3 -Florencia 33 kV | All generators | 0.98 | cap | Mariquita - Victoria 2 115 | m:cosphi:bus1 | -0.95052 | ElmLne
2031 | 2031_DzMD_GzMX_Dp00_Gp00 | A3 -Florencia 33 kV | All generators | 0.99 | cap | Mariquita - Victoria 2 115 | m:cosphi:bus1 | -0.95055 | ElmLne
2031 | 2031_DzMD_GzMX_Dp00_Gp00 | A3 -Florencia 33 kV | All generators | 1 | cap | Mariquita - Victoria 2 115 | m:cosphi:bus1 | -0.9506 | ElmLne
2031 | 2031_DzMD_GzMX_Dp00_Gp00 | A3 -Florencia 33 kV | All generators | 0.9 | cap | Mariquita - Victoria 2 115 | m:cosphi:bus2 | 0.94232 | ElmLne
2031 | 2031_DzMD_GzMX_Dp00_Gp00 | A3 -Florencia 33 kV | All generators | 0.91 | cap | Mariquita - Victoria 2 115 | m:cosphi:bus2 | 0.94232 | ElmLne
2031 | 2031_DzMD_GzMX_Dp00_Gp00 | A3 -Florencia 33 kV | All generators | 0.92 | cap | Mariquita - Victoria 2 115 | m:cosphi:bus2 | 0.94232 | ElmLne
2031 | 2031_DzMD_GzMX_Dp00_Gp00 | A3 -Florencia 33 kV | All generators | 0.93 | cap | Mariquita - Victoria 2 115 | m:cosphi:bus2 | 0.94232 | ElmLne
2031 | 2031_DzMD_GzMX_Dp00_Gp00 | A3 -Florencia 33 kV | All generators | 0.94 | cap | Mariquita - Victoria 2 115 | m:cosphi:bus2 | 0.94233 | ElmLne
2031 | 2031_DzMD_GzMX_Dp00_Gp00 | A3 -Florencia 33 kV | All generators | 0.95 | cap | Mariquita - Victoria 2 115 | m:cosphi:bus2 | 0.94233 | ElmLne
2031 | 2031_DzMD_GzMX_Dp00_Gp00 | A3 -Florencia 33 kV | All generators | 0.96 | cap | Mariquita - Victoria 2 115 | m:cosphi:bus2 | 0.94234 | ElmLne
2031 | 2031_DzMD_GzMX_Dp00_Gp00 | A3 -Florencia 33 kV | All generators | 0.97 | cap | Mariquita - Victoria 2 115 | m:cosphi:bus2 | 0.94234 | ElmLne
2031 | 2031_DzMD_GzMX_Dp00_Gp00 | A3 -Florencia 33 kV | All generators | 0.98 | cap | Mariquita - Victoria 2 115 | m:cosphi:bus2 | 0.94235 | ElmLne
2031 | 2031_DzMD_GzMX_Dp00_Gp00 | A3 -Florencia 33 kV | All generators | 0.99 | cap | Mariquita - Victoria 2 115 | m:cosphi:bus2 | 0.94236 | ElmLne
2031 | 2031_DzMD_GzMX_Dp00_Gp00 | A3 -Florencia 33 kV | All generators | 1 | cap | Mariquita - Victoria 2 115 | m:cosphi:bus2 | 0.94239 | ElmLne
2031 | 2031_DzMD_GzMX_Dp00_Gp00 | A3 -Florencia 33 kV | All generators | 0.9 | cap | Dorada 115/33/13.8 kV | m:P:bushv in MW | -15.0646 | ElmTr3
2031 | 2031_DzMD_GzMX_Dp00_Gp00 | A3 -Florencia 33 kV | All generators | 0.91 | cap | Dorada 115/33/13.8 kV | m:P:bushv in MW | -15.0756 | ElmTr3
2031 | 2031_DzMD_GzMX_Dp00_Gp00 | A3 -Florencia 33 kV | All generators | 0.92 | cap | Dorada 115/33/13.8 kV | m:P:bushv in MW | -15.085 | ElmTr3
2031 | 2031_DzMD_GzMX_Dp00_Gp00 | A3 -Florencia 33 kV | All generators | 0.93 | cap | Dorada 115/33/13.8 kV | m:P:bushv in MW | -15.0931 | ElmTr3
2031 | 2031_DzMD_GzMX_Dp00_Gp00 | A3 -Florencia 33 kV | All generators | 0.94 | cap | Dorada 115/33/13.8 kV | m:P:bushv in MW | -15.1 | ElmTr3
2031 | 2031_DzMD_GzMX_Dp00_Gp00 | A3 -Florencia 33 kV | All generators | 0.95 | cap | Dorada 115/33/13.8 kV | m:P:bushv in MW | -15.1058 | ElmTr3
2031 | 2031_DzMD_GzMX_Dp00_Gp00 | A3 -Florencia 33 kV | All generators | 0.96 | cap | Dorada 115/33/13.8 kV | m:P:bushv in MW | -15.1105 | ElmTr3
2031 | 2031_DzMD_GzMX_Dp00_Gp00 | A3 -Florencia 33 kV | All generators | 0.97 | cap | Dorada 115/33/13.8 kV | m:P:bushv in MW | -15.1141 | ElmTr3
2031 | 2031_DzMD_GzMX_Dp00_Gp00 | A3 -Florencia 33 kV | All generators | 0.98 | cap | Dorada 115/33/13.8 kV | m:P:bushv in MW | -15.1165 | ElmTr3
2031 | 2031_DzMD_GzMX_Dp00_Gp00 | A3 -Florencia 33 kV | All generators | 0.99 | cap | Dorada 115/33/13.8 kV | m:P:bushv in MW | -15.1172 | ElmTr3
2031 | 2031_DzMD_GzMX_Dp00_Gp00 | A3 -Florencia 33 kV | All generators | 1 | cap | Dorada 115/33/13.8 kV | m:P:bushv in MW | -15.1104 | ElmTr3
2031 | 2031_DzMD_GzMX_Dp00_Gp00 | A3 -Florencia 33 kV | All generators | 0.9 | cap | Dorada 115/33/13.8 kV | m:Q:bushv in Mvar | 9.9775 | ElmTr3
2031 | 2031_DzMD_GzMX_Dp00_Gp00 | A3 -Florencia 33 kV | All generators | 0.91 | cap | Dorada 115/33/13.8 kV | m:Q:bushv in Mvar | 9.8037 | ElmTr3
2031 | 2031_DzMD_GzMX_Dp00_Gp00 | A3 -Florencia 33 kV | All generators | 0.92 | cap | Dorada 115/33/13.8 kV | m:Q:bushv in Mvar | 9.6353 | ElmTr3
2031 | 2031_DzMD_GzMX_Dp00_Gp00 | A3 -Florencia 33 kV | All generators | 0.93 | cap | Dorada 115/33/13.8 kV | m:Q:bushv in Mvar | 9.47 | ElmTr3
2031 | 2031_DzMD_GzMX_Dp00_Gp00 | A3 -Florencia 33 kV | All generators | 0.94 | cap | Dorada 115/33/13.8 kV | m:Q:bushv in Mvar | 9.3058 | ElmTr3
2031 | 2031_DzMD_GzMX_Dp00_Gp00 | A3 -Florencia 33 kV | All generators | 0.95 | cap | Dorada 115/33/13.8 kV | m:Q:bushv in Mvar | 9.14 | ElmTr3
2031 | 2031_DzMD_GzMX_Dp00_Gp00 | A3 -Florencia 33 kV | All generators | 0.96 | cap | Dorada 115/33/13.8 kV | m:Q:bushv in Mvar | 8.9696 | ElmTr3
2031 | 2031_DzMD_GzMX_Dp00_Gp00 | A3 -Florencia 33 kV | All generators | 0.97 | cap | Dorada 115/33/13.8 kV | m:Q:bushv in Mvar | 8.7896 | ElmTr3
2031 | 2031_DzMD_GzMX_Dp00_Gp00 | A3 -Florencia 33 kV | All generators | 0.98 | cap | Dorada 115/33/13.8 kV | m:Q:bushv in Mvar | 8.5912 | ElmTr3
2031 | 2031_DzMD_GzMX_Dp00_Gp00 | A3 -Florencia 33 kV | All generators | 0.99 | cap | Dorada 115/33/13.8 kV | m:Q:bushv in Mvar | 8.3521 | ElmTr3
2031 | 2031_DzMD_GzMX_Dp00_Gp00 | A3 -Florencia 33 kV | All generators | 1 | cap | Dorada 115/33/13.8 kV | m:Q:bushv in Mvar | 7.8372 | ElmTr3
2031 | 2031_DzMD_GzMX_Dp00_Gp00 | A3 -Florencia 33 kV | All generators | 0.9 | cap | Dorada 115/33/13.8 kV | m:cosphi:bushv | -0.83372 | ElmTr3
2031 | 2031_DzMD_GzMX_Dp00_Gp00 | A3 -Florencia 33 kV | All generators | 0.91 | cap | Dorada 115/33/13.8 kV | m:cosphi:bushv | -0.83833 | ElmTr3
2031 | 2031_DzMD_GzMX_Dp00_Gp00 | A3 -Florencia 33 kV | All generators | 0.92 | cap | Dorada 115/33/13.8 kV | m:cosphi:bushv | -0.84276 | ElmTr3
2031 | 2031_DzMD_GzMX_Dp00_Gp00 | A3 -Florencia 33 kV | All generators | 0.93 | cap | Dorada 115/33/13.8 kV | m:cosphi:bushv | -0.84707 | ElmTr3
2031 | 2031_DzMD_GzMX_Dp00_Gp00 | A3 -Florencia 33 kV | All generators | 0.94 | cap | Dorada 115/33/13.8 kV | m:cosphi:bushv | -0.85132 | ElmTr3
2031 | 2031_DzMD_GzMX_Dp00_Gp00 | A3 -Florencia 33 kV | All generators | 0.95 | cap | Dorada 115/33/13.8 kV | m:cosphi:bushv | -0.85557 | ElmTr3
2031 | 2031_DzMD_GzMX_Dp00_Gp00 | A3 -Florencia 33 kV | All generators | 0.96 | cap | Dorada 115/33/13.8 kV | m:cosphi:bushv | -0.85991 | ElmTr3
2031 | 2031_DzMD_GzMX_Dp00_Gp00 | A3 -Florencia 33 kV | All generators | 0.97 | cap | Dorada 115/33/13.8 kV | m:cosphi:bushv | -0.86445 | ElmTr3
2031 | 2031_DzMD_GzMX_Dp00_Gp00 | A3 -Florencia 33 kV | All generators | 0.98 | cap | Dorada 115/33/13.8 kV | m:cosphi:bushv | -0.8694 | ElmTr3
2031 | 2031_DzMD_GzMX_Dp00_Gp00 | A3 -Florencia 33 kV | All generators | 0.99 | cap | Dorada 115/33/13.8 kV | m:cosphi:bushv | -0.87529 | ElmTr3
2031 | 2031_DzMD_GzMX_Dp00_Gp00 | A3 -Florencia 33 kV | All generators | 1 | cap | Dorada 115/33/13.8 kV | m:cosphi:bushv | -0.8877 | ElmTr3
2031 | 2031_DzMD_GzMX_Dp00_Gp00 | A3 -Florencia 33 kV | All generators | 0.9 | cap | Manzanares 115/33/13.8 kV | m:P:bushv in MW | -25.4093 | ElmTr3
2031 | 2031_DzMD_GzMX_Dp00_Gp00 | A3 -Florencia 33 kV | All generators | 0.91 | cap | Manzanares 115/33/13.8 kV | m:P:bushv in MW | -25.5277 | ElmTr3
2031 | 2031_DzMD_GzMX_Dp00_Gp00 | A3 -Florencia 33 kV | All generators | 0.92 | cap | Manzanares 115/33/13.8 kV | m:P:bushv in MW | -25.6386 | ElmTr3
2031 | 2031_DzMD_GzMX_Dp00_Gp00 | A3 -Florencia 33 kV | All generators | 0.93 | cap | Manzanares 115/33/13.8 kV | m:P:bushv in MW | -25.7438 | ElmTr3
2031 | 2031_DzMD_GzMX_Dp00_Gp00 | A3 -Florencia 33 kV | All generators | 0.94 | cap | Manzanares 115/33/13.8 kV | m:P:bushv in MW | -25.8447 | ElmTr3
2031 | 2031_DzMD_GzMX_Dp00_Gp00 | A3 -Florencia 33 kV | All generators | 0.95 | cap | Manzanares 115/33/13.8 kV | m:P:bushv in MW | -25.943 | ElmTr3
2031 | 2031_DzMD_GzMX_Dp00_Gp00 | A3 -Florencia 33 kV | All generators | 0.96 | cap | Manzanares 115/33/13.8 kV | m:P:bushv in MW | -26.0403 | ElmTr3
2031 | 2031_DzMD_GzMX_Dp00_Gp00 | A3 -Florencia 33 kV | All generators | 0.97 | cap | Manzanares 115/33/13.8 kV | m:P:bushv in MW | -26.1389 | ElmTr3
2031 | 2031_DzMD_GzMX_Dp00_Gp00 | A3 -Florencia 33 kV | All generators | 0.98 | cap | Manzanares 115/33/13.8 kV | m:P:bushv in MW | -26.2426 | ElmTr3
2031 | 2031_DzMD_GzMX_Dp00_Gp00 | A3 -Florencia 33 kV | All generators | 0.99 | cap | Manzanares 115/33/13.8 kV | m:P:bushv in MW | -26.3607 | ElmTr3
2031 | 2031_DzMD_GzMX_Dp00_Gp00 | A3 -Florencia 33 kV | All generators | 1 | cap | Manzanares 115/33/13.8 kV | m:P:bushv in MW | -26.5896 | ElmTr3
2031 | 2031_DzMD_GzMX_Dp00_Gp00 | A3 -Florencia 33 kV | All generators | 0.9 | cap | Manzanares 115/33/13.8 kV | m:Q:bushv in Mvar | 15.7257 | ElmTr3
2031 | 2031_DzMD_GzMX_Dp00_Gp00 | A3 -Florencia 33 kV | All generators | 0.91 | cap | Manzanares 115/33/13.8 kV | m:Q:bushv in Mvar | 15.2735 | ElmTr3
2031 | 2031_DzMD_GzMX_Dp00_Gp00 | A3 -Florencia 33 kV | All generators | 0.92 | cap | Manzanares 115/33/13.8 kV | m:Q:bushv in Mvar | 14.8339 | ElmTr3
2031 | 2031_DzMD_GzMX_Dp00_Gp00 | A3 -Florencia 33 kV | All generators | 0.93 | cap | Manzanares 115/33/13.8 kV | m:Q:bushv in Mvar | 14.4015 | ElmTr3
2031 | 2031_DzMD_GzMX_Dp00_Gp00 | A3 -Florencia 33 kV | All generators | 0.94 | cap | Manzanares 115/33/13.8 kV | m:Q:bushv in Mvar | 13.9705 | ElmTr3
2031 | 2031_DzMD_GzMX_Dp00_Gp00 | A3 -Florencia 33 kV | All generators | 0.95 | cap | Manzanares 115/33/13.8 kV | m:Q:bushv in Mvar | 13.5344 | ElmTr3
2031 | 2031_DzMD_GzMX_Dp00_Gp00 | A3 -Florencia 33 kV | All generators | 0.96 | cap | Manzanares 115/33/13.8 kV | m:Q:bushv in Mvar | 13.0848 | ElmTr3
2031 | 2031_DzMD_GzMX_Dp00_Gp00 | A3 -Florencia 33 kV | All generators | 0.97 | cap | Manzanares 115/33/13.8 kV | m:Q:bushv in Mvar | 12.6087 | ElmTr3
2031 | 2031_DzMD_GzMX_Dp00_Gp00 | A3 -Florencia 33 kV | All generators | 0.98 | cap | Manzanares 115/33/13.8 kV | m:Q:bushv in Mvar | 12.0824 | ElmTr3
2031 | 2031_DzMD_GzMX_Dp00_Gp00 | A3 -Florencia 33 kV | All generators | 0.99 | cap | Manzanares 115/33/13.8 kV | m:Q:bushv in Mvar | 11.4461 | ElmTr3
2031 | 2031_DzMD_GzMX_Dp00_Gp00 | A3 -Florencia 33 kV | All generators | 1 | cap | Manzanares 115/33/13.8 kV | m:Q:bushv in Mvar | 10.0676 | ElmTr3
2031 | 2031_DzMD_GzMX_Dp00_Gp00 | A3 -Florencia 33 kV | All generators | 0.9 | cap | Manzanares 115/33/13.8 kV | m:cosphi:bushv | -0.85032 | ElmTr3
2031 | 2031_DzMD_GzMX_Dp00_Gp00 | A3 -Florencia 33 kV | All generators | 0.91 | cap | Manzanares 115/33/13.8 kV | m:cosphi:bushv | -0.85813 | ElmTr3
2031 | 2031_DzMD_GzMX_Dp00_Gp00 | A3 -Florencia 33 kV | All generators | 0.92 | cap | Manzanares 115/33/13.8 kV | m:cosphi:bushv | -0.86556 | ElmTr3
2031 | 2031_DzMD_GzMX_Dp00_Gp00 | A3 -Florencia 33 kV | All generators | 0.93 | cap | Manzanares 115/33/13.8 kV | m:cosphi:bushv | -0.87272 | ElmTr3
2031 | 2031_DzMD_GzMX_Dp00_Gp00 | A3 -Florencia 33 kV | All generators | 0.94 | cap | Manzanares 115/33/13.8 kV | m:cosphi:bushv | -0.8797 | ElmTr3
2031 | 2031_DzMD_GzMX_Dp00_Gp00 | A3 -Florencia 33 kV | All generators | 0.95 | cap | Manzanares 115/33/13.8 kV | m:cosphi:bushv | -0.8866 | ElmTr3
2031 | 2031_DzMD_GzMX_Dp00_Gp00 | A3 -Florencia 33 kV | All generators | 0.96 | cap | Manzanares 115/33/13.8 kV | m:cosphi:bushv | -0.89354 | ElmTr3
2031 | 2031_DzMD_GzMX_Dp00_Gp00 | A3 -Florencia 33 kV | All generators | 0.97 | cap | Manzanares 115/33/13.8 kV | m:cosphi:bushv | -0.90069 | ElmTr3
2031 | 2031_DzMD_GzMX_Dp00_Gp00 | A3 -Florencia 33 kV | All generators | 0.98 | cap | Manzanares 115/33/13.8 kV | m:cosphi:bushv | -0.90835 | ElmTr3
2031 | 2031_DzMD_GzMX_Dp00_Gp00 | A3 -Florencia 33 kV | All generators | 0.99 | cap | Manzanares 115/33/13.8 kV | m:cosphi:bushv | -0.91726 | ElmTr3
2031 | 2031_DzMD_GzMX_Dp00_Gp00 | A3 -Florencia 33 kV | All generators | 1 | cap | Manzanares 115/33/13.8 kV | m:cosphi:bushv | -0.93521 | ElmTr3
2031 | 2031_DzMD_GzMX_Dp00_Gp00 | A3 -Florencia 33 kV | All generators | 0.9 | cap | Purnio 230/115 | m:P:bushv in MW | -64.0325 | ElmTr3
2031 | 2031_DzMD_GzMX_Dp00_Gp00 | A3 -Florencia 33 kV | All generators | 0.91 | cap | Purnio 230/115 | m:P:bushv in MW | -64.055 | ElmTr3
2031 | 2031_DzMD_GzMX_Dp00_Gp00 | A3 -Florencia 33 kV | All generators | 0.92 | cap | Purnio 230/115 | m:P:bushv in MW | -64.0751 | ElmTr3
2031 | 2031_DzMD_GzMX_Dp00_Gp00 | A3 -Florencia 33 kV | All generators | 0.93 | cap | Purnio 230/115 | m:P:bushv in MW | -64.0932 | ElmTr3
2031 | 2031_DzMD_GzMX_Dp00_Gp00 | A3 -Florencia 33 kV | All generators | 0.94 | cap | Purnio 230/115 | m:P:bushv in MW | -64.1095 | ElmTr3
2031 | 2031_DzMD_GzMX_Dp00_Gp00 | A3 -Florencia 33 kV | All generators | 0.95 | cap | Purnio 230/115 | m:P:bushv in MW | -64.1245 | ElmTr3
2031 | 2031_DzMD_GzMX_Dp00_Gp00 | A3 -Florencia 33 kV | All generators | 0.96 | cap | Purnio 230/115 | m:P:bushv in MW | -64.1381 | ElmTr3
2031 | 2031_DzMD_GzMX_Dp00_Gp00 | A3 -Florencia 33 kV | All generators | 0.97 | cap | Purnio 230/115 | m:P:bushv in MW | -64.1507 | ElmTr3
2031 | 2031_DzMD_GzMX_Dp00_Gp00 | A3 -Florencia 33 kV | All generators | 0.98 | cap | Purnio 230/115 | m:P:bushv in MW | -64.1623 | ElmTr3
2031 | 2031_DzMD_GzMX_Dp00_Gp00 | A3 -Florencia 33 kV | All generators | 0.99 | cap | Purnio 230/115 | m:P:bushv in MW | -64.1733 | ElmTr3
2031 | 2031_DzMD_GzMX_Dp00_Gp00 | A3 -Florencia 33 kV | All generators | 1 | cap | Purnio 230/115 | m:P:bushv in MW | -64.1855 | ElmTr3
2031 | 2031_DzMD_GzMX_Dp00_Gp00 | A3 -Florencia 33 kV | All generators | 0.9 | cap | Purnio 230/115 | m:Q:bushv in Mvar | 16.206 | ElmTr3
2031 | 2031_DzMD_GzMX_Dp00_Gp00 | A3 -Florencia 33 kV | All generators | 0.91 | cap | Purnio 230/115 | m:Q:bushv in Mvar | 16.0232 | ElmTr3
2031 | 2031_DzMD_GzMX_Dp00_Gp00 | A3 -Florencia 33 kV | All generators | 0.92 | cap | Purnio 230/115 | m:Q:bushv in Mvar | 15.8455 | ElmTr3
2031 | 2031_DzMD_GzMX_Dp00_Gp00 | A3 -Florencia 33 kV | All generators | 0.93 | cap | Purnio 230/115 | m:Q:bushv in Mvar | 15.6708 | ElmTr3
2031 | 2031_DzMD_GzMX_Dp00_Gp00 | A3 -Florencia 33 kV | All generators | 0.94 | cap | Purnio 230/115 | m:Q:bushv in Mvar | 15.4967 | ElmTr3
2031 | 2031_DzMD_GzMX_Dp00_Gp00 | A3 -Florencia 33 kV | All generators | 0.95 | cap | Purnio 230/115 | m:Q:bushv in Mvar | 15.3206 | ElmTr3
2031 | 2031_DzMD_GzMX_Dp00_Gp00 | A3 -Florencia 33 kV | All generators | 0.96 | cap | Purnio 230/115 | m:Q:bushv in Mvar | 15.1391 | ElmTr3
2031 | 2031_DzMD_GzMX_Dp00_Gp00 | A3 -Florencia 33 kV | All generators | 0.97 | cap | Purnio 230/115 | m:Q:bushv in Mvar | 14.9471 | ElmTr3
2031 | 2031_DzMD_GzMX_Dp00_Gp00 | A3 -Florencia 33 kV | All generators | 0.98 | cap | Purnio 230/115 | m:Q:bushv in Mvar | 14.7348 | ElmTr3
2031 | 2031_DzMD_GzMX_Dp00_Gp00 | A3 -Florencia 33 kV | All generators | 0.99 | cap | Purnio 230/115 | m:Q:bushv in Mvar | 14.4783 | ElmTr3
2031 | 2031_DzMD_GzMX_Dp00_Gp00 | A3 -Florencia 33 kV | All generators | 1 | cap | Purnio 230/115 | m:Q:bushv in Mvar | 13.923 | ElmTr3
2031 | 2031_DzMD_GzMX_Dp00_Gp00 | A3 -Florencia 33 kV | All generators | 0.9 | cap | Purnio 230/115 | m:cosphi:bushv | -0.96943 | ElmTr3
2031 | 2031_DzMD_GzMX_Dp00_Gp00 | A3 -Florencia 33 kV | All generators | 0.91 | cap | Purnio 230/115 | m:cosphi:bushv | -0.97011 | ElmTr3
2031 | 2031_DzMD_GzMX_Dp00_Gp00 | A3 -Florencia 33 kV | All generators | 0.92 | cap | Purnio 230/115 | m:cosphi:bushv | -0.97076 | ElmTr3
2031 | 2031_DzMD_GzMX_Dp00_Gp00 | A3 -Florencia 33 kV | All generators | 0.93 | cap | Purnio 230/115 | m:cosphi:bushv | -0.97139 | ElmTr3
2031 | 2031_DzMD_GzMX_Dp00_Gp00 | A3 -Florencia 33 kV | All generators | 0.94 | cap | Purnio 230/115 | m:cosphi:bushv | -0.97201 | ElmTr3
2031 | 2031_DzMD_GzMX_Dp00_Gp00 | A3 -Florencia 33 kV | All generators | 0.95 | cap | Purnio 230/115 | m:cosphi:bushv | -0.97262 | ElmTr3
2031 | 2031_DzMD_GzMX_Dp00_Gp00 | A3 -Florencia 33 kV | All generators | 0.96 | cap | Purnio 230/115 | m:cosphi:bushv | -0.97325 | ElmTr3
2031 | 2031_DzMD_GzMX_Dp00_Gp00 | A3 -Florencia 33 kV | All generators | 0.97 | cap | Purnio 230/115 | m:cosphi:bushv | -0.97391 | ElmTr3
2031 | 2031_DzMD_GzMX_Dp00_Gp00 | A3 -Florencia 33 kV | All generators | 0.98 | cap | Purnio 230/115 | m:cosphi:bushv | -0.97463 | ElmTr3
2031 | 2031_DzMD_GzMX_Dp00_Gp00 | A3 -Florencia 33 kV | All generators | 0.99 | cap | Purnio 230/115 | m:cosphi:bushv | -0.97548 | ElmTr3
2031 | 2031_DzMD_GzMX_Dp00_Gp00 | A3 -Florencia 33 kV | All generators | 1 | cap | Purnio 230/115 | m:cosphi:bushv | -0.97727 | ElmTr3
2031 | 2031_DzMD_GzMX_Dp00_Gp00 | A3 -Florencia 33 kV | All generators | 0.9 | cap | Victoria 115/33/13.8 kV | m:P:bushv in MW | -11.5615 | ElmTr3
2031 | 2031_DzMD_GzMX_Dp00_Gp00 | A3 -Florencia 33 kV | All generators | 0.91 | cap | Victoria 115/33/13.8 kV | m:P:bushv in MW | -11.5792 | ElmTr3
2031 | 2031_DzMD_GzMX_Dp00_Gp00 | A3 -Florencia 33 kV | All generators | 0.92 | cap | Victoria 115/33/13.8 kV | m:P:bushv in MW | -11.5942 | ElmTr3
2031 | 2031_DzMD_GzMX_Dp00_Gp00 | A3 -Florencia 33 kV | All generators | 0.93 | cap | Victoria 115/33/13.8 kV | m:P:bushv in MW | -11.6069 | ElmTr3
2031 | 2031_DzMD_GzMX_Dp00_Gp00 | A3 -Florencia 33 kV | All generators | 0.94 | cap | Victoria 115/33/13.8 kV | m:P:bushv in MW | -11.6176 | ElmTr3
2031 | 2031_DzMD_GzMX_Dp00_Gp00 | A3 -Florencia 33 kV | All generators | 0.95 | cap | Victoria 115/33/13.8 kV | m:P:bushv in MW | -11.6263 | ElmTr3
2031 | 2031_DzMD_GzMX_Dp00_Gp00 | A3 -Florencia 33 kV | All generators | 0.96 | cap | Victoria 115/33/13.8 kV | m:P:bushv in MW | -11.6333 | ElmTr3
2031 | 2031_DzMD_GzMX_Dp00_Gp00 | A3 -Florencia 33 kV | All generators | 0.97 | cap | Victoria 115/33/13.8 kV | m:P:bushv in MW | -11.6383 | ElmTr3
2031 | 2031_DzMD_GzMX_Dp00_Gp00 | A3 -Florencia 33 kV | All generators | 0.98 | cap | Victoria 115/33/13.8 kV | m:P:bushv in MW | -11.6411 | ElmTr3
2031 | 2031_DzMD_GzMX_Dp00_Gp00 | A3 -Florencia 33 kV | All generators | 0.99 | cap | Victoria 115/33/13.8 kV | m:P:bushv in MW | -11.6407 | ElmTr3
2031 | 2031_DzMD_GzMX_Dp00_Gp00 | A3 -Florencia 33 kV | All generators | 1 | cap | Victoria 115/33/13.8 kV | m:P:bushv in MW | -11.6256 | ElmTr3
2031 | 2031_DzMD_GzMX_Dp00_Gp00 | A3 -Florencia 33 kV | All generators | 0.9 | cap | Victoria 115/33/13.8 kV | m:Q:bushv in Mvar | 10.9335 | ElmTr3
2031 | 2031_DzMD_GzMX_Dp00_Gp00 | A3 -Florencia 33 kV | All generators | 0.91 | cap | Victoria 115/33/13.8 kV | m:Q:bushv in Mvar | 10.657 | ElmTr3
2031 | 2031_DzMD_GzMX_Dp00_Gp00 | A3 -Florencia 33 kV | All generators | 0.92 | cap | Victoria 115/33/13.8 kV | m:Q:bushv in Mvar | 10.3889 | ElmTr3
2031 | 2031_DzMD_GzMX_Dp00_Gp00 | A3 -Florencia 33 kV | All generators | 0.93 | cap | Victoria 115/33/13.8 kV | m:Q:bushv in Mvar | 10.1257 | ElmTr3
2031 | 2031_DzMD_GzMX_Dp00_Gp00 | A3 -Florencia 33 kV | All generators | 0.94 | cap | Victoria 115/33/13.8 kV | m:Q:bushv in Mvar | 9.8638 | ElmTr3
2031 | 2031_DzMD_GzMX_Dp00_Gp00 | A3 -Florencia 33 kV | All generators | 0.95 | cap | Victoria 115/33/13.8 kV | m:Q:bushv in Mvar | 9.5993 | ElmTr3
2031 | 2031_DzMD_GzMX_Dp00_Gp00 | A3 -Florencia 33 kV | All generators | 0.96 | cap | Victoria 115/33/13.8 kV | m:Q:bushv in Mvar | 9.3271 | ElmTr3
2031 | 2031_DzMD_GzMX_Dp00_Gp00 | A3 -Florencia 33 kV | All generators | 0.97 | cap | Victoria 115/33/13.8 kV | m:Q:bushv in Mvar | 9.0394 | ElmTr3
2031 | 2031_DzMD_GzMX_Dp00_Gp00 | A3 -Florencia 33 kV | All generators | 0.98 | cap | Victoria 115/33/13.8 kV | m:Q:bushv in Mvar | 8.7221 | ElmTr3
2031 | 2031_DzMD_GzMX_Dp00_Gp00 | A3 -Florencia 33 kV | All generators | 0.99 | cap | Victoria 115/33/13.8 kV | m:Q:bushv in Mvar | 8.3393 | ElmTr3
2031 | 2031_DzMD_GzMX_Dp00_Gp00 | A3 -Florencia 33 kV | All generators | 1 | cap | Victoria 115/33/13.8 kV | m:Q:bushv in Mvar | 7.5134 | ElmTr3
2031 | 2031_DzMD_GzMX_Dp00_Gp00 | A3 -Florencia 33 kV | All generators | 0.9 | cap | Victoria 115/33/13.8 kV | m:cosphi:bushv | -0.72657 | ElmTr3
2031 | 2031_DzMD_GzMX_Dp00_Gp00 | A3 -Florencia 33 kV | All generators | 0.91 | cap | Victoria 115/33/13.8 kV | m:cosphi:bushv | -0.7358 | ElmTr3
2031 | 2031_DzMD_GzMX_Dp00_Gp00 | A3 -Florencia 33 kV | All generators | 0.92 | cap | Victoria 115/33/13.8 kV | m:cosphi:bushv | -0.74476 | ElmTr3
2031 | 2031_DzMD_GzMX_Dp00_Gp00 | A3 -Florencia 33 kV | All generators | 0.93 | cap | Victoria 115/33/13.8 kV | m:cosphi:bushv | -0.75355 | ElmTr3
2031 | 2031_DzMD_GzMX_Dp00_Gp00 | A3 -Florencia 33 kV | All generators | 0.94 | cap | Victoria 115/33/13.8 kV | m:cosphi:bushv | -0.7623 | ElmTr3
2031 | 2031_DzMD_GzMX_Dp00_Gp00 | A3 -Florencia 33 kV | All generators | 0.95 | cap | Victoria 115/33/13.8 kV | m:cosphi:bushv | -0.77113 | ElmTr3
2031 | 2031_DzMD_GzMX_Dp00_Gp00 | A3 -Florencia 33 kV | All generators | 0.96 | cap | Victoria 115/33/13.8 kV | m:cosphi:bushv | -0.7802 | ElmTr3
2031 | 2031_DzMD_GzMX_Dp00_Gp00 | A3 -Florencia 33 kV | All generators | 0.97 | cap | Victoria 115/33/13.8 kV | m:cosphi:bushv | -0.78977 | ElmTr3
2031 | 2031_DzMD_GzMX_Dp00_Gp00 | A3 -Florencia 33 kV | All generators | 0.98 | cap | Victoria 115/33/13.8 kV | m:cosphi:bushv | -0.80029 | ElmTr3
2031 | 2031_DzMD_GzMX_Dp00_Gp00 | A3 -Florencia 33 kV | All generators | 0.99 | cap | Victoria 115/33/13.8 kV | m:cosphi:bushv | -0.81292 | ElmTr3
2031 | 2031_DzMD_GzMX_Dp00_Gp00 | A3 -Florencia 33 kV | All generators | 1 | cap | Victoria 115/33/13.8 kV | m:cosphi:bushv | -0.83987 | ElmTr3
2031 | 2031_DzMD_GzMX_Dp00_Gp00 | A3 -Florencia 33 kV | All generators | 0.9 | ind | Dorada - Magdalena 115 kV | m:P:bus1 in MW | 86.7202 | ElmLne
2031 | 2031_DzMD_GzMX_Dp00_Gp00 | A3 -Florencia 33 kV | All generators | 0.91 | ind | Dorada - Magdalena 115 kV | m:P:bus1 in MW | 86.7124 | ElmLne
2031 | 2031_DzMD_GzMX_Dp00_Gp00 | A3 -Florencia 33 kV | All generators | 0.92 | ind | Dorada - Magdalena 115 kV | m:P:bus1 in MW | 86.7042 | ElmLne
2031 | 2031_DzMD_GzMX_Dp00_Gp00 | A3 -Florencia 33 kV | All generators | 0.93 | ind | Dorada - Magdalena 115 kV | m:P:bus1 in MW | 86.6955 | ElmLne
2031 | 2031_DzMD_GzMX_Dp00_Gp00 | A3 -Florencia 33 kV | All generators | 0.94 | ind | Dorada - Magdalena 115 kV | m:P:bus1 in MW | 86.6862 | ElmLne
2031 | 2031_DzMD_GzMX_Dp00_Gp00 | A3 -Florencia 33 kV | All generators | 0.95 | ind | Dorada - Magdalena 115 kV | m:P:bus1 in MW | 86.676 | ElmLne
2031 | 2031_DzMD_GzMX_Dp00_Gp00 | A3 -Florencia 33 kV | All generators | 0.96 | ind | Dorada - Magdalena 115 kV | m:P:bus1 in MW | 86.6646 | ElmLne
2031 | 2031_DzMD_GzMX_Dp00_Gp00 | A3 -Florencia 33 kV | All generators | 0.97 | ind | Dorada - Magdalena 115 kV | m:P:bus1 in MW | 86.6516 | ElmLne
2031 | 2031_DzMD_GzMX_Dp00_Gp00 | A3 -Florencia 33 kV | All generators | 0.98 | ind | Dorada - Magdalena 115 kV | m:P:bus1 in MW | 86.636 | ElmLne
2031 | 2031_DzMD_GzMX_Dp00_Gp00 | A3 -Florencia 33 kV | All generators | 0.99 | ind | Dorada - Magdalena 115 kV | m:P:bus1 in MW | 86.615 | ElmLne
2031 | 2031_DzMD_GzMX_Dp00_Gp00 | A3 -Florencia 33 kV | All generators | 1 | ind | Dorada - Magdalena 115 kV | m:P:bus1 in MW | 86.5606 | ElmLne
2031 | 2031_DzMD_GzMX_Dp00_Gp00 | A3 -Florencia 33 kV | All generators | 0.9 | ind | Dorada - Magdalena 115 kV | m:P:bus2 in MW | -86.3213 | ElmLne
2031 | 2031_DzMD_GzMX_Dp00_Gp00 | A3 -Florencia 33 kV | All generators | 0.91 | ind | Dorada - Magdalena 115 kV | m:P:bus2 in MW | -86.3136 | ElmLne
2031 | 2031_DzMD_GzMX_Dp00_Gp00 | A3 -Florencia 33 kV | All generators | 0.92 | ind | Dorada - Magdalena 115 kV | m:P:bus2 in MW | -86.3054 | ElmLne
2031 | 2031_DzMD_GzMX_Dp00_Gp00 | A3 -Florencia 33 kV | All generators | 0.93 | ind | Dorada - Magdalena 115 kV | m:P:bus2 in MW | -86.2967 | ElmLne
2031 | 2031_DzMD_GzMX_Dp00_Gp00 | A3 -Florencia 33 kV | All generators | 0.94 | ind | Dorada - Magdalena 115 kV | m:P:bus2 in MW | -86.2873 | ElmLne
2031 | 2031_DzMD_GzMX_Dp00_Gp00 | A3 -Florencia 33 kV | All generators | 0.95 | ind | Dorada - Magdalena 115 kV | m:P:bus2 in MW | -86.2771 | ElmLne
2031 | 2031_DzMD_GzMX_Dp00_Gp00 | A3 -Florencia 33 kV | All generators | 0.96 | ind | Dorada - Magdalena 115 kV | m:P:bus2 in MW | -86.2657 | ElmLne
2031 | 2031_DzMD_GzMX_Dp00_Gp00 | A3 -Florencia 33 kV | All generators | 0.97 | ind | Dorada - Magdalena 115 kV | m:P:bus2 in MW | -86.2527 | ElmLne
2031 | 2031_DzMD_GzMX_Dp00_Gp00 | A3 -Florencia 33 kV | All generators | 0.98 | ind | Dorada - Magdalena 115 kV | m:P:bus2 in MW | -86.2371 | ElmLne
2031 | 2031_DzMD_GzMX_Dp00_Gp00 | A3 -Florencia 33 kV | All generators | 0.99 | ind | Dorada - Magdalena 115 kV | m:P:bus2 in MW | -86.2162 | ElmLne
2031 | 2031_DzMD_GzMX_Dp00_Gp00 | A3 -Florencia 33 kV | All generators | 1 | ind | Dorada - Magdalena 115 kV | m:P:bus2 in MW | -86.1618 | ElmLne
2031 | 2031_DzMD_GzMX_Dp00_Gp00 | A3 -Florencia 33 kV | All generators | 0.9 | ind | Dorada - Magdalena 115 kV | m:Q:bus1 in Mvar | 7.9834 | ElmLne
2031 | 2031_DzMD_GzMX_Dp00_Gp00 | A3 -Florencia 33 kV | All generators | 0.91 | ind | Dorada - Magdalena 115 kV | m:Q:bus1 in Mvar | 7.962 | ElmLne
2031 | 2031_DzMD_GzMX_Dp00_Gp00 | A3 -Florencia 33 kV | All generators | 0.92 | ind | Dorada - Magdalena 115 kV | m:Q:bus1 in Mvar | 7.9396 | ElmLne
2031 | 2031_DzMD_GzMX_Dp00_Gp00 | A3 -Florencia 33 kV | All generators | 0.93 | ind | Dorada - Magdalena 115 kV | m:Q:bus1 in Mvar | 7.9161 | ElmLne
2031 | 2031_DzMD_GzMX_Dp00_Gp00 | A3 -Florencia 33 kV | All generators | 0.94 | ind | Dorada - Magdalena 115 kV | m:Q:bus1 in Mvar | 7.891 | ElmLne
2031 | 2031_DzMD_GzMX_Dp00_Gp00 | A3 -Florencia 33 kV | All generators | 0.95 | ind | Dorada - Magdalena 115 kV | m:Q:bus1 in Mvar | 7.864 | ElmLne
2031 | 2031_DzMD_GzMX_Dp00_Gp00 | A3 -Florencia 33 kV | All generators | 0.96 | ind | Dorada - Magdalena 115 kV | m:Q:bus1 in Mvar | 7.8343 | ElmLne
2031 | 2031_DzMD_GzMX_Dp00_Gp00 | A3 -Florencia 33 kV | All generators | 0.97 | ind | Dorada - Magdalena 115 kV | m:Q:bus1 in Mvar | 7.8007 | ElmLne
2031 | 2031_DzMD_GzMX_Dp00_Gp00 | A3 -Florencia 33 kV | All generators | 0.98 | ind | Dorada - Magdalena 115 kV | m:Q:bus1 in Mvar | 7.7608 | ElmLne
2031 | 2031_DzMD_GzMX_Dp00_Gp00 | A3 -Florencia 33 kV | All generators | 0.99 | ind | Dorada - Magdalena 115 kV | m:Q:bus1 in Mvar | 7.7083 | ElmLne
2031 | 2031_DzMD_GzMX_Dp00_Gp00 | A3 -Florencia 33 kV | All generators | 1 | ind | Dorada - Magdalena 115 kV | m:Q:bus1 in Mvar | 7.5764 | ElmLne
2031 | 2031_DzMD_GzMX_Dp00_Gp00 | A3 -Florencia 33 kV | All generators | 0.9 | ind | Dorada - Magdalena 115 kV | m:Q:bus2 in Mvar | -6.3731 | ElmLne
2031 | 2031_DzMD_GzMX_Dp00_Gp00 | A3 -Florencia 33 kV | All generators | 0.91 | ind | Dorada - Magdalena 115 kV | m:Q:bus2 in Mvar | -6.3516 | ElmLne
2031 | 2031_DzMD_GzMX_Dp00_Gp00 | A3 -Florencia 33 kV | All generators | 0.92 | ind | Dorada - Magdalena 115 kV | m:Q:bus2 in Mvar | -6.3291 | ElmLne
2031 | 2031_DzMD_GzMX_Dp00_Gp00 | A3 -Florencia 33 kV | All generators | 0.93 | ind | Dorada - Magdalena 115 kV | m:Q:bus2 in Mvar | -6.3055 | ElmLne
2031 | 2031_DzMD_GzMX_Dp00_Gp00 | A3 -Florencia 33 kV | All generators | 0.94 | ind | Dorada - Magdalena 115 kV | m:Q:bus2 in Mvar | -6.2803 | ElmLne
2031 | 2031_DzMD_GzMX_Dp00_Gp00 | A3 -Florencia 33 kV | All generators | 0.95 | ind | Dorada - Magdalena 115 kV | m:Q:bus2 in Mvar | -6.2531 | ElmLne
2031 | 2031_DzMD_GzMX_Dp00_Gp00 | A3 -Florencia 33 kV | All generators | 0.96 | ind | Dorada - Magdalena 115 kV | m:Q:bus2 in Mvar | -6.2233 | ElmLne
2031 | 2031_DzMD_GzMX_Dp00_Gp00 | A3 -Florencia 33 kV | All generators | 0.97 | ind | Dorada - Magdalena 115 kV | m:Q:bus2 in Mvar | -6.1896 | ElmLne
2031 | 2031_DzMD_GzMX_Dp00_Gp00 | A3 -Florencia 33 kV | All generators | 0.98 | ind | Dorada - Magdalena 115 kV | m:Q:bus2 in Mvar | -6.1495 | ElmLne
2031 | 2031_DzMD_GzMX_Dp00_Gp00 | A3 -Florencia 33 kV | All generators | 0.99 | ind | Dorada - Magdalena 115 kV | m:Q:bus2 in Mvar | -6.0968 | ElmLne
2031 | 2031_DzMD_GzMX_Dp00_Gp00 | A3 -Florencia 33 kV | All generators | 1 | ind | Dorada - Magdalena 115 kV | m:Q:bus2 in Mvar | -5.9646 | ElmLne
2031 | 2031_DzMD_GzMX_Dp00_Gp00 | A3 -Florencia 33 kV | All generators | 0.9 | ind | Dorada - Magdalena 115 kV | m:cosphi:bus1 | 0.99579 | ElmLne
2031 | 2031_DzMD_GzMX_Dp00_Gp00 | A3 -Florencia 33 kV | All generators | 0.91 | ind | Dorada - Magdalena 115 kV | m:cosphi:bus1 | 0.99581 | ElmLne
2031 | 2031_DzMD_GzMX_Dp00_Gp00 | A3 -Florencia 33 kV | All generators | 0.92 | ind | Dorada - Magdalena 115 kV | m:cosphi:bus1 | 0.99583 | ElmLne
2031 | 2031_DzMD_GzMX_Dp00_Gp00 | A3 -Florencia 33 kV | All generators | 0.93 | ind | Dorada - Magdalena 115 kV | m:cosphi:bus1 | 0.99586 | ElmLne
2031 | 2031_DzMD_GzMX_Dp00_Gp00 | A3 -Florencia 33 kV | All generators | 0.94 | ind | Dorada - Magdalena 115 kV | m:cosphi:bus1 | 0.99588 | ElmLne
2031 | 2031_DzMD_GzMX_Dp00_Gp00 | A3 -Florencia 33 kV | All generators | 0.95 | ind | Dorada - Magdalena 115 kV | m:cosphi:bus1 | 0.99591 | ElmLne
2031 | 2031_DzMD_GzMX_Dp00_Gp00 | A3 -Florencia 33 kV | All generators | 0.96 | ind | Dorada - Magdalena 115 kV | m:cosphi:bus1 | 0.99594 | ElmLne
2031 | 2031_DzMD_GzMX_Dp00_Gp00 | A3 -Florencia 33 kV | All generators | 0.97 | ind | Dorada - Magdalena 115 kV | m:cosphi:bus1 | 0.99597 | ElmLne
2031 | 2031_DzMD_GzMX_Dp00_Gp00 | A3 -Florencia 33 kV | All generators | 0.98 | ind | Dorada - Magdalena 115 kV | m:cosphi:bus1 | 0.99601 | ElmLne
2031 | 2031_DzMD_GzMX_Dp00_Gp00 | A3 -Florencia 33 kV | All generators | 0.99 | ind | Dorada - Magdalena 115 kV | m:cosphi:bus1 | 0.99606 | ElmLne
2031 | 2031_DzMD_GzMX_Dp00_Gp00 | A3 -Florencia 33 kV | All generators | 1 | ind | Dorada - Magdalena 115 kV | m:cosphi:bus1 | 0.99619 | ElmLne
2031 | 2031_DzMD_GzMX_Dp00_Gp00 | A3 -Florencia 33 kV | All generators | 0.9 | ind | Dorada - Magdalena 115 kV | m:cosphi:bus2 | -0.99729 | ElmLne
2031 | 2031_DzMD_GzMX_Dp00_Gp00 | A3 -Florencia 33 kV | All generators | 0.91 | ind | Dorada - Magdalena 115 kV | m:cosphi:bus2 | -0.9973 | ElmLne
2031 | 2031_DzMD_GzMX_Dp00_Gp00 | A3 -Florencia 33 kV | All generators | 0.92 | ind | Dorada - Magdalena 115 kV | m:cosphi:bus2 | -0.99732 | ElmLne
2031 | 2031_DzMD_GzMX_Dp00_Gp00 | A3 -Florencia 33 kV | All generators | 0.93 | ind | Dorada - Magdalena 115 kV | m:cosphi:bus2 | -0.99734 | ElmLne
2031 | 2031_DzMD_GzMX_Dp00_Gp00 | A3 -Florencia 33 kV | All generators | 0.94 | ind | Dorada - Magdalena 115 kV | m:cosphi:bus2 | -0.99736 | ElmLne
2031 | 2031_DzMD_GzMX_Dp00_Gp00 | A3 -Florencia 33 kV | All generators | 0.95 | ind | Dorada - Magdalena 115 kV | m:cosphi:bus2 | -0.99738 | ElmLne
2031 | 2031_DzMD_GzMX_Dp00_Gp00 | A3 -Florencia 33 kV | All generators | 0.96 | ind | Dorada - Magdalena 115 kV | m:cosphi:bus2 | -0.99741 | ElmLne
2031 | 2031_DzMD_GzMX_Dp00_Gp00 | A3 -Florencia 33 kV | All generators | 0.97 | ind | Dorada - Magdalena 115 kV | m:cosphi:bus2 | -0.99744 | ElmLne
2031 | 2031_DzMD_GzMX_Dp00_Gp00 | A3 -Florencia 33 kV | All generators | 0.98 | ind | Dorada - Magdalena 115 kV | m:cosphi:bus2 | -0.99747 | ElmLne
2031 | 2031_DzMD_GzMX_Dp00_Gp00 | A3 -Florencia 33 kV | All generators | 0.99 | ind | Dorada - Magdalena 115 kV | m:cosphi:bus2 | -0.99751 | ElmLne
2031 | 2031_DzMD_GzMX_Dp00_Gp00 | A3 -Florencia 33 kV | All generators | 1 | ind | Dorada - Magdalena 115 kV | m:cosphi:bus2 | -0.99761 | ElmLne
2031 | 2031_DzMD_GzMX_Dp00_Gp00 | A3 -Florencia 33 kV | All generators | 0.9 | ind | Mariquita - Victoria 2 115 | m:P:bus1 in MW | -16.4348 | ElmLne
2031 | 2031_DzMD_GzMX_Dp00_Gp00 | A3 -Florencia 33 kV | All generators | 0.91 | ind | Mariquita - Victoria 2 115 | m:P:bus1 in MW | -16.4331 | ElmLne
2031 | 2031_DzMD_GzMX_Dp00_Gp00 | A3 -Florencia 33 kV | All generators | 0.92 | ind | Mariquita - Victoria 2 115 | m:P:bus1 in MW | -16.4314 | ElmLne
2031 | 2031_DzMD_GzMX_Dp00_Gp00 | A3 -Florencia 33 kV | All generators | 0.93 | ind | Mariquita - Victoria 2 115 | m:P:bus1 in MW | -16.4296 | ElmLne
2031 | 2031_DzMD_GzMX_Dp00_Gp00 | A3 -Florencia 33 kV | All generators | 0.94 | ind | Mariquita - Victoria 2 115 | m:P:bus1 in MW | -16.4278 | ElmLne
2031 | 2031_DzMD_GzMX_Dp00_Gp00 | A3 -Florencia 33 kV | All generators | 0.95 | ind | Mariquita - Victoria 2 115 | m:P:bus1 in MW | -16.4258 | ElmLne
2031 | 2031_DzMD_GzMX_Dp00_Gp00 | A3 -Florencia 33 kV | All generators | 0.96 | ind | Mariquita - Victoria 2 115 | m:P:bus1 in MW | -16.4237 | ElmLne
2031 | 2031_DzMD_GzMX_Dp00_Gp00 | A3 -Florencia 33 kV | All generators | 0.97 | ind | Mariquita - Victoria 2 115 | m:P:bus1 in MW | -16.4214 | ElmLne
2031 | 2031_DzMD_GzMX_Dp00_Gp00 | A3 -Florencia 33 kV | All generators | 0.98 | ind | Mariquita - Victoria 2 115 | m:P:bus1 in MW | -16.4187 | ElmLne
2031 | 2031_DzMD_GzMX_Dp00_Gp00 | A3 -Florencia 33 kV | All generators | 0.99 | ind | Mariquita - Victoria 2 115 | m:P:bus1 in MW | -16.4154 | ElmLne
2031 | 2031_DzMD_GzMX_Dp00_Gp00 | A3 -Florencia 33 kV | All generators | 1 | ind | Mariquita - Victoria 2 115 | m:P:bus1 in MW | -16.4077 | ElmLne
2031 | 2031_DzMD_GzMX_Dp00_Gp00 | A3 -Florencia 33 kV | All generators | 0.9 | ind | Mariquita - Victoria 2 115 | m:P:bus2 in MW | 16.4992 | ElmLne
2031 | 2031_DzMD_GzMX_Dp00_Gp00 | A3 -Florencia 33 kV | All generators | 0.91 | ind | Mariquita - Victoria 2 115 | m:P:bus2 in MW | 16.4975 | ElmLne
2031 | 2031_DzMD_GzMX_Dp00_Gp00 | A3 -Florencia 33 kV | All generators | 0.92 | ind | Mariquita - Victoria 2 115 | m:P:bus2 in MW | 16.4958 | ElmLne
2031 | 2031_DzMD_GzMX_Dp00_Gp00 | A3 -Florencia 33 kV | All generators | 0.93 | ind | Mariquita - Victoria 2 115 | m:P:bus2 in MW | 16.4941 | ElmLne
2031 | 2031_DzMD_GzMX_Dp00_Gp00 | A3 -Florencia 33 kV | All generators | 0.94 | ind | Mariquita - Victoria 2 115 | m:P:bus2 in MW | 16.4922 | ElmLne
2031 | 2031_DzMD_GzMX_Dp00_Gp00 | A3 -Florencia 33 kV | All generators | 0.95 | ind | Mariquita - Victoria 2 115 | m:P:bus2 in MW | 16.4903 | ElmLne
2031 | 2031_DzMD_GzMX_Dp00_Gp00 | A3 -Florencia 33 kV | All generators | 0.96 | ind | Mariquita - Victoria 2 115 | m:P:bus2 in MW | 16.4882 | ElmLne
2031 | 2031_DzMD_GzMX_Dp00_Gp00 | A3 -Florencia 33 kV | All generators | 0.97 | ind | Mariquita - Victoria 2 115 | m:P:bus2 in MW | 16.4859 | ElmLne
2031 | 2031_DzMD_GzMX_Dp00_Gp00 | A3 -Florencia 33 kV | All generators | 0.98 | ind | Mariquita - Victoria 2 115 | m:P:bus2 in MW | 16.4833 | ElmLne
2031 | 2031_DzMD_GzMX_Dp00_Gp00 | A3 -Florencia 33 kV | All generators | 0.99 | ind | Mariquita - Victoria 2 115 | m:P:bus2 in MW | 16.48 | ElmLne
2031 | 2031_DzMD_GzMX_Dp00_Gp00 | A3 -Florencia 33 kV | All generators | 1 | ind | Mariquita - Victoria 2 115 | m:P:bus2 in MW | 16.4724 | ElmLne
2031 | 2031_DzMD_GzMX_Dp00_Gp00 | A3 -Florencia 33 kV | All generators | 0.9 | ind | Mariquita - Victoria 2 115 | m:Q:bus1 in Mvar | 5.3547 | ElmLne
2031 | 2031_DzMD_GzMX_Dp00_Gp00 | A3 -Florencia 33 kV | All generators | 0.91 | ind | Mariquita - Victoria 2 115 | m:Q:bus1 in Mvar | 5.3549 | ElmLne
2031 | 2031_DzMD_GzMX_Dp00_Gp00 | A3 -Florencia 33 kV | All generators | 0.92 | ind | Mariquita - Victoria 2 115 | m:Q:bus1 in Mvar | 5.3551 | ElmLne
2031 | 2031_DzMD_GzMX_Dp00_Gp00 | A3 -Florencia 33 kV | All generators | 0.93 | ind | Mariquita - Victoria 2 115 | m:Q:bus1 in Mvar | 5.3553 | ElmLne
2031 | 2031_DzMD_GzMX_Dp00_Gp00 | A3 -Florencia 33 kV | All generators | 0.94 | ind | Mariquita - Victoria 2 115 | m:Q:bus1 in Mvar | 5.3555 | ElmLne
2031 | 2031_DzMD_GzMX_Dp00_Gp00 | A3 -Florencia 33 kV | All generators | 0.95 | ind | Mariquita - Victoria 2 115 | m:Q:bus1 in Mvar | 5.3557 | ElmLne
2031 | 2031_DzMD_GzMX_Dp00_Gp00 | A3 -Florencia 33 kV | All generators | 0.96 | ind | Mariquita - Victoria 2 115 | m:Q:bus1 in Mvar | 5.356 | ElmLne
2031 | 2031_DzMD_GzMX_Dp00_Gp00 | A3 -Florencia 33 kV | All generators | 0.97 | ind | Mariquita - Victoria 2 115 | m:Q:bus1 in Mvar | 5.3563 | ElmLne
2031 | 2031_DzMD_GzMX_Dp00_Gp00 | A3 -Florencia 33 kV | All generators | 0.98 | ind | Mariquita - Victoria 2 115 | m:Q:bus1 in Mvar | 5.3566 | ElmLne
2031 | 2031_DzMD_GzMX_Dp00_Gp00 | A3 -Florencia 33 kV | All generators | 0.99 | ind | Mariquita - Victoria 2 115 | m:Q:bus1 in Mvar | 5.357 | ElmLne
2031 | 2031_DzMD_GzMX_Dp00_Gp00 | A3 -Florencia 33 kV | All generators | 1 | ind | Mariquita - Victoria 2 115 | m:Q:bus1 in Mvar | 5.3578 | ElmLne
2031 | 2031_DzMD_GzMX_Dp00_Gp00 | A3 -Florencia 33 kV | All generators | 0.9 | ind | Mariquita - Victoria 2 115 | m:Q:bus2 in Mvar | -5.8488 | ElmLne
2031 | 2031_DzMD_GzMX_Dp00_Gp00 | A3 -Florencia 33 kV | All generators | 0.91 | ind | Mariquita - Victoria 2 115 | m:Q:bus2 in Mvar | -5.8488 | ElmLne
2031 | 2031_DzMD_GzMX_Dp00_Gp00 | A3 -Florencia 33 kV | All generators | 0.92 | ind | Mariquita - Victoria 2 115 | m:Q:bus2 in Mvar | -5.8487 | ElmLne
2031 | 2031_DzMD_GzMX_Dp00_Gp00 | A3 -Florencia 33 kV | All generators | 0.93 | ind | Mariquita - Victoria 2 115 | m:Q:bus2 in Mvar | -5.8487 | ElmLne
2031 | 2031_DzMD_GzMX_Dp00_Gp00 | A3 -Florencia 33 kV | All generators | 0.94 | ind | Mariquita - Victoria 2 115 | m:Q:bus2 in Mvar | -5.8486 | ElmLne
2031 | 2031_DzMD_GzMX_Dp00_Gp00 | A3 -Florencia 33 kV | All generators | 0.95 | ind | Mariquita - Victoria 2 115 | m:Q:bus2 in Mvar | -5.8485 | ElmLne
2031 | 2031_DzMD_GzMX_Dp00_Gp00 | A3 -Florencia 33 kV | All generators | 0.96 | ind | Mariquita - Victoria 2 115 | m:Q:bus2 in Mvar | -5.8484 | ElmLne
2031 | 2031_DzMD_GzMX_Dp00_Gp00 | A3 -Florencia 33 kV | All generators | 0.97 | ind | Mariquita - Victoria 2 115 | m:Q:bus2 in Mvar | -5.8483 | ElmLne
2031 | 2031_DzMD_GzMX_Dp00_Gp00 | A3 -Florencia 33 kV | All generators | 0.98 | ind | Mariquita - Victoria 2 115 | m:Q:bus2 in Mvar | -5.8482 | ElmLne
2031 | 2031_DzMD_GzMX_Dp00_Gp00 | A3 -Florencia 33 kV | All generators | 0.99 | ind | Mariquita - Victoria 2 115 | m:Q:bus2 in Mvar | -5.8479 | ElmLne
2031 | 2031_DzMD_GzMX_Dp00_Gp00 | A3 -Florencia 33 kV | All generators | 1 | ind | Mariquita - Victoria 2 115 | m:Q:bus2 in Mvar | -5.8471 | ElmLne
2031 | 2031_DzMD_GzMX_Dp00_Gp00 | A3 -Florencia 33 kV | All generators | 0.9 | ind | Mariquita - Victoria 2 115 | m:cosphi:bus1 | -0.95081 | ElmLne
2031 | 2031_DzMD_GzMX_Dp00_Gp00 | A3 -Florencia 33 kV | All generators | 0.91 | ind | Mariquita - Victoria 2 115 | m:cosphi:bus1 | -0.95079 | ElmLne
2031 | 2031_DzMD_GzMX_Dp00_Gp00 | A3 -Florencia 33 kV | All generators | 0.92 | ind | Mariquita - Victoria 2 115 | m:cosphi:bus1 | -0.95078 | ElmLne
2031 | 2031_DzMD_GzMX_Dp00_Gp00 | A3 -Florencia 33 kV | All generators | 0.93 | ind | Mariquita - Victoria 2 115 | m:cosphi:bus1 | -0.95077 | ElmLne
2031 | 2031_DzMD_GzMX_Dp00_Gp00 | A3 -Florencia 33 kV | All generators | 0.94 | ind | Mariquita - Victoria 2 115 | m:cosphi:bus1 | -0.95075 | ElmLne
2031 | 2031_DzMD_GzMX_Dp00_Gp00 | A3 -Florencia 33 kV | All generators | 0.95 | ind | Mariquita - Victoria 2 115 | m:cosphi:bus1 | -0.95074 | ElmLne
2031 | 2031_DzMD_GzMX_Dp00_Gp00 | A3 -Florencia 33 kV | All generators | 0.96 | ind | Mariquita - Victoria 2 115 | m:cosphi:bus1 | -0.95072 | ElmLne
2031 | 2031_DzMD_GzMX_Dp00_Gp00 | A3 -Florencia 33 kV | All generators | 0.97 | ind | Mariquita - Victoria 2 115 | m:cosphi:bus1 | -0.9507 | ElmLne
2031 | 2031_DzMD_GzMX_Dp00_Gp00 | A3 -Florencia 33 kV | All generators | 0.98 | ind | Mariquita - Victoria 2 115 | m:cosphi:bus1 | -0.95068 | ElmLne
2031 | 2031_DzMD_GzMX_Dp00_Gp00 | A3 -Florencia 33 kV | All generators | 0.99 | ind | Mariquita - Victoria 2 115 | m:cosphi:bus1 | -0.95066 | ElmLne
2031 | 2031_DzMD_GzMX_Dp00_Gp00 | A3 -Florencia 33 kV | All generators | 1 | ind | Mariquita - Victoria 2 115 | m:cosphi:bus1 | -0.9506 | ElmLne
2031 | 2031_DzMD_GzMX_Dp00_Gp00 | A3 -Florencia 33 kV | All generators | 0.9 | ind | Mariquita - Victoria 2 115 | m:cosphi:bus2 | 0.94253 | ElmLne
2031 | 2031_DzMD_GzMX_Dp00_Gp00 | A3 -Florencia 33 kV | All generators | 0.91 | ind | Mariquita - Victoria 2 115 | m:cosphi:bus2 | 0.94252 | ElmLne
2031 | 2031_DzMD_GzMX_Dp00_Gp00 | A3 -Florencia 33 kV | All generators | 0.92 | ind | Mariquita - Victoria 2 115 | m:cosphi:bus2 | 0.94251 | ElmLne
2031 | 2031_DzMD_GzMX_Dp00_Gp00 | A3 -Florencia 33 kV | All generators | 0.93 | ind | Mariquita - Victoria 2 115 | m:cosphi:bus2 | 0.9425 | ElmLne
2031 | 2031_DzMD_GzMX_Dp00_Gp00 | A3 -Florencia 33 kV | All generators | 0.94 | ind | Mariquita - Victoria 2 115 | m:cosphi:bus2 | 0.94249 | ElmLne
2031 | 2031_DzMD_GzMX_Dp00_Gp00 | A3 -Florencia 33 kV | All generators | 0.95 | ind | Mariquita - Victoria 2 115 | m:cosphi:bus2 | 0.94248 | ElmLne
2031 | 2031_DzMD_GzMX_Dp00_Gp00 | A3 -Florencia 33 kV | All generators | 0.96 | ind | Mariquita - Victoria 2 115 | m:cosphi:bus2 | 0.94247 | ElmLne
2031 | 2031_DzMD_GzMX_Dp00_Gp00 | A3 -Florencia 33 kV | All generators | 0.97 | ind | Mariquita - Victoria 2 115 | m:cosphi:bus2 | 0.94246 | ElmLne
2031 | 2031_DzMD_GzMX_Dp00_Gp00 | A3 -Florencia 33 kV | All generators | 0.98 | ind | Mariquita - Victoria 2 115 | m:cosphi:bus2 | 0.94244 | ElmLne
2031 | 2031_DzMD_GzMX_Dp00_Gp00 | A3 -Florencia 33 kV | All generators | 0.99 | ind | Mariquita - Victoria 2 115 | m:cosphi:bus2 | 0.94242 | ElmLne
2031 | 2031_DzMD_GzMX_Dp00_Gp00 | A3 -Florencia 33 kV | All generators | 1 | ind | Mariquita - Victoria 2 115 | m:cosphi:bus2 | 0.94239 | ElmLne
2031 | 2031_DzMD_GzMX_Dp00_Gp00 | A3 -Florencia 33 kV | All generators | 0.9 | ind | Dorada 115/33/13.8 kV | m:P:bushv in MW | -15.0314 | ElmTr3
2031 | 2031_DzMD_GzMX_Dp00_Gp00 | A3 -Florencia 33 kV | All generators | 0.91 | ind | Dorada 115/33/13.8 kV | m:P:bushv in MW | -15.0378 | ElmTr3
2031 | 2031_DzMD_GzMX_Dp00_Gp00 | A3 -Florencia 33 kV | All generators | 0.92 | ind | Dorada 115/33/13.8 kV | m:P:bushv in MW | -15.0442 | ElmTr3
2031 | 2031_DzMD_GzMX_Dp00_Gp00 | A3 -Florencia 33 kV | All generators | 0.93 | ind | Dorada 115/33/13.8 kV | m:P:bushv in MW | -15.0506 | ElmTr3
2031 | 2031_DzMD_GzMX_Dp00_Gp00 | A3 -Florencia 33 kV | All generators | 0.94 | ind | Dorada 115/33/13.8 kV | m:P:bushv in MW | -15.0572 | ElmTr3
2031 | 2031_DzMD_GzMX_Dp00_Gp00 | A3 -Florencia 33 kV | All generators | 0.95 | ind | Dorada 115/33/13.8 kV | m:P:bushv in MW | -15.0638 | ElmTr3
2031 | 2031_DzMD_GzMX_Dp00_Gp00 | A3 -Florencia 33 kV | All generators | 0.96 | ind | Dorada 115/33/13.8 kV | m:P:bushv in MW | -15.0707 | ElmTr3
2031 | 2031_DzMD_GzMX_Dp00_Gp00 | A3 -Florencia 33 kV | All generators | 0.97 | ind | Dorada 115/33/13.8 kV | m:P:bushv in MW | -15.0779 | ElmTr3
2031 | 2031_DzMD_GzMX_Dp00_Gp00 | A3 -Florencia 33 kV | All generators | 0.98 | ind | Dorada 115/33/13.8 kV | m:P:bushv in MW | -15.0856 | ElmTr3
2031 | 2031_DzMD_GzMX_Dp00_Gp00 | A3 -Florencia 33 kV | All generators | 0.99 | ind | Dorada 115/33/13.8 kV | m:P:bushv in MW | -15.0945 | ElmTr3
2031 | 2031_DzMD_GzMX_Dp00_Gp00 | A3 -Florencia 33 kV | All generators | 1 | ind | Dorada 115/33/13.8 kV | m:P:bushv in MW | -15.1104 | ElmTr3
2031 | 2031_DzMD_GzMX_Dp00_Gp00 | A3 -Florencia 33 kV | All generators | 0.9 | ind | Dorada 115/33/13.8 kV | m:Q:bushv in Mvar | 6.4015 | ElmTr3
2031 | 2031_DzMD_GzMX_Dp00_Gp00 | A3 -Florencia 33 kV | All generators | 0.91 | ind | Dorada 115/33/13.8 kV | m:Q:bushv in Mvar | 6.4771 | ElmTr3
2031 | 2031_DzMD_GzMX_Dp00_Gp00 | A3 -Florencia 33 kV | All generators | 0.92 | ind | Dorada 115/33/13.8 kV | m:Q:bushv in Mvar | 6.5561 | ElmTr3
2031 | 2031_DzMD_GzMX_Dp00_Gp00 | A3 -Florencia 33 kV | All generators | 0.93 | ind | Dorada 115/33/13.8 kV | m:Q:bushv in Mvar | 6.6393 | ElmTr3
2031 | 2031_DzMD_GzMX_Dp00_Gp00 | A3 -Florencia 33 kV | All generators | 0.94 | ind | Dorada 115/33/13.8 kV | m:Q:bushv in Mvar | 6.7278 | ElmTr3
2031 | 2031_DzMD_GzMX_Dp00_Gp00 | A3 -Florencia 33 kV | All generators | 0.95 | ind | Dorada 115/33/13.8 kV | m:Q:bushv in Mvar | 6.8233 | ElmTr3
2031 | 2031_DzMD_GzMX_Dp00_Gp00 | A3 -Florencia 33 kV | All generators | 0.96 | ind | Dorada 115/33/13.8 kV | m:Q:bushv in Mvar | 6.9283 | ElmTr3
2031 | 2031_DzMD_GzMX_Dp00_Gp00 | A3 -Florencia 33 kV | All generators | 0.97 | ind | Dorada 115/33/13.8 kV | m:Q:bushv in Mvar | 7.0471 | ElmTr3
2031 | 2031_DzMD_GzMX_Dp00_Gp00 | A3 -Florencia 33 kV | All generators | 0.98 | ind | Dorada 115/33/13.8 kV | m:Q:bushv in Mvar | 7.1881 | ElmTr3
2031 | 2031_DzMD_GzMX_Dp00_Gp00 | A3 -Florencia 33 kV | All generators | 0.99 | ind | Dorada 115/33/13.8 kV | m:Q:bushv in Mvar | 7.3731 | ElmTr3
2031 | 2031_DzMD_GzMX_Dp00_Gp00 | A3 -Florencia 33 kV | All generators | 1 | ind | Dorada 115/33/13.8 kV | m:Q:bushv in Mvar | 7.8372 | ElmTr3
2031 | 2031_DzMD_GzMX_Dp00_Gp00 | A3 -Florencia 33 kV | All generators | 0.9 | ind | Dorada 115/33/13.8 kV | m:cosphi:bushv | -0.92004 | ElmTr3
2031 | 2031_DzMD_GzMX_Dp00_Gp00 | A3 -Florencia 33 kV | All generators | 0.91 | ind | Dorada 115/33/13.8 kV | m:cosphi:bushv | -0.91843 | ElmTr3
2031 | 2031_DzMD_GzMX_Dp00_Gp00 | A3 -Florencia 33 kV | All generators | 0.92 | ind | Dorada 115/33/13.8 kV | m:cosphi:bushv | -0.91673 | ElmTr3
2031 | 2031_DzMD_GzMX_Dp00_Gp00 | A3 -Florencia 33 kV | All generators | 0.93 | ind | Dorada 115/33/13.8 kV | m:cosphi:bushv | -0.91493 | ElmTr3
2031 | 2031_DzMD_GzMX_Dp00_Gp00 | A3 -Florencia 33 kV | All generators | 0.94 | ind | Dorada 115/33/13.8 kV | m:cosphi:bushv | -0.913 | ElmTr3
2031 | 2031_DzMD_GzMX_Dp00_Gp00 | A3 -Florencia 33 kV | All generators | 0.95 | ind | Dorada 115/33/13.8 kV | m:cosphi:bushv | -0.91091 | ElmTr3
2031 | 2031_DzMD_GzMX_Dp00_Gp00 | A3 -Florencia 33 kV | All generators | 0.96 | ind | Dorada 115/33/13.8 kV | m:cosphi:bushv | -0.90859 | ElmTr3
2031 | 2031_DzMD_GzMX_Dp00_Gp00 | A3 -Florencia 33 kV | All generators | 0.97 | ind | Dorada 115/33/13.8 kV | m:cosphi:bushv | -0.90594 | ElmTr3
2031 | 2031_DzMD_GzMX_Dp00_Gp00 | A3 -Florencia 33 kV | All generators | 0.98 | ind | Dorada 115/33/13.8 kV | m:cosphi:bushv | -0.90276 | ElmTr3
2031 | 2031_DzMD_GzMX_Dp00_Gp00 | A3 -Florencia 33 kV | All generators | 0.99 | ind | Dorada 115/33/13.8 kV | m:cosphi:bushv | -0.89854 | ElmTr3
2031 | 2031_DzMD_GzMX_Dp00_Gp00 | A3 -Florencia 33 kV | All generators | 1 | ind | Dorada 115/33/13.8 kV | m:cosphi:bushv | -0.8877 | ElmTr3
2031 | 2031_DzMD_GzMX_Dp00_Gp00 | A3 -Florencia 33 kV | All generators | 0.9 | ind | Manzanares 115/33/13.8 kV | m:P:bushv in MW | -27.0425 | ElmTr3
2031 | 2031_DzMD_GzMX_Dp00_Gp00 | A3 -Florencia 33 kV | All generators | 0.91 | ind | Manzanares 115/33/13.8 kV | m:P:bushv in MW | -27.0255 | ElmTr3
2031 | 2031_DzMD_GzMX_Dp00_Gp00 | A3 -Florencia 33 kV | All generators | 0.92 | ind | Manzanares 115/33/13.8 kV | m:P:bushv in MW | -27.0069 | ElmTr3
2031 | 2031_DzMD_GzMX_Dp00_Gp00 | A3 -Florencia 33 kV | All generators | 0.93 | ind | Manzanares 115/33/13.8 kV | m:P:bushv in MW | -26.9864 | ElmTr3
2031 | 2031_DzMD_GzMX_Dp00_Gp00 | A3 -Florencia 33 kV | All generators | 0.94 | ind | Manzanares 115/33/13.8 kV | m:P:bushv in MW | -26.9636 | ElmTr3
2031 | 2031_DzMD_GzMX_Dp00_Gp00 | A3 -Florencia 33 kV | All generators | 0.95 | ind | Manzanares 115/33/13.8 kV | m:P:bushv in MW | -26.9378 | ElmTr3
2031 | 2031_DzMD_GzMX_Dp00_Gp00 | A3 -Florencia 33 kV | All generators | 0.96 | ind | Manzanares 115/33/13.8 kV | m:P:bushv in MW | -26.908 | ElmTr3
2031 | 2031_DzMD_GzMX_Dp00_Gp00 | A3 -Florencia 33 kV | All generators | 0.97 | ind | Manzanares 115/33/13.8 kV | m:P:bushv in MW | -26.8726 | ElmTr3
2031 | 2031_DzMD_GzMX_Dp00_Gp00 | A3 -Florencia 33 kV | All generators | 0.98 | ind | Manzanares 115/33/13.8 kV | m:P:bushv in MW | -26.8281 | ElmTr3
2031 | 2031_DzMD_GzMX_Dp00_Gp00 | A3 -Florencia 33 kV | All generators | 0.99 | ind | Manzanares 115/33/13.8 kV | m:P:bushv in MW | -26.7658 | ElmTr3
2031 | 2031_DzMD_GzMX_Dp00_Gp00 | A3 -Florencia 33 kV | All generators | 1 | ind | Manzanares 115/33/13.8 kV | m:P:bushv in MW | -26.5896 | ElmTr3
2031 | 2031_DzMD_GzMX_Dp00_Gp00 | A3 -Florencia 33 kV | All generators | 0.9 | ind | Manzanares 115/33/13.8 kV | m:Q:bushv in Mvar | 6.1696 | ElmTr3
2031 | 2031_DzMD_GzMX_Dp00_Gp00 | A3 -Florencia 33 kV | All generators | 0.91 | ind | Manzanares 115/33/13.8 kV | m:Q:bushv in Mvar | 6.3768 | ElmTr3
2031 | 2031_DzMD_GzMX_Dp00_Gp00 | A3 -Florencia 33 kV | All generators | 0.92 | ind | Manzanares 115/33/13.8 kV | m:Q:bushv in Mvar | 6.5931 | ElmTr3
2031 | 2031_DzMD_GzMX_Dp00_Gp00 | A3 -Florencia 33 kV | All generators | 0.93 | ind | Manzanares 115/33/13.8 kV | m:Q:bushv in Mvar | 6.8207 | ElmTr3
2031 | 2031_DzMD_GzMX_Dp00_Gp00 | A3 -Florencia 33 kV | All generators | 0.94 | ind | Manzanares 115/33/13.8 kV | m:Q:bushv in Mvar | 7.0626 | ElmTr3
2031 | 2031_DzMD_GzMX_Dp00_Gp00 | A3 -Florencia 33 kV | All generators | 0.95 | ind | Manzanares 115/33/13.8 kV | m:Q:bushv in Mvar | 7.3232 | ElmTr3
2031 | 2031_DzMD_GzMX_Dp00_Gp00 | A3 -Florencia 33 kV | All generators | 0.96 | ind | Manzanares 115/33/13.8 kV | m:Q:bushv in Mvar | 7.6093 | ElmTr3
2031 | 2031_DzMD_GzMX_Dp00_Gp00 | A3 -Florencia 33 kV | All generators | 0.97 | ind | Manzanares 115/33/13.8 kV | m:Q:bushv in Mvar | 7.9325 | ElmTr3
2031 | 2031_DzMD_GzMX_Dp00_Gp00 | A3 -Florencia 33 kV | All generators | 0.98 | ind | Manzanares 115/33/13.8 kV | m:Q:bushv in Mvar | 8.3153 | ElmTr3
2031 | 2031_DzMD_GzMX_Dp00_Gp00 | A3 -Florencia 33 kV | All generators | 0.99 | ind | Manzanares 115/33/13.8 kV | m:Q:bushv in Mvar | 8.8167 | ElmTr3
2031 | 2031_DzMD_GzMX_Dp00_Gp00 | A3 -Florencia 33 kV | All generators | 1 | ind | Manzanares 115/33/13.8 kV | m:Q:bushv in Mvar | 10.0676 | ElmTr3
2031 | 2031_DzMD_GzMX_Dp00_Gp00 | A3 -Florencia 33 kV | All generators | 0.9 | ind | Manzanares 115/33/13.8 kV | m:cosphi:bushv | -0.97495 | ElmTr3
2031 | 2031_DzMD_GzMX_Dp00_Gp00 | A3 -Florencia 33 kV | All generators | 0.91 | ind | Manzanares 115/33/13.8 kV | m:cosphi:bushv | -0.97327 | ElmTr3
2031 | 2031_DzMD_GzMX_Dp00_Gp00 | A3 -Florencia 33 kV | All generators | 0.92 | ind | Manzanares 115/33/13.8 kV | m:cosphi:bushv | -0.97147 | ElmTr3
2031 | 2031_DzMD_GzMX_Dp00_Gp00 | A3 -Florencia 33 kV | All generators | 0.93 | ind | Manzanares 115/33/13.8 kV | m:cosphi:bushv | -0.96951 | ElmTr3
2031 | 2031_DzMD_GzMX_Dp00_Gp00 | A3 -Florencia 33 kV | All generators | 0.94 | ind | Manzanares 115/33/13.8 kV | m:cosphi:bushv | -0.96737 | ElmTr3
2031 | 2031_DzMD_GzMX_Dp00_Gp00 | A3 -Florencia 33 kV | All generators | 0.95 | ind | Manzanares 115/33/13.8 kV | m:cosphi:bushv | -0.96498 | ElmTr3
2031 | 2031_DzMD_GzMX_Dp00_Gp00 | A3 -Florencia 33 kV | All generators | 0.96 | ind | Manzanares 115/33/13.8 kV | m:cosphi:bushv | -0.96226 | ElmTr3
2031 | 2031_DzMD_GzMX_Dp00_Gp00 | A3 -Florencia 33 kV | All generators | 0.97 | ind | Manzanares 115/33/13.8 kV | m:cosphi:bushv | -0.95909 | ElmTr3
2031 | 2031_DzMD_GzMX_Dp00_Gp00 | A3 -Florencia 33 kV | All generators | 0.98 | ind | Manzanares 115/33/13.8 kV | m:cosphi:bushv | -0.95517 | ElmTr3
2031 | 2031_DzMD_GzMX_Dp00_Gp00 | A3 -Florencia 33 kV | All generators | 0.99 | ind | Manzanares 115/33/13.8 kV | m:cosphi:bushv | -0.9498 | ElmTr3
2031 | 2031_DzMD_GzMX_Dp00_Gp00 | A3 -Florencia 33 kV | All generators | 1 | ind | Manzanares 115/33/13.8 kV | m:cosphi:bushv | -0.93521 | ElmTr3
2031 | 2031_DzMD_GzMX_Dp00_Gp00 | A3 -Florencia 33 kV | All generators | 0.9 | ind | Purnio 230/115 | m:P:bushv in MW | -64.1368 | ElmTr3
2031 | 2031_DzMD_GzMX_Dp00_Gp00 | A3 -Florencia 33 kV | All generators | 0.91 | ind | Purnio 230/115 | m:P:bushv in MW | -64.1424 | ElmTr3
2031 | 2031_DzMD_GzMX_Dp00_Gp00 | A3 -Florencia 33 kV | All generators | 0.92 | ind | Purnio 230/115 | m:P:bushv in MW | -64.1479 | ElmTr3
2031 | 2031_DzMD_GzMX_Dp00_Gp00 | A3 -Florencia 33 kV | All generators | 0.93 | ind | Purnio 230/115 | m:P:bushv in MW | -64.1533 | ElmTr3
2031 | 2031_DzMD_GzMX_Dp00_Gp00 | A3 -Florencia 33 kV | All generators | 0.94 | ind | Purnio 230/115 | m:P:bushv in MW | -64.1586 | ElmTr3
2031 | 2031_DzMD_GzMX_Dp00_Gp00 | A3 -Florencia 33 kV | All generators | 0.95 | ind | Purnio 230/115 | m:P:bushv in MW | -64.1637 | ElmTr3
2031 | 2031_DzMD_GzMX_Dp00_Gp00 | A3 -Florencia 33 kV | All generators | 0.96 | ind | Purnio 230/115 | m:P:bushv in MW | -64.1688 | ElmTr3
2031 | 2031_DzMD_GzMX_Dp00_Gp00 | A3 -Florencia 33 kV | All generators | 0.97 | ind | Purnio 230/115 | m:P:bushv in MW | -64.1738 | ElmTr3
2031 | 2031_DzMD_GzMX_Dp00_Gp00 | A3 -Florencia 33 kV | All generators | 0.98 | ind | Purnio 230/115 | m:P:bushv in MW | -64.1786 | ElmTr3
2031 | 2031_DzMD_GzMX_Dp00_Gp00 | A3 -Florencia 33 kV | All generators | 0.99 | ind | Purnio 230/115 | m:P:bushv in MW | -64.1831 | ElmTr3
2031 | 2031_DzMD_GzMX_Dp00_Gp00 | A3 -Florencia 33 kV | All generators | 1 | ind | Purnio 230/115 | m:P:bushv in MW | -64.1855 | ElmTr3
2031 | 2031_DzMD_GzMX_Dp00_Gp00 | A3 -Florencia 33 kV | All generators | 0.9 | ind | Purnio 230/115 | m:Q:bushv in Mvar | 12.3566 | ElmTr3
2031 | 2031_DzMD_GzMX_Dp00_Gp00 | A3 -Florencia 33 kV | All generators | 0.91 | ind | Purnio 230/115 | m:Q:bushv in Mvar | 12.4397 | ElmTr3
2031 | 2031_DzMD_GzMX_Dp00_Gp00 | A3 -Florencia 33 kV | All generators | 0.92 | ind | Purnio 230/115 | m:Q:bushv in Mvar | 12.5265 | ElmTr3
2031 | 2031_DzMD_GzMX_Dp00_Gp00 | A3 -Florencia 33 kV | All generators | 0.93 | ind | Purnio 230/115 | m:Q:bushv in Mvar | 12.6179 | ElmTr3
2031 | 2031_DzMD_GzMX_Dp00_Gp00 | A3 -Florencia 33 kV | All generators | 0.94 | ind | Purnio 230/115 | m:Q:bushv in Mvar | 12.715 | ElmTr3
2031 | 2031_DzMD_GzMX_Dp00_Gp00 | A3 -Florencia 33 kV | All generators | 0.95 | ind | Purnio 230/115 | m:Q:bushv in Mvar | 12.8196 | ElmTr3
2031 | 2031_DzMD_GzMX_Dp00_Gp00 | A3 -Florencia 33 kV | All generators | 0.96 | ind | Purnio 230/115 | m:Q:bushv in Mvar | 12.9345 | ElmTr3
2031 | 2031_DzMD_GzMX_Dp00_Gp00 | A3 -Florencia 33 kV | All generators | 0.97 | ind | Purnio 230/115 | m:Q:bushv in Mvar | 13.0642 | ElmTr3
2031 | 2031_DzMD_GzMX_Dp00_Gp00 | A3 -Florencia 33 kV | All generators | 0.98 | ind | Purnio 230/115 | m:Q:bushv in Mvar | 13.218 | ElmTr3
2031 | 2031_DzMD_GzMX_Dp00_Gp00 | A3 -Florencia 33 kV | All generators | 0.99 | ind | Purnio 230/115 | m:Q:bushv in Mvar | 13.4194 | ElmTr3
2031 | 2031_DzMD_GzMX_Dp00_Gp00 | A3 -Florencia 33 kV | All generators | 1 | ind | Purnio 230/115 | m:Q:bushv in Mvar | 13.923 | ElmTr3
2031 | 2031_DzMD_GzMX_Dp00_Gp00 | A3 -Florencia 33 kV | All generators | 0.9 | ind | Purnio 230/115 | m:cosphi:bushv | -0.98194 | ElmTr3
2031 | 2031_DzMD_GzMX_Dp00_Gp00 | A3 -Florencia 33 kV | All generators | 0.91 | ind | Purnio 230/115 | m:cosphi:bushv | -0.98171 | ElmTr3
2031 | 2031_DzMD_GzMX_Dp00_Gp00 | A3 -Florencia 33 kV | All generators | 0.92 | ind | Purnio 230/115 | m:cosphi:bushv | -0.98146 | ElmTr3
2031 | 2031_DzMD_GzMX_Dp00_Gp00 | A3 -Florencia 33 kV | All generators | 0.93 | ind | Purnio 230/115 | m:cosphi:bushv | -0.9812 | ElmTr3
2031 | 2031_DzMD_GzMX_Dp00_Gp00 | A3 -Florencia 33 kV | All generators | 0.94 | ind | Purnio 230/115 | m:cosphi:bushv | -0.98092 | ElmTr3
2031 | 2031_DzMD_GzMX_Dp00_Gp00 | A3 -Florencia 33 kV | All generators | 0.95 | ind | Purnio 230/115 | m:cosphi:bushv | -0.98062 | ElmTr3
2031 | 2031_DzMD_GzMX_Dp00_Gp00 | A3 -Florencia 33 kV | All generators | 0.96 | ind | Purnio 230/115 | m:cosphi:bushv | -0.98028 | ElmTr3
2031 | 2031_DzMD_GzMX_Dp00_Gp00 | A3 -Florencia 33 kV | All generators | 0.97 | ind | Purnio 230/115 | m:cosphi:bushv | -0.9799 | ElmTr3
2031 | 2031_DzMD_GzMX_Dp00_Gp00 | A3 -Florencia 33 kV | All generators | 0.98 | ind | Purnio 230/115 | m:cosphi:bushv | -0.97944 | ElmTr3
2031 | 2031_DzMD_GzMX_Dp00_Gp00 | A3 -Florencia 33 kV | All generators | 0.99 | ind | Purnio 230/115 | m:cosphi:bushv | -0.97883 | ElmTr3
2031 | 2031_DzMD_GzMX_Dp00_Gp00 | A3 -Florencia 33 kV | All generators | 1 | ind | Purnio 230/115 | m:cosphi:bushv | -0.97727 | ElmTr3
2031 | 2031_DzMD_GzMX_Dp00_Gp00 | A3 -Florencia 33 kV | All generators | 0.9 | ind | Victoria 115/33/13.8 kV | m:P:bushv in MW | -11.4808 | ElmTr3
2031 | 2031_DzMD_GzMX_Dp00_Gp00 | A3 -Florencia 33 kV | All generators | 0.91 | ind | Victoria 115/33/13.8 kV | m:P:bushv in MW | -11.4922 | ElmTr3
2031 | 2031_DzMD_GzMX_Dp00_Gp00 | A3 -Florencia 33 kV | All generators | 0.92 | ind | Victoria 115/33/13.8 kV | m:P:bushv in MW | -11.5037 | ElmTr3
2031 | 2031_DzMD_GzMX_Dp00_Gp00 | A3 -Florencia 33 kV | All generators | 0.93 | ind | Victoria 115/33/13.8 kV | m:P:bushv in MW | -11.5152 | ElmTr3
2031 | 2031_DzMD_GzMX_Dp00_Gp00 | A3 -Florencia 33 kV | All generators | 0.94 | ind | Victoria 115/33/13.8 kV | m:P:bushv in MW | -11.527 | ElmTr3
2031 | 2031_DzMD_GzMX_Dp00_Gp00 | A3 -Florencia 33 kV | All generators | 0.95 | ind | Victoria 115/33/13.8 kV | m:P:bushv in MW | -11.5391 | ElmTr3
2031 | 2031_DzMD_GzMX_Dp00_Gp00 | A3 -Florencia 33 kV | All generators | 0.96 | ind | Victoria 115/33/13.8 kV | m:P:bushv in MW | -11.5515 | ElmTr3
2031 | 2031_DzMD_GzMX_Dp00_Gp00 | A3 -Florencia 33 kV | All generators | 0.97 | ind | Victoria 115/33/13.8 kV | m:P:bushv in MW | -11.5647 | ElmTr3
2031 | 2031_DzMD_GzMX_Dp00_Gp00 | A3 -Florencia 33 kV | All generators | 0.98 | ind | Victoria 115/33/13.8 kV | m:P:bushv in MW | -11.5789 | ElmTr3
2031 | 2031_DzMD_GzMX_Dp00_Gp00 | A3 -Florencia 33 kV | All generators | 0.99 | ind | Victoria 115/33/13.8 kV | m:P:bushv in MW | -11.5953 | ElmTr3
2031 | 2031_DzMD_GzMX_Dp00_Gp00 | A3 -Florencia 33 kV | All generators | 1 | ind | Victoria 115/33/13.8 kV | m:P:bushv in MW | -11.6256 | ElmTr3
2031 | 2031_DzMD_GzMX_Dp00_Gp00 | A3 -Florencia 33 kV | All generators | 0.9 | ind | Victoria 115/33/13.8 kV | m:Q:bushv in Mvar | 5.2012 | ElmTr3
2031 | 2031_DzMD_GzMX_Dp00_Gp00 | A3 -Florencia 33 kV | All generators | 0.91 | ind | Victoria 115/33/13.8 kV | m:Q:bushv in Mvar | 5.3233 | ElmTr3
2031 | 2031_DzMD_GzMX_Dp00_Gp00 | A3 -Florencia 33 kV | All generators | 0.92 | ind | Victoria 115/33/13.8 kV | m:Q:bushv in Mvar | 5.4509 | ElmTr3
2031 | 2031_DzMD_GzMX_Dp00_Gp00 | A3 -Florencia 33 kV | All generators | 0.93 | ind | Victoria 115/33/13.8 kV | m:Q:bushv in Mvar | 5.5852 | ElmTr3
2031 | 2031_DzMD_GzMX_Dp00_Gp00 | A3 -Florencia 33 kV | All generators | 0.94 | ind | Victoria 115/33/13.8 kV | m:Q:bushv in Mvar | 5.728 | ElmTr3
2031 | 2031_DzMD_GzMX_Dp00_Gp00 | A3 -Florencia 33 kV | All generators | 0.95 | ind | Victoria 115/33/13.8 kV | m:Q:bushv in Mvar | 5.8821 | ElmTr3
2031 | 2031_DzMD_GzMX_Dp00_Gp00 | A3 -Florencia 33 kV | All generators | 0.96 | ind | Victoria 115/33/13.8 kV | m:Q:bushv in Mvar | 6.0514 | ElmTr3
2031 | 2031_DzMD_GzMX_Dp00_Gp00 | A3 -Florencia 33 kV | All generators | 0.97 | ind | Victoria 115/33/13.8 kV | m:Q:bushv in Mvar | 6.2428 | ElmTr3
2031 | 2031_DzMD_GzMX_Dp00_Gp00 | A3 -Florencia 33 kV | All generators | 0.98 | ind | Victoria 115/33/13.8 kV | m:Q:bushv in Mvar | 6.4698 | ElmTr3
2031 | 2031_DzMD_GzMX_Dp00_Gp00 | A3 -Florencia 33 kV | All generators | 0.99 | ind | Victoria 115/33/13.8 kV | m:Q:bushv in Mvar | 6.7676 | ElmTr3
2031 | 2031_DzMD_GzMX_Dp00_Gp00 | A3 -Florencia 33 kV | All generators | 1 | ind | Victoria 115/33/13.8 kV | m:Q:bushv in Mvar | 7.5134 | ElmTr3
2031 | 2031_DzMD_GzMX_Dp00_Gp00 | A3 -Florencia 33 kV | All generators | 0.9 | ind | Victoria 115/33/13.8 kV | m:cosphi:bushv | -0.91088 | ElmTr3
2031 | 2031_DzMD_GzMX_Dp00_Gp00 | A3 -Florencia 33 kV | All generators | 0.91 | ind | Victoria 115/33/13.8 kV | m:cosphi:bushv | -0.90738 | ElmTr3
2031 | 2031_DzMD_GzMX_Dp00_Gp00 | A3 -Florencia 33 kV | All generators | 0.92 | ind | Victoria 115/33/13.8 kV | m:cosphi:bushv | -0.90369 | ElmTr3
2031 | 2031_DzMD_GzMX_Dp00_Gp00 | A3 -Florencia 33 kV | All generators | 0.93 | ind | Victoria 115/33/13.8 kV | m:cosphi:bushv | -0.89975 | ElmTr3
2031 | 2031_DzMD_GzMX_Dp00_Gp00 | A3 -Florencia 33 kV | All generators | 0.94 | ind | Victoria 115/33/13.8 kV | m:cosphi:bushv | -0.89553 | ElmTr3
2031 | 2031_DzMD_GzMX_Dp00_Gp00 | A3 -Florencia 33 kV | All generators | 0.95 | ind | Victoria 115/33/13.8 kV | m:cosphi:bushv | -0.89092 | ElmTr3
2031 | 2031_DzMD_GzMX_Dp00_Gp00 | A3 -Florencia 33 kV | All generators | 0.96 | ind | Victoria 115/33/13.8 kV | m:cosphi:bushv | -0.88581 | ElmTr3
2031 | 2031_DzMD_GzMX_Dp00_Gp00 | A3 -Florencia 33 kV | All generators | 0.97 | ind | Victoria 115/33/13.8 kV | m:cosphi:bushv | -0.87997 | ElmTr3
2031 | 2031_DzMD_GzMX_Dp00_Gp00 | A3 -Florencia 33 kV | All generators | 0.98 | ind | Victoria 115/33/13.8 kV | m:cosphi:bushv | -0.87297 | ElmTr3
2031 | 2031_DzMD_GzMX_Dp00_Gp00 | A3 -Florencia 33 kV | All generators | 0.99 | ind | Victoria 115/33/13.8 kV | m:cosphi:bushv | -0.86366 | ElmTr3
2031 | 2031_DzMD_GzMX_Dp00_Gp00 | A3 -Florencia 33 kV | All generators | 1 | ind | Victoria 115/33/13.8 kV | m:cosphi:bushv | -0.83987 | ElmTr3
2031 | 2031_DzMD_GzMX_Dp00_Gp00 | Caso Base | All generators | 0.9 | cap | Dorada - Magdalena 115 kV | m:P:bus1 in MW | 86.1967 | ElmLne
2031 | 2031_DzMD_GzMX_Dp00_Gp00 | Caso Base | All generators | 0.91 | cap | Dorada - Magdalena 115 kV | m:P:bus1 in MW | 86.1967 | ElmLne
2031 | 2031_DzMD_GzMX_Dp00_Gp00 | Caso Base | All generators | 0.92 | cap | Dorada - Magdalena 115 kV | m:P:bus1 in MW | 86.1967 | ElmLne
2031 | 2031_DzMD_GzMX_Dp00_Gp00 | Caso Base | All generators | 0.93 | cap | Dorada - Magdalena 115 kV | m:P:bus1 in MW | 86.1967 | ElmLne
2031 | 2031_DzMD_GzMX_Dp00_Gp00 | Caso Base | All generators | 0.94 | cap | Dorada - Magdalena 115 kV | m:P:bus1 in MW | 86.1967 | ElmLne
2031 | 2031_DzMD_GzMX_Dp00_Gp00 | Caso Base | All generators | 0.95 | cap | Dorada - Magdalena 115 kV | m:P:bus1 in MW | 86.1967 | ElmLne
2031 | 2031_DzMD_GzMX_Dp00_Gp00 | Caso Base | All generators | 0.96 | cap | Dorada - Magdalena 115 kV | m:P:bus1 in MW | 86.1967 | ElmLne
2031 | 2031_DzMD_GzMX_Dp00_Gp00 | Caso Base | All generators | 0.97 | cap | Dorada - Magdalena 115 kV | m:P:bus1 in MW | 86.1967 | ElmLne
2031 | 2031_DzMD_GzMX_Dp00_Gp00 | Caso Base | All generators | 0.98 | cap | Dorada - Magdalena 115 kV | m:P:bus1 in MW | 86.1967 | ElmLne
2031 | 2031_DzMD_GzMX_Dp00_Gp00 | Caso Base | All generators | 0.99 | cap | Dorada - Magdalena 115 kV | m:P:bus1 in MW | 86.1967 | ElmLne
2031 | 2031_DzMD_GzMX_Dp00_Gp00 | Caso Base | All generators | 1 | cap | Dorada - Magdalena 115 kV | m:P:bus1 in MW | 86.1967 | ElmLne
2031 | 2031_DzMD_GzMX_Dp00_Gp00 | Caso Base | All generators | 0.9 | cap | Dorada - Magdalena 115 kV | m:P:bus2 in MW | -85.8022 | ElmLne
2031 | 2031_DzMD_GzMX_Dp00_Gp00 | Caso Base | All generators | 0.91 | cap | Dorada - Magdalena 115 kV | m:P:bus2 in MW | -85.8022 | ElmLne
2031 | 2031_DzMD_GzMX_Dp00_Gp00 | Caso Base | All generators | 0.92 | cap | Dorada - Magdalena 115 kV | m:P:bus2 in MW | -85.8022 | ElmLne
2031 | 2031_DzMD_GzMX_Dp00_Gp00 | Caso Base | All generators | 0.93 | cap | Dorada - Magdalena 115 kV | m:P:bus2 in MW | -85.8022 | ElmLne
2031 | 2031_DzMD_GzMX_Dp00_Gp00 | Caso Base | All generators | 0.94 | cap | Dorada - Magdalena 115 kV | m:P:bus2 in MW | -85.8022 | ElmLne
2031 | 2031_DzMD_GzMX_Dp00_Gp00 | Caso Base | All generators | 0.95 | cap | Dorada - Magdalena 115 kV | m:P:bus2 in MW | -85.8022 | ElmLne
2031 | 2031_DzMD_GzMX_Dp00_Gp00 | Caso Base | All generators | 0.96 | cap | Dorada - Magdalena 115 kV | m:P:bus2 in MW | -85.8022 | ElmLne
2031 | 2031_DzMD_GzMX_Dp00_Gp00 | Caso Base | All generators | 0.97 | cap | Dorada - Magdalena 115 kV | m:P:bus2 in MW | -85.8022 | ElmLne
2031 | 2031_DzMD_GzMX_Dp00_Gp00 | Caso Base | All generators | 0.98 | cap | Dorada - Magdalena 115 kV | m:P:bus2 in MW | -85.8022 | ElmLne
2031 | 2031_DzMD_GzMX_Dp00_Gp00 | Caso Base | All generators | 0.99 | cap | Dorada - Magdalena 115 kV | m:P:bus2 in MW | -85.8022 | ElmLne
2031 | 2031_DzMD_GzMX_Dp00_Gp00 | Caso Base | All generators | 1 | cap | Dorada - Magdalena 115 kV | m:P:bus2 in MW | -85.8022 | ElmLne
2031 | 2031_DzMD_GzMX_Dp00_Gp00 | Caso Base | All generators | 0.9 | cap | Dorada - Magdalena 115 kV | m:Q:bus1 in Mvar | 7.755 | ElmLne
2031 | 2031_DzMD_GzMX_Dp00_Gp00 | Caso Base | All generators | 0.91 | cap | Dorada - Magdalena 115 kV | m:Q:bus1 in Mvar | 7.755 | ElmLne
2031 | 2031_DzMD_GzMX_Dp00_Gp00 | Caso Base | All generators | 0.92 | cap | Dorada - Magdalena 115 kV | m:Q:bus1 in Mvar | 7.755 | ElmLne
2031 | 2031_DzMD_GzMX_Dp00_Gp00 | Caso Base | All generators | 0.93 | cap | Dorada - Magdalena 115 kV | m:Q:bus1 in Mvar | 7.755 | ElmLne
2031 | 2031_DzMD_GzMX_Dp00_Gp00 | Caso Base | All generators | 0.94 | cap | Dorada - Magdalena 115 kV | m:Q:bus1 in Mvar | 7.755 | ElmLne
2031 | 2031_DzMD_GzMX_Dp00_Gp00 | Caso Base | All generators | 0.95 | cap | Dorada - Magdalena 115 kV | m:Q:bus1 in Mvar | 7.755 | ElmLne
2031 | 2031_DzMD_GzMX_Dp00_Gp00 | Caso Base | All generators | 0.96 | cap | Dorada - Magdalena 115 kV | m:Q:bus1 in Mvar | 7.755 | ElmLne
2031 | 2031_DzMD_GzMX_Dp00_Gp00 | Caso Base | All generators | 0.97 | cap | Dorada - Magdalena 115 kV | m:Q:bus1 in Mvar | 7.755 | ElmLne
2031 | 2031_DzMD_GzMX_Dp00_Gp00 | Caso Base | All generators | 0.98 | cap | Dorada - Magdalena 115 kV | m:Q:bus1 in Mvar | 7.755 | ElmLne
2031 | 2031_DzMD_GzMX_Dp00_Gp00 | Caso Base | All generators | 0.99 | cap | Dorada - Magdalena 115 kV | m:Q:bus1 in Mvar | 7.755 | ElmLne
2031 | 2031_DzMD_GzMX_Dp00_Gp00 | Caso Base | All generators | 1 | cap | Dorada - Magdalena 115 kV | m:Q:bus1 in Mvar | 7.755 | ElmLne
2031 | 2031_DzMD_GzMX_Dp00_Gp00 | Caso Base | All generators | 0.9 | cap | Dorada - Magdalena 115 kV | m:Q:bus2 in Mvar | -6.1657 | ElmLne
2031 | 2031_DzMD_GzMX_Dp00_Gp00 | Caso Base | All generators | 0.91 | cap | Dorada - Magdalena 115 kV | m:Q:bus2 in Mvar | -6.1657 | ElmLne
2031 | 2031_DzMD_GzMX_Dp00_Gp00 | Caso Base | All generators | 0.92 | cap | Dorada - Magdalena 115 kV | m:Q:bus2 in Mvar | -6.1657 | ElmLne
2031 | 2031_DzMD_GzMX_Dp00_Gp00 | Caso Base | All generators | 0.93 | cap | Dorada - Magdalena 115 kV | m:Q:bus2 in Mvar | -6.1657 | ElmLne
2031 | 2031_DzMD_GzMX_Dp00_Gp00 | Caso Base | All generators | 0.94 | cap | Dorada - Magdalena 115 kV | m:Q:bus2 in Mvar | -6.1657 | ElmLne
2031 | 2031_DzMD_GzMX_Dp00_Gp00 | Caso Base | All generators | 0.95 | cap | Dorada - Magdalena 115 kV | m:Q:bus2 in Mvar | -6.1657 | ElmLne
2031 | 2031_DzMD_GzMX_Dp00_Gp00 | Caso Base | All generators | 0.96 | cap | Dorada - Magdalena 115 kV | m:Q:bus2 in Mvar | -6.1657 | ElmLne
2031 | 2031_DzMD_GzMX_Dp00_Gp00 | Caso Base | All generators | 0.97 | cap | Dorada - Magdalena 115 kV | m:Q:bus2 in Mvar | -6.1657 | ElmLne
2031 | 2031_DzMD_GzMX_Dp00_Gp00 | Caso Base | All generators | 0.98 | cap | Dorada - Magdalena 115 kV | m:Q:bus2 in Mvar | -6.1657 | ElmLne
2031 | 2031_DzMD_GzMX_Dp00_Gp00 | Caso Base | All generators | 0.99 | cap | Dorada - Magdalena 115 kV | m:Q:bus2 in Mvar | -6.1657 | ElmLne
2031 | 2031_DzMD_GzMX_Dp00_Gp00 | Caso Base | All generators | 1 | cap | Dorada - Magdalena 115 kV | m:Q:bus2 in Mvar | -6.1657 | ElmLne
2031 | 2031_DzMD_GzMX_Dp00_Gp00 | Caso Base | All generators | 0.9 | cap | Dorada - Magdalena 115 kV | m:cosphi:bus1 | 0.99598 | ElmLne
2031 | 2031_DzMD_GzMX_Dp00_Gp00 | Caso Base | All generators | 0.91 | cap | Dorada - Magdalena 115 kV | m:cosphi:bus1 | 0.99598 | ElmLne
2031 | 2031_DzMD_GzMX_Dp00_Gp00 | Caso Base | All generators | 0.92 | cap | Dorada - Magdalena 115 kV | m:cosphi:bus1 | 0.99598 | ElmLne
2031 | 2031_DzMD_GzMX_Dp00_Gp00 | Caso Base | All generators | 0.93 | cap | Dorada - Magdalena 115 kV | m:cosphi:bus1 | 0.99598 | ElmLne
2031 | 2031_DzMD_GzMX_Dp00_Gp00 | Caso Base | All generators | 0.94 | cap | Dorada - Magdalena 115 kV | m:cosphi:bus1 | 0.99598 | ElmLne
2031 | 2031_DzMD_GzMX_Dp00_Gp00 | Caso Base | All generators | 0.95 | cap | Dorada - Magdalena 115 kV | m:cosphi:bus1 | 0.99598 | ElmLne
2031 | 2031_DzMD_GzMX_Dp00_Gp00 | Caso Base | All generators | 0.96 | cap | Dorada - Magdalena 115 kV | m:cosphi:bus1 | 0.99598 | ElmLne
2031 | 2031_DzMD_GzMX_Dp00_Gp00 | Caso Base | All generators | 0.97 | cap | Dorada - Magdalena 115 kV | m:cosphi:bus1 | 0.99598 | ElmLne
2031 | 2031_DzMD_GzMX_Dp00_Gp00 | Caso Base | All generators | 0.98 | cap | Dorada - Magdalena 115 kV | m:cosphi:bus1 | 0.99598 | ElmLne
2031 | 2031_DzMD_GzMX_Dp00_Gp00 | Caso Base | All generators | 0.99 | cap | Dorada - Magdalena 115 kV | m:cosphi:bus1 | 0.99598 | ElmLne
2031 | 2031_DzMD_GzMX_Dp00_Gp00 | Caso Base | All generators | 1 | cap | Dorada - Magdalena 115 kV | m:cosphi:bus1 | 0.99598 | ElmLne
2031 | 2031_DzMD_GzMX_Dp00_Gp00 | Caso Base | All generators | 0.9 | cap | Dorada - Magdalena 115 kV | m:cosphi:bus2 | -0.99743 | ElmLne
2031 | 2031_DzMD_GzMX_Dp00_Gp00 | Caso Base | All generators | 0.91 | cap | Dorada - Magdalena 115 kV | m:cosphi:bus2 | -0.99743 | ElmLne
2031 | 2031_DzMD_GzMX_Dp00_Gp00 | Caso Base | All generators | 0.92 | cap | Dorada - Magdalena 115 kV | m:cosphi:bus2 | -0.99743 | ElmLne
2031 | 2031_DzMD_GzMX_Dp00_Gp00 | Caso Base | All generators | 0.93 | cap | Dorada - Magdalena 115 kV | m:cosphi:bus2 | -0.99743 | ElmLne
2031 | 2031_DzMD_GzMX_Dp00_Gp00 | Caso Base | All generators | 0.94 | cap | Dorada - Magdalena 115 kV | m:cosphi:bus2 | -0.99743 | ElmLne
2031 | 2031_DzMD_GzMX_Dp00_Gp00 | Caso Base | All generators | 0.95 | cap | Dorada - Magdalena 115 kV | m:cosphi:bus2 | -0.99743 | ElmLne
2031 | 2031_DzMD_GzMX_Dp00_Gp00 | Caso Base | All generators | 0.96 | cap | Dorada - Magdalena 115 kV | m:cosphi:bus2 | -0.99743 | ElmLne
2031 | 2031_DzMD_GzMX_Dp00_Gp00 | Caso Base | All generators | 0.97 | cap | Dorada - Magdalena 115 kV | m:cosphi:bus2 | -0.99743 | ElmLne
2031 | 2031_DzMD_GzMX_Dp00_Gp00 | Caso Base | All generators | 0.98 | cap | Dorada - Magdalena 115 kV | m:cosphi:bus2 | -0.99743 | ElmLne
2031 | 2031_DzMD_GzMX_Dp00_Gp00 | Caso Base | All generators | 0.99 | cap | Dorada - Magdalena 115 kV | m:cosphi:bus2 | -0.99743 | ElmLne
2031 | 2031_DzMD_GzMX_Dp00_Gp00 | Caso Base | All generators | 1 | cap | Dorada - Magdalena 115 kV | m:cosphi:bus2 | -0.99743 | ElmLne
2031 | 2031_DzMD_GzMX_Dp00_Gp00 | Caso Base | All generators | 0.9 | cap | Mariquita - Victoria 2 115 | m:P:bus1 in MW | -17.3744 | ElmLne
2031 | 2031_DzMD_GzMX_Dp00_Gp00 | Caso Base | All generators | 0.91 | cap | Mariquita - Victoria 2 115 | m:P:bus1 in MW | -17.3744 | ElmLne
2031 | 2031_DzMD_GzMX_Dp00_Gp00 | Caso Base | All generators | 0.92 | cap | Mariquita - Victoria 2 115 | m:P:bus1 in MW | -17.3744 | ElmLne
2031 | 2031_DzMD_GzMX_Dp00_Gp00 | Caso Base | All generators | 0.93 | cap | Mariquita - Victoria 2 115 | m:P:bus1 in MW | -17.3744 | ElmLne
2031 | 2031_DzMD_GzMX_Dp00_Gp00 | Caso Base | All generators | 0.94 | cap | Mariquita - Victoria 2 115 | m:P:bus1 in MW | -17.3744 | ElmLne
2031 | 2031_DzMD_GzMX_Dp00_Gp00 | Caso Base | All generators | 0.95 | cap | Mariquita - Victoria 2 115 | m:P:bus1 in MW | -17.3744 | ElmLne
2031 | 2031_DzMD_GzMX_Dp00_Gp00 | Caso Base | All generators | 0.96 | cap | Mariquita - Victoria 2 115 | m:P:bus1 in MW | -17.3744 | ElmLne
2031 | 2031_DzMD_GzMX_Dp00_Gp00 | Caso Base | All generators | 0.97 | cap | Mariquita - Victoria 2 115 | m:P:bus1 in MW | -17.3744 | ElmLne
2031 | 2031_DzMD_GzMX_Dp00_Gp00 | Caso Base | All generators | 0.98 | cap | Mariquita - Victoria 2 115 | m:P:bus1 in MW | -17.3744 | ElmLne
2031 | 2031_DzMD_GzMX_Dp00_Gp00 | Caso Base | All generators | 0.99 | cap | Mariquita - Victoria 2 115 | m:P:bus1 in MW | -17.3744 | ElmLne
2031 | 2031_DzMD_GzMX_Dp00_Gp00 | Caso Base | All generators | 1 | cap | Mariquita - Victoria 2 115 | m:P:bus1 in MW | -17.3744 | ElmLne
2031 | 2031_DzMD_GzMX_Dp00_Gp00 | Caso Base | All generators | 0.9 | cap | Mariquita - Victoria 2 115 | m:P:bus2 in MW | 17.4464 | ElmLne
2031 | 2031_DzMD_GzMX_Dp00_Gp00 | Caso Base | All generators | 0.91 | cap | Mariquita - Victoria 2 115 | m:P:bus2 in MW | 17.4464 | ElmLne
2031 | 2031_DzMD_GzMX_Dp00_Gp00 | Caso Base | All generators | 0.92 | cap | Mariquita - Victoria 2 115 | m:P:bus2 in MW | 17.4464 | ElmLne
2031 | 2031_DzMD_GzMX_Dp00_Gp00 | Caso Base | All generators | 0.93 | cap | Mariquita - Victoria 2 115 | m:P:bus2 in MW | 17.4464 | ElmLne
2031 | 2031_DzMD_GzMX_Dp00_Gp00 | Caso Base | All generators | 0.94 | cap | Mariquita - Victoria 2 115 | m:P:bus2 in MW | 17.4464 | ElmLne
2031 | 2031_DzMD_GzMX_Dp00_Gp00 | Caso Base | All generators | 0.95 | cap | Mariquita - Victoria 2 115 | m:P:bus2 in MW | 17.4464 | ElmLne
2031 | 2031_DzMD_GzMX_Dp00_Gp00 | Caso Base | All generators | 0.96 | cap | Mariquita - Victoria 2 115 | m:P:bus2 in MW | 17.4464 | ElmLne
2031 | 2031_DzMD_GzMX_Dp00_Gp00 | Caso Base | All generators | 0.97 | cap | Mariquita - Victoria 2 115 | m:P:bus2 in MW | 17.4464 | ElmLne
2031 | 2031_DzMD_GzMX_Dp00_Gp00 | Caso Base | All generators | 0.98 | cap | Mariquita - Victoria 2 115 | m:P:bus2 in MW | 17.4464 | ElmLne
2031 | 2031_DzMD_GzMX_Dp00_Gp00 | Caso Base | All generators | 0.99 | cap | Mariquita - Victoria 2 115 | m:P:bus2 in MW | 17.4464 | ElmLne
2031 | 2031_DzMD_GzMX_Dp00_Gp00 | Caso Base | All generators | 1 | cap | Mariquita - Victoria 2 115 | m:P:bus2 in MW | 17.4464 | ElmLne
2031 | 2031_DzMD_GzMX_Dp00_Gp00 | Caso Base | All generators | 0.9 | cap | Mariquita - Victoria 2 115 | m:Q:bus1 in Mvar | 5.6333 | ElmLne
2031 | 2031_DzMD_GzMX_Dp00_Gp00 | Caso Base | All generators | 0.91 | cap | Mariquita - Victoria 2 115 | m:Q:bus1 in Mvar | 5.6333 | ElmLne
2031 | 2031_DzMD_GzMX_Dp00_Gp00 | Caso Base | All generators | 0.92 | cap | Mariquita - Victoria 2 115 | m:Q:bus1 in Mvar | 5.6333 | ElmLne
2031 | 2031_DzMD_GzMX_Dp00_Gp00 | Caso Base | All generators | 0.93 | cap | Mariquita - Victoria 2 115 | m:Q:bus1 in Mvar | 5.6333 | ElmLne
2031 | 2031_DzMD_GzMX_Dp00_Gp00 | Caso Base | All generators | 0.94 | cap | Mariquita - Victoria 2 115 | m:Q:bus1 in Mvar | 5.6333 | ElmLne
2031 | 2031_DzMD_GzMX_Dp00_Gp00 | Caso Base | All generators | 0.95 | cap | Mariquita - Victoria 2 115 | m:Q:bus1 in Mvar | 5.6333 | ElmLne
2031 | 2031_DzMD_GzMX_Dp00_Gp00 | Caso Base | All generators | 0.96 | cap | Mariquita - Victoria 2 115 | m:Q:bus1 in Mvar | 5.6333 | ElmLne
2031 | 2031_DzMD_GzMX_Dp00_Gp00 | Caso Base | All generators | 0.97 | cap | Mariquita - Victoria 2 115 | m:Q:bus1 in Mvar | 5.6333 | ElmLne
2031 | 2031_DzMD_GzMX_Dp00_Gp00 | Caso Base | All generators | 0.98 | cap | Mariquita - Victoria 2 115 | m:Q:bus1 in Mvar | 5.6333 | ElmLne
2031 | 2031_DzMD_GzMX_Dp00_Gp00 | Caso Base | All generators | 0.99 | cap | Mariquita - Victoria 2 115 | m:Q:bus1 in Mvar | 5.6333 | ElmLne
2031 | 2031_DzMD_GzMX_Dp00_Gp00 | Caso Base | All generators | 1 | cap | Mariquita - Victoria 2 115 | m:Q:bus1 in Mvar | 5.6333 | ElmLne
2031 | 2031_DzMD_GzMX_Dp00_Gp00 | Caso Base | All generators | 0.9 | cap | Mariquita - Victoria 2 115 | m:Q:bus2 in Mvar | -6.1078 | ElmLne
2031 | 2031_DzMD_GzMX_Dp00_Gp00 | Caso Base | All generators | 0.91 | cap | Mariquita - Victoria 2 115 | m:Q:bus2 in Mvar | -6.1078 | ElmLne
2031 | 2031_DzMD_GzMX_Dp00_Gp00 | Caso Base | All generators | 0.92 | cap | Mariquita - Victoria 2 115 | m:Q:bus2 in Mvar | -6.1078 | ElmLne
2031 | 2031_DzMD_GzMX_Dp00_Gp00 | Caso Base | All generators | 0.93 | cap | Mariquita - Victoria 2 115 | m:Q:bus2 in Mvar | -6.1078 | ElmLne
2031 | 2031_DzMD_GzMX_Dp00_Gp00 | Caso Base | All generators | 0.94 | cap | Mariquita - Victoria 2 115 | m:Q:bus2 in Mvar | -6.1078 | ElmLne
2031 | 2031_DzMD_GzMX_Dp00_Gp00 | Caso Base | All generators | 0.95 | cap | Mariquita - Victoria 2 115 | m:Q:bus2 in Mvar | -6.1078 | ElmLne
2031 | 2031_DzMD_GzMX_Dp00_Gp00 | Caso Base | All generators | 0.96 | cap | Mariquita - Victoria 2 115 | m:Q:bus2 in Mvar | -6.1078 | ElmLne
2031 | 2031_DzMD_GzMX_Dp00_Gp00 | Caso Base | All generators | 0.97 | cap | Mariquita - Victoria 2 115 | m:Q:bus2 in Mvar | -6.1078 | ElmLne
2031 | 2031_DzMD_GzMX_Dp00_Gp00 | Caso Base | All generators | 0.98 | cap | Mariquita - Victoria 2 115 | m:Q:bus2 in Mvar | -6.1078 | ElmLne
2031 | 2031_DzMD_GzMX_Dp00_Gp00 | Caso Base | All generators | 0.99 | cap | Mariquita - Victoria 2 115 | m:Q:bus2 in Mvar | -6.1078 | ElmLne
2031 | 2031_DzMD_GzMX_Dp00_Gp00 | Caso Base | All generators | 1 | cap | Mariquita - Victoria 2 115 | m:Q:bus2 in Mvar | -6.1078 | ElmLne
2031 | 2031_DzMD_GzMX_Dp00_Gp00 | Caso Base | All generators | 0.9 | cap | Mariquita - Victoria 2 115 | m:cosphi:bus1 | -0.95125 | ElmLne
2031 | 2031_DzMD_GzMX_Dp00_Gp00 | Caso Base | All generators | 0.91 | cap | Mariquita - Victoria 2 115 | m:cosphi:bus1 | -0.95125 | ElmLne
2031 | 2031_DzMD_GzMX_Dp00_Gp00 | Caso Base | All generators | 0.92 | cap | Mariquita - Victoria 2 115 | m:cosphi:bus1 | -0.95125 | ElmLne
2031 | 2031_DzMD_GzMX_Dp00_Gp00 | Caso Base | All generators | 0.93 | cap | Mariquita - Victoria 2 115 | m:cosphi:bus1 | -0.95125 | ElmLne
2031 | 2031_DzMD_GzMX_Dp00_Gp00 | Caso Base | All generators | 0.94 | cap | Mariquita - Victoria 2 115 | m:cosphi:bus1 | -0.95125 | ElmLne
2031 | 2031_DzMD_GzMX_Dp00_Gp00 | Caso Base | All generators | 0.95 | cap | Mariquita - Victoria 2 115 | m:cosphi:bus1 | -0.95125 | ElmLne
2031 | 2031_DzMD_GzMX_Dp00_Gp00 | Caso Base | All generators | 0.96 | cap | Mariquita - Victoria 2 115 | m:cosphi:bus1 | -0.95125 | ElmLne
2031 | 2031_DzMD_GzMX_Dp00_Gp00 | Caso Base | All generators | 0.97 | cap | Mariquita - Victoria 2 115 | m:cosphi:bus1 | -0.95125 | ElmLne
2031 | 2031_DzMD_GzMX_Dp00_Gp00 | Caso Base | All generators | 0.98 | cap | Mariquita - Victoria 2 115 | m:cosphi:bus1 | -0.95125 | ElmLne
2031 | 2031_DzMD_GzMX_Dp00_Gp00 | Caso Base | All generators | 0.99 | cap | Mariquita - Victoria 2 115 | m:cosphi:bus1 | -0.95125 | ElmLne
2031 | 2031_DzMD_GzMX_Dp00_Gp00 | Caso Base | All generators | 1 | cap | Mariquita - Victoria 2 115 | m:cosphi:bus1 | -0.95125 | ElmLne
2031 | 2031_DzMD_GzMX_Dp00_Gp00 | Caso Base | All generators | 0.9 | cap | Mariquita - Victoria 2 115 | m:cosphi:bus2 | 0.94383 | ElmLne
2031 | 2031_DzMD_GzMX_Dp00_Gp00 | Caso Base | All generators | 0.91 | cap | Mariquita - Victoria 2 115 | m:cosphi:bus2 | 0.94383 | ElmLne
2031 | 2031_DzMD_GzMX_Dp00_Gp00 | Caso Base | All generators | 0.92 | cap | Mariquita - Victoria 2 115 | m:cosphi:bus2 | 0.94383 | ElmLne
2031 | 2031_DzMD_GzMX_Dp00_Gp00 | Caso Base | All generators | 0.93 | cap | Mariquita - Victoria 2 115 | m:cosphi:bus2 | 0.94383 | ElmLne
2031 | 2031_DzMD_GzMX_Dp00_Gp00 | Caso Base | All generators | 0.94 | cap | Mariquita - Victoria 2 115 | m:cosphi:bus2 | 0.94383 | ElmLne
2031 | 2031_DzMD_GzMX_Dp00_Gp00 | Caso Base | All generators | 0.95 | cap | Mariquita - Victoria 2 115 | m:cosphi:bus2 | 0.94383 | ElmLne
2031 | 2031_DzMD_GzMX_Dp00_Gp00 | Caso Base | All generators | 0.96 | cap | Mariquita - Victoria 2 115 | m:cosphi:bus2 | 0.94383 | ElmLne
2031 | 2031_DzMD_GzMX_Dp00_Gp00 | Caso Base | All generators | 0.97 | cap | Mariquita - Victoria 2 115 | m:cosphi:bus2 | 0.94383 | ElmLne
2031 | 2031_DzMD_GzMX_Dp00_Gp00 | Caso Base | All generators | 0.98 | cap | Mariquita - Victoria 2 115 | m:cosphi:bus2 | 0.94383 | ElmLne
2031 | 2031_DzMD_GzMX_Dp00_Gp00 | Caso Base | All generators | 0.99 | cap | Mariquita - Victoria 2 115 | m:cosphi:bus2 | 0.94383 | ElmLne
2031 | 2031_DzMD_GzMX_Dp00_Gp00 | Caso Base | All generators | 1 | cap | Mariquita - Victoria 2 115 | m:cosphi:bus2 | 0.94383 | ElmLne
2031 | 2031_DzMD_GzMX_Dp00_Gp00 | Caso Base | All generators | 0.9 | cap | Dorada 115/33/13.8 kV | m:P:bushv in MW | -14.8361 | ElmTr3
2031 | 2031_DzMD_GzMX_Dp00_Gp00 | Caso Base | All generators | 0.91 | cap | Dorada 115/33/13.8 kV | m:P:bushv in MW | -14.8361 | ElmTr3
2031 | 2031_DzMD_GzMX_Dp00_Gp00 | Caso Base | All generators | 0.92 | cap | Dorada 115/33/13.8 kV | m:P:bushv in MW | -14.8361 | ElmTr3
2031 | 2031_DzMD_GzMX_Dp00_Gp00 | Caso Base | All generators | 0.93 | cap | Dorada 115/33/13.8 kV | m:P:bushv in MW | -14.8361 | ElmTr3
2031 | 2031_DzMD_GzMX_Dp00_Gp00 | Caso Base | All generators | 0.94 | cap | Dorada 115/33/13.8 kV | m:P:bushv in MW | -14.8361 | ElmTr3
2031 | 2031_DzMD_GzMX_Dp00_Gp00 | Caso Base | All generators | 0.95 | cap | Dorada 115/33/13.8 kV | m:P:bushv in MW | -14.8361 | ElmTr3
2031 | 2031_DzMD_GzMX_Dp00_Gp00 | Caso Base | All generators | 0.96 | cap | Dorada 115/33/13.8 kV | m:P:bushv in MW | -14.8361 | ElmTr3
2031 | 2031_DzMD_GzMX_Dp00_Gp00 | Caso Base | All generators | 0.97 | cap | Dorada 115/33/13.8 kV | m:P:bushv in MW | -14.8361 | ElmTr3
2031 | 2031_DzMD_GzMX_Dp00_Gp00 | Caso Base | All generators | 0.98 | cap | Dorada 115/33/13.8 kV | m:P:bushv in MW | -14.8361 | ElmTr3
2031 | 2031_DzMD_GzMX_Dp00_Gp00 | Caso Base | All generators | 0.99 | cap | Dorada 115/33/13.8 kV | m:P:bushv in MW | -14.8361 | ElmTr3
2031 | 2031_DzMD_GzMX_Dp00_Gp00 | Caso Base | All generators | 1 | cap | Dorada 115/33/13.8 kV | m:P:bushv in MW | -14.8361 | ElmTr3
2031 | 2031_DzMD_GzMX_Dp00_Gp00 | Caso Base | All generators | 0.9 | cap | Dorada 115/33/13.8 kV | m:Q:bushv in Mvar | 7.9189 | ElmTr3
2031 | 2031_DzMD_GzMX_Dp00_Gp00 | Caso Base | All generators | 0.91 | cap | Dorada 115/33/13.8 kV | m:Q:bushv in Mvar | 7.9189 | ElmTr3
2031 | 2031_DzMD_GzMX_Dp00_Gp00 | Caso Base | All generators | 0.92 | cap | Dorada 115/33/13.8 kV | m:Q:bushv in Mvar | 7.9189 | ElmTr3
2031 | 2031_DzMD_GzMX_Dp00_Gp00 | Caso Base | All generators | 0.93 | cap | Dorada 115/33/13.8 kV | m:Q:bushv in Mvar | 7.9189 | ElmTr3
2031 | 2031_DzMD_GzMX_Dp00_Gp00 | Caso Base | All generators | 0.94 | cap | Dorada 115/33/13.8 kV | m:Q:bushv in Mvar | 7.9189 | ElmTr3
2031 | 2031_DzMD_GzMX_Dp00_Gp00 | Caso Base | All generators | 0.95 | cap | Dorada 115/33/13.8 kV | m:Q:bushv in Mvar | 7.9189 | ElmTr3
2031 | 2031_DzMD_GzMX_Dp00_Gp00 | Caso Base | All generators | 0.96 | cap | Dorada 115/33/13.8 kV | m:Q:bushv in Mvar | 7.9189 | ElmTr3
2031 | 2031_DzMD_GzMX_Dp00_Gp00 | Caso Base | All generators | 0.97 | cap | Dorada 115/33/13.8 kV | m:Q:bushv in Mvar | 7.9189 | ElmTr3
2031 | 2031_DzMD_GzMX_Dp00_Gp00 | Caso Base | All generators | 0.98 | cap | Dorada 115/33/13.8 kV | m:Q:bushv in Mvar | 7.9189 | ElmTr3
2031 | 2031_DzMD_GzMX_Dp00_Gp00 | Caso Base | All generators | 0.99 | cap | Dorada 115/33/13.8 kV | m:Q:bushv in Mvar | 7.9189 | ElmTr3
2031 | 2031_DzMD_GzMX_Dp00_Gp00 | Caso Base | All generators | 1 | cap | Dorada 115/33/13.8 kV | m:Q:bushv in Mvar | 7.9189 | ElmTr3
2031 | 2031_DzMD_GzMX_Dp00_Gp00 | Caso Base | All generators | 0.9 | cap | Dorada 115/33/13.8 kV | m:cosphi:bushv | -0.8822 | ElmTr3
2031 | 2031_DzMD_GzMX_Dp00_Gp00 | Caso Base | All generators | 0.91 | cap | Dorada 115/33/13.8 kV | m:cosphi:bushv | -0.8822 | ElmTr3
2031 | 2031_DzMD_GzMX_Dp00_Gp00 | Caso Base | All generators | 0.92 | cap | Dorada 115/33/13.8 kV | m:cosphi:bushv | -0.8822 | ElmTr3
2031 | 2031_DzMD_GzMX_Dp00_Gp00 | Caso Base | All generators | 0.93 | cap | Dorada 115/33/13.8 kV | m:cosphi:bushv | -0.8822 | ElmTr3
2031 | 2031_DzMD_GzMX_Dp00_Gp00 | Caso Base | All generators | 0.94 | cap | Dorada 115/33/13.8 kV | m:cosphi:bushv | -0.8822 | ElmTr3
2031 | 2031_DzMD_GzMX_Dp00_Gp00 | Caso Base | All generators | 0.95 | cap | Dorada 115/33/13.8 kV | m:cosphi:bushv | -0.8822 | ElmTr3
2031 | 2031_DzMD_GzMX_Dp00_Gp00 | Caso Base | All generators | 0.96 | cap | Dorada 115/33/13.8 kV | m:cosphi:bushv | -0.8822 | ElmTr3
2031 | 2031_DzMD_GzMX_Dp00_Gp00 | Caso Base | All generators | 0.97 | cap | Dorada 115/33/13.8 kV | m:cosphi:bushv | -0.8822 | ElmTr3
2031 | 2031_DzMD_GzMX_Dp00_Gp00 | Caso Base | All generators | 0.98 | cap | Dorada 115/33/13.8 kV | m:cosphi:bushv | -0.8822 | ElmTr3
2031 | 2031_DzMD_GzMX_Dp00_Gp00 | Caso Base | All generators | 0.99 | cap | Dorada 115/33/13.8 kV | m:cosphi:bushv | -0.8822 | ElmTr3
2031 | 2031_DzMD_GzMX_Dp00_Gp00 | Caso Base | All generators | 1 | cap | Dorada 115/33/13.8 kV | m:cosphi:bushv | -0.8822 | ElmTr3
2031 | 2031_DzMD_GzMX_Dp00_Gp00 | Caso Base | All generators | 0.9 | cap | Manzanares 115/33/13.8 kV | m:P:bushv in MW | -15.7227 | ElmTr3
2031 | 2031_DzMD_GzMX_Dp00_Gp00 | Caso Base | All generators | 0.91 | cap | Manzanares 115/33/13.8 kV | m:P:bushv in MW | -15.7227 | ElmTr3
2031 | 2031_DzMD_GzMX_Dp00_Gp00 | Caso Base | All generators | 0.92 | cap | Manzanares 115/33/13.8 kV | m:P:bushv in MW | -15.7227 | ElmTr3
2031 | 2031_DzMD_GzMX_Dp00_Gp00 | Caso Base | All generators | 0.93 | cap | Manzanares 115/33/13.8 kV | m:P:bushv in MW | -15.7227 | ElmTr3
2031 | 2031_DzMD_GzMX_Dp00_Gp00 | Caso Base | All generators | 0.94 | cap | Manzanares 115/33/13.8 kV | m:P:bushv in MW | -15.7227 | ElmTr3
2031 | 2031_DzMD_GzMX_Dp00_Gp00 | Caso Base | All generators | 0.95 | cap | Manzanares 115/33/13.8 kV | m:P:bushv in MW | -15.7227 | ElmTr3
2031 | 2031_DzMD_GzMX_Dp00_Gp00 | Caso Base | All generators | 0.96 | cap | Manzanares 115/33/13.8 kV | m:P:bushv in MW | -15.7227 | ElmTr3
2031 | 2031_DzMD_GzMX_Dp00_Gp00 | Caso Base | All generators | 0.97 | cap | Manzanares 115/33/13.8 kV | m:P:bushv in MW | -15.7227 | ElmTr3
2031 | 2031_DzMD_GzMX_Dp00_Gp00 | Caso Base | All generators | 0.98 | cap | Manzanares 115/33/13.8 kV | m:P:bushv in MW | -15.7227 | ElmTr3
2031 | 2031_DzMD_GzMX_Dp00_Gp00 | Caso Base | All generators | 0.99 | cap | Manzanares 115/33/13.8 kV | m:P:bushv in MW | -15.7227 | ElmTr3
2031 | 2031_DzMD_GzMX_Dp00_Gp00 | Caso Base | All generators | 1 | cap | Manzanares 115/33/13.8 kV | m:P:bushv in MW | -15.7227 | ElmTr3
2031 | 2031_DzMD_GzMX_Dp00_Gp00 | Caso Base | All generators | 0.9 | cap | Manzanares 115/33/13.8 kV | m:Q:bushv in Mvar | 5.1767 | ElmTr3
2031 | 2031_DzMD_GzMX_Dp00_Gp00 | Caso Base | All generators | 0.91 | cap | Manzanares 115/33/13.8 kV | m:Q:bushv in Mvar | 5.1767 | ElmTr3
2031 | 2031_DzMD_GzMX_Dp00_Gp00 | Caso Base | All generators | 0.92 | cap | Manzanares 115/33/13.8 kV | m:Q:bushv in Mvar | 5.1767 | ElmTr3
2031 | 2031_DzMD_GzMX_Dp00_Gp00 | Caso Base | All generators | 0.93 | cap | Manzanares 115/33/13.8 kV | m:Q:bushv in Mvar | 5.1767 | ElmTr3
2031 | 2031_DzMD_GzMX_Dp00_Gp00 | Caso Base | All generators | 0.94 | cap | Manzanares 115/33/13.8 kV | m:Q:bushv in Mvar | 5.1767 | ElmTr3
2031 | 2031_DzMD_GzMX_Dp00_Gp00 | Caso Base | All generators | 0.95 | cap | Manzanares 115/33/13.8 kV | m:Q:bushv in Mvar | 5.1767 | ElmTr3
2031 | 2031_DzMD_GzMX_Dp00_Gp00 | Caso Base | All generators | 0.96 | cap | Manzanares 115/33/13.8 kV | m:Q:bushv in Mvar | 5.1767 | ElmTr3
2031 | 2031_DzMD_GzMX_Dp00_Gp00 | Caso Base | All generators | 0.97 | cap | Manzanares 115/33/13.8 kV | m:Q:bushv in Mvar | 5.1767 | ElmTr3
2031 | 2031_DzMD_GzMX_Dp00_Gp00 | Caso Base | All generators | 0.98 | cap | Manzanares 115/33/13.8 kV | m:Q:bushv in Mvar | 5.1767 | ElmTr3
2031 | 2031_DzMD_GzMX_Dp00_Gp00 | Caso Base | All generators | 0.99 | cap | Manzanares 115/33/13.8 kV | m:Q:bushv in Mvar | 5.1767 | ElmTr3
2031 | 2031_DzMD_GzMX_Dp00_Gp00 | Caso Base | All generators | 1 | cap | Manzanares 115/33/13.8 kV | m:Q:bushv in Mvar | 5.1767 | ElmTr3
2031 | 2031_DzMD_GzMX_Dp00_Gp00 | Caso Base | All generators | 0.9 | cap | Manzanares 115/33/13.8 kV | m:cosphi:bushv | -0.94984 | ElmTr3
2031 | 2031_DzMD_GzMX_Dp00_Gp00 | Caso Base | All generators | 0.91 | cap | Manzanares 115/33/13.8 kV | m:cosphi:bushv | -0.94984 | ElmTr3
2031 | 2031_DzMD_GzMX_Dp00_Gp00 | Caso Base | All generators | 0.92 | cap | Manzanares 115/33/13.8 kV | m:cosphi:bushv | -0.94984 | ElmTr3
2031 | 2031_DzMD_GzMX_Dp00_Gp00 | Caso Base | All generators | 0.93 | cap | Manzanares 115/33/13.8 kV | m:cosphi:bushv | -0.94984 | ElmTr3
2031 | 2031_DzMD_GzMX_Dp00_Gp00 | Caso Base | All generators | 0.94 | cap | Manzanares 115/33/13.8 kV | m:cosphi:bushv | -0.94984 | ElmTr3
2031 | 2031_DzMD_GzMX_Dp00_Gp00 | Caso Base | All generators | 0.95 | cap | Manzanares 115/33/13.8 kV | m:cosphi:bushv | -0.94984 | ElmTr3
2031 | 2031_DzMD_GzMX_Dp00_Gp00 | Caso Base | All generators | 0.96 | cap | Manzanares 115/33/13.8 kV | m:cosphi:bushv | -0.94984 | ElmTr3
2031 | 2031_DzMD_GzMX_Dp00_Gp00 | Caso Base | All generators | 0.97 | cap | Manzanares 115/33/13.8 kV | m:cosphi:bushv | -0.94984 | ElmTr3
2031 | 2031_DzMD_GzMX_Dp00_Gp00 | Caso Base | All generators | 0.98 | cap | Manzanares 115/33/13.8 kV | m:cosphi:bushv | -0.94984 | ElmTr3
2031 | 2031_DzMD_GzMX_Dp00_Gp00 | Caso Base | All generators | 0.99 | cap | Manzanares 115/33/13.8 kV | m:cosphi:bushv | -0.94984 | ElmTr3
2031 | 2031_DzMD_GzMX_Dp00_Gp00 | Caso Base | All generators | 1 | cap | Manzanares 115/33/13.8 kV | m:cosphi:bushv | -0.94984 | ElmTr3
2031 | 2031_DzMD_GzMX_Dp00_Gp00 | Caso Base | All generators | 0.9 | cap | Purnio 230/115 | m:P:bushv in MW | -61.804 | ElmTr3
2031 | 2031_DzMD_GzMX_Dp00_Gp00 | Caso Base | All generators | 0.91 | cap | Purnio 230/115 | m:P:bushv in MW | -61.804 | ElmTr3
2031 | 2031_DzMD_GzMX_Dp00_Gp00 | Caso Base | All generators | 0.92 | cap | Purnio 230/115 | m:P:bushv in MW | -61.804 | ElmTr3
2031 | 2031_DzMD_GzMX_Dp00_Gp00 | Caso Base | All generators | 0.93 | cap | Purnio 230/115 | m:P:bushv in MW | -61.804 | ElmTr3
2031 | 2031_DzMD_GzMX_Dp00_Gp00 | Caso Base | All generators | 0.94 | cap | Purnio 230/115 | m:P:bushv in MW | -61.804 | ElmTr3
2031 | 2031_DzMD_GzMX_Dp00_Gp00 | Caso Base | All generators | 0.95 | cap | Purnio 230/115 | m:P:bushv in MW | -61.804 | ElmTr3
2031 | 2031_DzMD_GzMX_Dp00_Gp00 | Caso Base | All generators | 0.96 | cap | Purnio 230/115 | m:P:bushv in MW | -61.804 | ElmTr3
2031 | 2031_DzMD_GzMX_Dp00_Gp00 | Caso Base | All generators | 0.97 | cap | Purnio 230/115 | m:P:bushv in MW | -61.804 | ElmTr3
2031 | 2031_DzMD_GzMX_Dp00_Gp00 | Caso Base | All generators | 0.98 | cap | Purnio 230/115 | m:P:bushv in MW | -61.804 | ElmTr3
2031 | 2031_DzMD_GzMX_Dp00_Gp00 | Caso Base | All generators | 0.99 | cap | Purnio 230/115 | m:P:bushv in MW | -61.804 | ElmTr3
2031 | 2031_DzMD_GzMX_Dp00_Gp00 | Caso Base | All generators | 1 | cap | Purnio 230/115 | m:P:bushv in MW | -61.804 | ElmTr3
2031 | 2031_DzMD_GzMX_Dp00_Gp00 | Caso Base | All generators | 0.9 | cap | Purnio 230/115 | m:Q:bushv in Mvar | 12.5843 | ElmTr3
2031 | 2031_DzMD_GzMX_Dp00_Gp00 | Caso Base | All generators | 0.91 | cap | Purnio 230/115 | m:Q:bushv in Mvar | 12.5843 | ElmTr3
2031 | 2031_DzMD_GzMX_Dp00_Gp00 | Caso Base | All generators | 0.92 | cap | Purnio 230/115 | m:Q:bushv in Mvar | 12.5843 | ElmTr3
2031 | 2031_DzMD_GzMX_Dp00_Gp00 | Caso Base | All generators | 0.93 | cap | Purnio 230/115 | m:Q:bushv in Mvar | 12.5843 | ElmTr3
2031 | 2031_DzMD_GzMX_Dp00_Gp00 | Caso Base | All generators | 0.94 | cap | Purnio 230/115 | m:Q:bushv in Mvar | 12.5843 | ElmTr3
2031 | 2031_DzMD_GzMX_Dp00_Gp00 | Caso Base | All generators | 0.95 | cap | Purnio 230/115 | m:Q:bushv in Mvar | 12.5843 | ElmTr3
2031 | 2031_DzMD_GzMX_Dp00_Gp00 | Caso Base | All generators | 0.96 | cap | Purnio 230/115 | m:Q:bushv in Mvar | 12.5843 | ElmTr3
2031 | 2031_DzMD_GzMX_Dp00_Gp00 | Caso Base | All generators | 0.97 | cap | Purnio 230/115 | m:Q:bushv in Mvar | 12.5843 | ElmTr3
2031 | 2031_DzMD_GzMX_Dp00_Gp00 | Caso Base | All generators | 0.98 | cap | Purnio 230/115 | m:Q:bushv in Mvar | 12.5843 | ElmTr3
2031 | 2031_DzMD_GzMX_Dp00_Gp00 | Caso Base | All generators | 0.99 | cap | Purnio 230/115 | m:Q:bushv in Mvar | 12.5843 | ElmTr3
2031 | 2031_DzMD_GzMX_Dp00_Gp00 | Caso Base | All generators | 1 | cap | Purnio 230/115 | m:Q:bushv in Mvar | 12.5843 | ElmTr3
2031 | 2031_DzMD_GzMX_Dp00_Gp00 | Caso Base | All generators | 0.9 | cap | Purnio 230/115 | m:cosphi:bushv | -0.97989 | ElmTr3
2031 | 2031_DzMD_GzMX_Dp00_Gp00 | Caso Base | All generators | 0.91 | cap | Purnio 230/115 | m:cosphi:bushv | -0.97989 | ElmTr3
2031 | 2031_DzMD_GzMX_Dp00_Gp00 | Caso Base | All generators | 0.92 | cap | Purnio 230/115 | m:cosphi:bushv | -0.97989 | ElmTr3
2031 | 2031_DzMD_GzMX_Dp00_Gp00 | Caso Base | All generators | 0.93 | cap | Purnio 230/115 | m:cosphi:bushv | -0.97989 | ElmTr3
2031 | 2031_DzMD_GzMX_Dp00_Gp00 | Caso Base | All generators | 0.94 | cap | Purnio 230/115 | m:cosphi:bushv | -0.97989 | ElmTr3
2031 | 2031_DzMD_GzMX_Dp00_Gp00 | Caso Base | All generators | 0.95 | cap | Purnio 230/115 | m:cosphi:bushv | -0.97989 | ElmTr3
2031 | 2031_DzMD_GzMX_Dp00_Gp00 | Caso Base | All generators | 0.96 | cap | Purnio 230/115 | m:cosphi:bushv | -0.97989 | ElmTr3
2031 | 2031_DzMD_GzMX_Dp00_Gp00 | Caso Base | All generators | 0.97 | cap | Purnio 230/115 | m:cosphi:bushv | -0.97989 | ElmTr3
2031 | 2031_DzMD_GzMX_Dp00_Gp00 | Caso Base | All generators | 0.98 | cap | Purnio 230/115 | m:cosphi:bushv | -0.97989 | ElmTr3
2031 | 2031_DzMD_GzMX_Dp00_Gp00 | Caso Base | All generators | 0.99 | cap | Purnio 230/115 | m:cosphi:bushv | -0.97989 | ElmTr3
2031 | 2031_DzMD_GzMX_Dp00_Gp00 | Caso Base | All generators | 1 | cap | Purnio 230/115 | m:cosphi:bushv | -0.97989 | ElmTr3
2031 | 2031_DzMD_GzMX_Dp00_Gp00 | Caso Base | All generators | 0.9 | cap | Victoria 115/33/13.8 kV | m:P:bushv in MW | -9.931 | ElmTr3
2031 | 2031_DzMD_GzMX_Dp00_Gp00 | Caso Base | All generators | 0.91 | cap | Victoria 115/33/13.8 kV | m:P:bushv in MW | -9.931 | ElmTr3
2031 | 2031_DzMD_GzMX_Dp00_Gp00 | Caso Base | All generators | 0.92 | cap | Victoria 115/33/13.8 kV | m:P:bushv in MW | -9.931 | ElmTr3
2031 | 2031_DzMD_GzMX_Dp00_Gp00 | Caso Base | All generators | 0.93 | cap | Victoria 115/33/13.8 kV | m:P:bushv in MW | -9.931 | ElmTr3
2031 | 2031_DzMD_GzMX_Dp00_Gp00 | Caso Base | All generators | 0.94 | cap | Victoria 115/33/13.8 kV | m:P:bushv in MW | -9.931 | ElmTr3
2031 | 2031_DzMD_GzMX_Dp00_Gp00 | Caso Base | All generators | 0.95 | cap | Victoria 115/33/13.8 kV | m:P:bushv in MW | -9.931 | ElmTr3
2031 | 2031_DzMD_GzMX_Dp00_Gp00 | Caso Base | All generators | 0.96 | cap | Victoria 115/33/13.8 kV | m:P:bushv in MW | -9.931 | ElmTr3
2031 | 2031_DzMD_GzMX_Dp00_Gp00 | Caso Base | All generators | 0.97 | cap | Victoria 115/33/13.8 kV | m:P:bushv in MW | -9.931 | ElmTr3
2031 | 2031_DzMD_GzMX_Dp00_Gp00 | Caso Base | All generators | 0.98 | cap | Victoria 115/33/13.8 kV | m:P:bushv in MW | -9.931 | ElmTr3
2031 | 2031_DzMD_GzMX_Dp00_Gp00 | Caso Base | All generators | 0.99 | cap | Victoria 115/33/13.8 kV | m:P:bushv in MW | -9.931 | ElmTr3
2031 | 2031_DzMD_GzMX_Dp00_Gp00 | Caso Base | All generators | 1 | cap | Victoria 115/33/13.8 kV | m:P:bushv in MW | -9.931 | ElmTr3
2031 | 2031_DzMD_GzMX_Dp00_Gp00 | Caso Base | All generators | 0.9 | cap | Victoria 115/33/13.8 kV | m:Q:bushv in Mvar | 6.7895 | ElmTr3
2031 | 2031_DzMD_GzMX_Dp00_Gp00 | Caso Base | All generators | 0.91 | cap | Victoria 115/33/13.8 kV | m:Q:bushv in Mvar | 6.7895 | ElmTr3
2031 | 2031_DzMD_GzMX_Dp00_Gp00 | Caso Base | All generators | 0.92 | cap | Victoria 115/33/13.8 kV | m:Q:bushv in Mvar | 6.7895 | ElmTr3
2031 | 2031_DzMD_GzMX_Dp00_Gp00 | Caso Base | All generators | 0.93 | cap | Victoria 115/33/13.8 kV | m:Q:bushv in Mvar | 6.7895 | ElmTr3
2031 | 2031_DzMD_GzMX_Dp00_Gp00 | Caso Base | All generators | 0.94 | cap | Victoria 115/33/13.8 kV | m:Q:bushv in Mvar | 6.7895 | ElmTr3
2031 | 2031_DzMD_GzMX_Dp00_Gp00 | Caso Base | All generators | 0.95 | cap | Victoria 115/33/13.8 kV | m:Q:bushv in Mvar | 6.7895 | ElmTr3
2031 | 2031_DzMD_GzMX_Dp00_Gp00 | Caso Base | All generators | 0.96 | cap | Victoria 115/33/13.8 kV | m:Q:bushv in Mvar | 6.7895 | ElmTr3
2031 | 2031_DzMD_GzMX_Dp00_Gp00 | Caso Base | All generators | 0.97 | cap | Victoria 115/33/13.8 kV | m:Q:bushv in Mvar | 6.7895 | ElmTr3
2031 | 2031_DzMD_GzMX_Dp00_Gp00 | Caso Base | All generators | 0.98 | cap | Victoria 115/33/13.8 kV | m:Q:bushv in Mvar | 6.7895 | ElmTr3
2031 | 2031_DzMD_GzMX_Dp00_Gp00 | Caso Base | All generators | 0.99 | cap | Victoria 115/33/13.8 kV | m:Q:bushv in Mvar | 6.7895 | ElmTr3
2031 | 2031_DzMD_GzMX_Dp00_Gp00 | Caso Base | All generators | 1 | cap | Victoria 115/33/13.8 kV | m:Q:bushv in Mvar | 6.7895 | ElmTr3
2031 | 2031_DzMD_GzMX_Dp00_Gp00 | Caso Base | All generators | 0.9 | cap | Victoria 115/33/13.8 kV | m:cosphi:bushv | -0.82552 | ElmTr3
2031 | 2031_DzMD_GzMX_Dp00_Gp00 | Caso Base | All generators | 0.91 | cap | Victoria 115/33/13.8 kV | m:cosphi:bushv | -0.82552 | ElmTr3
2031 | 2031_DzMD_GzMX_Dp00_Gp00 | Caso Base | All generators | 0.92 | cap | Victoria 115/33/13.8 kV | m:cosphi:bushv | -0.82552 | ElmTr3
2031 | 2031_DzMD_GzMX_Dp00_Gp00 | Caso Base | All generators | 0.93 | cap | Victoria 115/33/13.8 kV | m:cosphi:bushv | -0.82552 | ElmTr3
2031 | 2031_DzMD_GzMX_Dp00_Gp00 | Caso Base | All generators | 0.94 | cap | Victoria 115/33/13.8 kV | m:cosphi:bushv | -0.82552 | ElmTr3
2031 | 2031_DzMD_GzMX_Dp00_Gp00 | Caso Base | All generators | 0.95 | cap | Victoria 115/33/13.8 kV | m:cosphi:bushv | -0.82552 | ElmTr3
2031 | 2031_DzMD_GzMX_Dp00_Gp00 | Caso Base | All generators | 0.96 | cap | Victoria 115/33/13.8 kV | m:cosphi:bushv | -0.82552 | ElmTr3
2031 | 2031_DzMD_GzMX_Dp00_Gp00 | Caso Base | All generators | 0.97 | cap | Victoria 115/33/13.8 kV | m:cosphi:bushv | -0.82552 | ElmTr3
2031 | 2031_DzMD_GzMX_Dp00_Gp00 | Caso Base | All generators | 0.98 | cap | Victoria 115/33/13.8 kV | m:cosphi:bushv | -0.82552 | ElmTr3
2031 | 2031_DzMD_GzMX_Dp00_Gp00 | Caso Base | All generators | 0.99 | cap | Victoria 115/33/13.8 kV | m:cosphi:bushv | -0.82552 | ElmTr3
2031 | 2031_DzMD_GzMX_Dp00_Gp00 | Caso Base | All generators | 1 | cap | Victoria 115/33/13.8 kV | m:cosphi:bushv | -0.82552 | ElmTr3
2031 | 2031_DzMD_GzMX_Dp00_Gp00 | Caso Base | All generators | 0.9 | ind | Dorada - Magdalena 115 kV | m:P:bus1 in MW | 86.1967 | ElmLne
2031 | 2031_DzMD_GzMX_Dp00_Gp00 | Caso Base | All generators | 0.91 | ind | Dorada - Magdalena 115 kV | m:P:bus1 in MW | 86.1967 | ElmLne
2031 | 2031_DzMD_GzMX_Dp00_Gp00 | Caso Base | All generators | 0.92 | ind | Dorada - Magdalena 115 kV | m:P:bus1 in MW | 86.1967 | ElmLne
2031 | 2031_DzMD_GzMX_Dp00_Gp00 | Caso Base | All generators | 0.93 | ind | Dorada - Magdalena 115 kV | m:P:bus1 in MW | 86.1967 | ElmLne
2031 | 2031_DzMD_GzMX_Dp00_Gp00 | Caso Base | All generators | 0.94 | ind | Dorada - Magdalena 115 kV | m:P:bus1 in MW | 86.1967 | ElmLne
2031 | 2031_DzMD_GzMX_Dp00_Gp00 | Caso Base | All generators | 0.95 | ind | Dorada - Magdalena 115 kV | m:P:bus1 in MW | 86.1967 | ElmLne
2031 | 2031_DzMD_GzMX_Dp00_Gp00 | Caso Base | All generators | 0.96 | ind | Dorada - Magdalena 115 kV | m:P:bus1 in MW | 86.1967 | ElmLne
2031 | 2031_DzMD_GzMX_Dp00_Gp00 | Caso Base | All generators | 0.97 | ind | Dorada - Magdalena 115 kV | m:P:bus1 in MW | 86.1967 | ElmLne
2031 | 2031_DzMD_GzMX_Dp00_Gp00 | Caso Base | All generators | 0.98 | ind | Dorada - Magdalena 115 kV | m:P:bus1 in MW | 86.1967 | ElmLne
2031 | 2031_DzMD_GzMX_Dp00_Gp00 | Caso Base | All generators | 0.99 | ind | Dorada - Magdalena 115 kV | m:P:bus1 in MW | 86.1967 | ElmLne
2031 | 2031_DzMD_GzMX_Dp00_Gp00 | Caso Base | All generators | 1 | ind | Dorada - Magdalena 115 kV | m:P:bus1 in MW | 86.1967 | ElmLne
2031 | 2031_DzMD_GzMX_Dp00_Gp00 | Caso Base | All generators | 0.9 | ind | Dorada - Magdalena 115 kV | m:P:bus2 in MW | -85.8022 | ElmLne
2031 | 2031_DzMD_GzMX_Dp00_Gp00 | Caso Base | All generators | 0.91 | ind | Dorada - Magdalena 115 kV | m:P:bus2 in MW | -85.8022 | ElmLne
2031 | 2031_DzMD_GzMX_Dp00_Gp00 | Caso Base | All generators | 0.92 | ind | Dorada - Magdalena 115 kV | m:P:bus2 in MW | -85.8022 | ElmLne
2031 | 2031_DzMD_GzMX_Dp00_Gp00 | Caso Base | All generators | 0.93 | ind | Dorada - Magdalena 115 kV | m:P:bus2 in MW | -85.8022 | ElmLne
2031 | 2031_DzMD_GzMX_Dp00_Gp00 | Caso Base | All generators | 0.94 | ind | Dorada - Magdalena 115 kV | m:P:bus2 in MW | -85.8022 | ElmLne
2031 | 2031_DzMD_GzMX_Dp00_Gp00 | Caso Base | All generators | 0.95 | ind | Dorada - Magdalena 115 kV | m:P:bus2 in MW | -85.8022 | ElmLne
2031 | 2031_DzMD_GzMX_Dp00_Gp00 | Caso Base | All generators | 0.96 | ind | Dorada - Magdalena 115 kV | m:P:bus2 in MW | -85.8022 | ElmLne
2031 | 2031_DzMD_GzMX_Dp00_Gp00 | Caso Base | All generators | 0.97 | ind | Dorada - Magdalena 115 kV | m:P:bus2 in MW | -85.8022 | ElmLne
2031 | 2031_DzMD_GzMX_Dp00_Gp00 | Caso Base | All generators | 0.98 | ind | Dorada - Magdalena 115 kV | m:P:bus2 in MW | -85.8022 | ElmLne
2031 | 2031_DzMD_GzMX_Dp00_Gp00 | Caso Base | All generators | 0.99 | ind | Dorada - Magdalena 115 kV | m:P:bus2 in MW | -85.8022 | ElmLne
2031 | 2031_DzMD_GzMX_Dp00_Gp00 | Caso Base | All generators | 1 | ind | Dorada - Magdalena 115 kV | m:P:bus2 in MW | -85.8022 | ElmLne
2031 | 2031_DzMD_GzMX_Dp00_Gp00 | Caso Base | All generators | 0.9 | ind | Dorada - Magdalena 115 kV | m:Q:bus1 in Mvar | 7.755 | ElmLne
2031 | 2031_DzMD_GzMX_Dp00_Gp00 | Caso Base | All generators | 0.91 | ind | Dorada - Magdalena 115 kV | m:Q:bus1 in Mvar | 7.755 | ElmLne
2031 | 2031_DzMD_GzMX_Dp00_Gp00 | Caso Base | All generators | 0.92 | ind | Dorada - Magdalena 115 kV | m:Q:bus1 in Mvar | 7.755 | ElmLne
2031 | 2031_DzMD_GzMX_Dp00_Gp00 | Caso Base | All generators | 0.93 | ind | Dorada - Magdalena 115 kV | m:Q:bus1 in Mvar | 7.755 | ElmLne
2031 | 2031_DzMD_GzMX_Dp00_Gp00 | Caso Base | All generators | 0.94 | ind | Dorada - Magdalena 115 kV | m:Q:bus1 in Mvar | 7.755 | ElmLne
2031 | 2031_DzMD_GzMX_Dp00_Gp00 | Caso Base | All generators | 0.95 | ind | Dorada - Magdalena 115 kV | m:Q:bus1 in Mvar | 7.755 | ElmLne
2031 | 2031_DzMD_GzMX_Dp00_Gp00 | Caso Base | All generators | 0.96 | ind | Dorada - Magdalena 115 kV | m:Q:bus1 in Mvar | 7.755 | ElmLne
2031 | 2031_DzMD_GzMX_Dp00_Gp00 | Caso Base | All generators | 0.97 | ind | Dorada - Magdalena 115 kV | m:Q:bus1 in Mvar | 7.755 | ElmLne
2031 | 2031_DzMD_GzMX_Dp00_Gp00 | Caso Base | All generators | 0.98 | ind | Dorada - Magdalena 115 kV | m:Q:bus1 in Mvar | 7.755 | ElmLne
2031 | 2031_DzMD_GzMX_Dp00_Gp00 | Caso Base | All generators | 0.99 | ind | Dorada - Magdalena 115 kV | m:Q:bus1 in Mvar | 7.755 | ElmLne
2031 | 2031_DzMD_GzMX_Dp00_Gp00 | Caso Base | All generators | 1 | ind | Dorada - Magdalena 115 kV | m:Q:bus1 in Mvar | 7.755 | ElmLne
2031 | 2031_DzMD_GzMX_Dp00_Gp00 | Caso Base | All generators | 0.9 | ind | Dorada - Magdalena 115 kV | m:Q:bus2 in Mvar | -6.1657 | ElmLne
2031 | 2031_DzMD_GzMX_Dp00_Gp00 | Caso Base | All generators | 0.91 | ind | Dorada - Magdalena 115 kV | m:Q:bus2 in Mvar | -6.1657 | ElmLne
2031 | 2031_DzMD_GzMX_Dp00_Gp00 | Caso Base | All generators | 0.92 | ind | Dorada - Magdalena 115 kV | m:Q:bus2 in Mvar | -6.1657 | ElmLne
2031 | 2031_DzMD_GzMX_Dp00_Gp00 | Caso Base | All generators | 0.93 | ind | Dorada - Magdalena 115 kV | m:Q:bus2 in Mvar | -6.1657 | ElmLne
2031 | 2031_DzMD_GzMX_Dp00_Gp00 | Caso Base | All generators | 0.94 | ind | Dorada - Magdalena 115 kV | m:Q:bus2 in Mvar | -6.1657 | ElmLne
2031 | 2031_DzMD_GzMX_Dp00_Gp00 | Caso Base | All generators | 0.95 | ind | Dorada - Magdalena 115 kV | m:Q:bus2 in Mvar | -6.1657 | ElmLne
2031 | 2031_DzMD_GzMX_Dp00_Gp00 | Caso Base | All generators | 0.96 | ind | Dorada - Magdalena 115 kV | m:Q:bus2 in Mvar | -6.1657 | ElmLne
2031 | 2031_DzMD_GzMX_Dp00_Gp00 | Caso Base | All generators | 0.97 | ind | Dorada - Magdalena 115 kV | m:Q:bus2 in Mvar | -6.1657 | ElmLne
2031 | 2031_DzMD_GzMX_Dp00_Gp00 | Caso Base | All generators | 0.98 | ind | Dorada - Magdalena 115 kV | m:Q:bus2 in Mvar | -6.1657 | ElmLne
2031 | 2031_DzMD_GzMX_Dp00_Gp00 | Caso Base | All generators | 0.99 | ind | Dorada - Magdalena 115 kV | m:Q:bus2 in Mvar | -6.1657 | ElmLne
2031 | 2031_DzMD_GzMX_Dp00_Gp00 | Caso Base | All generators | 1 | ind | Dorada - Magdalena 115 kV | m:Q:bus2 in Mvar | -6.1657 | ElmLne
2031 | 2031_DzMD_GzMX_Dp00_Gp00 | Caso Base | All generators | 0.9 | ind | Dorada - Magdalena 115 kV | m:cosphi:bus1 | 0.99598 | ElmLne
2031 | 2031_DzMD_GzMX_Dp00_Gp00 | Caso Base | All generators | 0.91 | ind | Dorada - Magdalena 115 kV | m:cosphi:bus1 | 0.99598 | ElmLne
2031 | 2031_DzMD_GzMX_Dp00_Gp00 | Caso Base | All generators | 0.92 | ind | Dorada - Magdalena 115 kV | m:cosphi:bus1 | 0.99598 | ElmLne
2031 | 2031_DzMD_GzMX_Dp00_Gp00 | Caso Base | All generators | 0.93 | ind | Dorada - Magdalena 115 kV | m:cosphi:bus1 | 0.99598 | ElmLne
2031 | 2031_DzMD_GzMX_Dp00_Gp00 | Caso Base | All generators | 0.94 | ind | Dorada - Magdalena 115 kV | m:cosphi:bus1 | 0.99598 | ElmLne
2031 | 2031_DzMD_GzMX_Dp00_Gp00 | Caso Base | All generators | 0.95 | ind | Dorada - Magdalena 115 kV | m:cosphi:bus1 | 0.99598 | ElmLne
2031 | 2031_DzMD_GzMX_Dp00_Gp00 | Caso Base | All generators | 0.96 | ind | Dorada - Magdalena 115 kV | m:cosphi:bus1 | 0.99598 | ElmLne
2031 | 2031_DzMD_GzMX_Dp00_Gp00 | Caso Base | All generators | 0.97 | ind | Dorada - Magdalena 115 kV | m:cosphi:bus1 | 0.99598 | ElmLne
2031 | 2031_DzMD_GzMX_Dp00_Gp00 | Caso Base | All generators | 0.98 | ind | Dorada - Magdalena 115 kV | m:cosphi:bus1 | 0.99598 | ElmLne
2031 | 2031_DzMD_GzMX_Dp00_Gp00 | Caso Base | All generators | 0.99 | ind | Dorada - Magdalena 115 kV | m:cosphi:bus1 | 0.99598 | ElmLne
2031 | 2031_DzMD_GzMX_Dp00_Gp00 | Caso Base | All generators | 1 | ind | Dorada - Magdalena 115 kV | m:cosphi:bus1 | 0.99598 | ElmLne
2031 | 2031_DzMD_GzMX_Dp00_Gp00 | Caso Base | All generators | 0.9 | ind | Dorada - Magdalena 115 kV | m:cosphi:bus2 | -0.99743 | ElmLne
2031 | 2031_DzMD_GzMX_Dp00_Gp00 | Caso Base | All generators | 0.91 | ind | Dorada - Magdalena 115 kV | m:cosphi:bus2 | -0.99743 | ElmLne
2031 | 2031_DzMD_GzMX_Dp00_Gp00 | Caso Base | All generators | 0.92 | ind | Dorada - Magdalena 115 kV | m:cosphi:bus2 | -0.99743 | ElmLne
2031 | 2031_DzMD_GzMX_Dp00_Gp00 | Caso Base | All generators | 0.93 | ind | Dorada - Magdalena 115 kV | m:cosphi:bus2 | -0.99743 | ElmLne
2031 | 2031_DzMD_GzMX_Dp00_Gp00 | Caso Base | All generators | 0.94 | ind | Dorada - Magdalena 115 kV | m:cosphi:bus2 | -0.99743 | ElmLne
2031 | 2031_DzMD_GzMX_Dp00_Gp00 | Caso Base | All generators | 0.95 | ind | Dorada - Magdalena 115 kV | m:cosphi:bus2 | -0.99743 | ElmLne
2031 | 2031_DzMD_GzMX_Dp00_Gp00 | Caso Base | All generators | 0.96 | ind | Dorada - Magdalena 115 kV | m:cosphi:bus2 | -0.99743 | ElmLne
2031 | 2031_DzMD_GzMX_Dp00_Gp00 | Caso Base | All generators | 0.97 | ind | Dorada - Magdalena 115 kV | m:cosphi:bus2 | -0.99743 | ElmLne
2031 | 2031_DzMD_GzMX_Dp00_Gp00 | Caso Base | All generators | 0.98 | ind | Dorada - Magdalena 115 kV | m:cosphi:bus2 | -0.99743 | ElmLne
2031 | 2031_DzMD_GzMX_Dp00_Gp00 | Caso Base | All generators | 0.99 | ind | Dorada - Magdalena 115 kV | m:cosphi:bus2 | -0.99743 | ElmLne
2031 | 2031_DzMD_GzMX_Dp00_Gp00 | Caso Base | All generators | 1 | ind | Dorada - Magdalena 115 kV | m:cosphi:bus2 | -0.99743 | ElmLne
2031 | 2031_DzMD_GzMX_Dp00_Gp00 | Caso Base | All generators | 0.9 | ind | Mariquita - Victoria 2 115 | m:P:bus1 in MW | -17.3744 | ElmLne
2031 | 2031_DzMD_GzMX_Dp00_Gp00 | Caso Base | All generators | 0.91 | ind | Mariquita - Victoria 2 115 | m:P:bus1 in MW | -17.3744 | ElmLne
2031 | 2031_DzMD_GzMX_Dp00_Gp00 | Caso Base | All generators | 0.92 | ind | Mariquita - Victoria 2 115 | m:P:bus1 in MW | -17.3744 | ElmLne
2031 | 2031_DzMD_GzMX_Dp00_Gp00 | Caso Base | All generators | 0.93 | ind | Mariquita - Victoria 2 115 | m:P:bus1 in MW | -17.3744 | ElmLne
2031 | 2031_DzMD_GzMX_Dp00_Gp00 | Caso Base | All generators | 0.94 | ind | Mariquita - Victoria 2 115 | m:P:bus1 in MW | -17.3744 | ElmLne
2031 | 2031_DzMD_GzMX_Dp00_Gp00 | Caso Base | All generators | 0.95 | ind | Mariquita - Victoria 2 115 | m:P:bus1 in MW | -17.3744 | ElmLne
2031 | 2031_DzMD_GzMX_Dp00_Gp00 | Caso Base | All generators | 0.96 | ind | Mariquita - Victoria 2 115 | m:P:bus1 in MW | -17.3744 | ElmLne
2031 | 2031_DzMD_GzMX_Dp00_Gp00 | Caso Base | All generators | 0.97 | ind | Mariquita - Victoria 2 115 | m:P:bus1 in MW | -17.3744 | ElmLne
2031 | 2031_DzMD_GzMX_Dp00_Gp00 | Caso Base | All generators | 0.98 | ind | Mariquita - Victoria 2 115 | m:P:bus1 in MW | -17.3744 | ElmLne
2031 | 2031_DzMD_GzMX_Dp00_Gp00 | Caso Base | All generators | 0.99 | ind | Mariquita - Victoria 2 115 | m:P:bus1 in MW | -17.3744 | ElmLne
2031 | 2031_DzMD_GzMX_Dp00_Gp00 | Caso Base | All generators | 1 | ind | Mariquita - Victoria 2 115 | m:P:bus1 in MW | -17.3744 | ElmLne
2031 | 2031_DzMD_GzMX_Dp00_Gp00 | Caso Base | All generators | 0.9 | ind | Mariquita - Victoria 2 115 | m:P:bus2 in MW | 17.4464 | ElmLne
2031 | 2031_DzMD_GzMX_Dp00_Gp00 | Caso Base | All generators | 0.91 | ind | Mariquita - Victoria 2 115 | m:P:bus2 in MW | 17.4464 | ElmLne
2031 | 2031_DzMD_GzMX_Dp00_Gp00 | Caso Base | All generators | 0.92 | ind | Mariquita - Victoria 2 115 | m:P:bus2 in MW | 17.4464 | ElmLne
2031 | 2031_DzMD_GzMX_Dp00_Gp00 | Caso Base | All generators | 0.93 | ind | Mariquita - Victoria 2 115 | m:P:bus2 in MW | 17.4464 | ElmLne
2031 | 2031_DzMD_GzMX_Dp00_Gp00 | Caso Base | All generators | 0.94 | ind | Mariquita - Victoria 2 115 | m:P:bus2 in MW | 17.4464 | ElmLne
2031 | 2031_DzMD_GzMX_Dp00_Gp00 | Caso Base | All generators | 0.95 | ind | Mariquita - Victoria 2 115 | m:P:bus2 in MW | 17.4464 | ElmLne
2031 | 2031_DzMD_GzMX_Dp00_Gp00 | Caso Base | All generators | 0.96 | ind | Mariquita - Victoria 2 115 | m:P:bus2 in MW | 17.4464 | ElmLne
2031 | 2031_DzMD_GzMX_Dp00_Gp00 | Caso Base | All generators | 0.97 | ind | Mariquita - Victoria 2 115 | m:P:bus2 in MW | 17.4464 | ElmLne
2031 | 2031_DzMD_GzMX_Dp00_Gp00 | Caso Base | All generators | 0.98 | ind | Mariquita - Victoria 2 115 | m:P:bus2 in MW | 17.4464 | ElmLne
2031 | 2031_DzMD_GzMX_Dp00_Gp00 | Caso Base | All generators | 0.99 | ind | Mariquita - Victoria 2 115 | m:P:bus2 in MW | 17.4464 | ElmLne
2031 | 2031_DzMD_GzMX_Dp00_Gp00 | Caso Base | All generators | 1 | ind | Mariquita - Victoria 2 115 | m:P:bus2 in MW | 17.4464 | ElmLne
2031 | 2031_DzMD_GzMX_Dp00_Gp00 | Caso Base | All generators | 0.9 | ind | Mariquita - Victoria 2 115 | m:Q:bus1 in Mvar | 5.6333 | ElmLne
2031 | 2031_DzMD_GzMX_Dp00_Gp00 | Caso Base | All generators | 0.91 | ind | Mariquita - Victoria 2 115 | m:Q:bus1 in Mvar | 5.6333 | ElmLne
2031 | 2031_DzMD_GzMX_Dp00_Gp00 | Caso Base | All generators | 0.92 | ind | Mariquita - Victoria 2 115 | m:Q:bus1 in Mvar | 5.6333 | ElmLne
2031 | 2031_DzMD_GzMX_Dp00_Gp00 | Caso Base | All generators | 0.93 | ind | Mariquita - Victoria 2 115 | m:Q:bus1 in Mvar | 5.6333 | ElmLne
2031 | 2031_DzMD_GzMX_Dp00_Gp00 | Caso Base | All generators | 0.94 | ind | Mariquita - Victoria 2 115 | m:Q:bus1 in Mvar | 5.6333 | ElmLne
2031 | 2031_DzMD_GzMX_Dp00_Gp00 | Caso Base | All generators | 0.95 | ind | Mariquita - Victoria 2 115 | m:Q:bus1 in Mvar | 5.6333 | ElmLne
2031 | 2031_DzMD_GzMX_Dp00_Gp00 | Caso Base | All generators | 0.96 | ind | Mariquita - Victoria 2 115 | m:Q:bus1 in Mvar | 5.6333 | ElmLne
2031 | 2031_DzMD_GzMX_Dp00_Gp00 | Caso Base | All generators | 0.97 | ind | Mariquita - Victoria 2 115 | m:Q:bus1 in Mvar | 5.6333 | ElmLne
2031 | 2031_DzMD_GzMX_Dp00_Gp00 | Caso Base | All generators | 0.98 | ind | Mariquita - Victoria 2 115 | m:Q:bus1 in Mvar | 5.6333 | ElmLne
2031 | 2031_DzMD_GzMX_Dp00_Gp00 | Caso Base | All generators | 0.99 | ind | Mariquita - Victoria 2 115 | m:Q:bus1 in Mvar | 5.6333 | ElmLne
2031 | 2031_DzMD_GzMX_Dp00_Gp00 | Caso Base | All generators | 1 | ind | Mariquita - Victoria 2 115 | m:Q:bus1 in Mvar | 5.6333 | ElmLne
2031 | 2031_DzMD_GzMX_Dp00_Gp00 | Caso Base | All generators | 0.9 | ind | Mariquita - Victoria 2 115 | m:Q:bus2 in Mvar | -6.1078 | ElmLne
2031 | 2031_DzMD_GzMX_Dp00_Gp00 | Caso Base | All generators | 0.91 | ind | Mariquita - Victoria 2 115 | m:Q:bus2 in Mvar | -6.1078 | ElmLne
2031 | 2031_DzMD_GzMX_Dp00_Gp00 | Caso Base | All generators | 0.92 | ind | Mariquita - Victoria 2 115 | m:Q:bus2 in Mvar | -6.1078 | ElmLne
2031 | 2031_DzMD_GzMX_Dp00_Gp00 | Caso Base | All generators | 0.93 | ind | Mariquita - Victoria 2 115 | m:Q:bus2 in Mvar | -6.1078 | ElmLne
2031 | 2031_DzMD_GzMX_Dp00_Gp00 | Caso Base | All generators | 0.94 | ind | Mariquita - Victoria 2 115 | m:Q:bus2 in Mvar | -6.1078 | ElmLne
2031 | 2031_DzMD_GzMX_Dp00_Gp00 | Caso Base | All generators | 0.95 | ind | Mariquita - Victoria 2 115 | m:Q:bus2 in Mvar | -6.1078 | ElmLne
2031 | 2031_DzMD_GzMX_Dp00_Gp00 | Caso Base | All generators | 0.96 | ind | Mariquita - Victoria 2 115 | m:Q:bus2 in Mvar | -6.1078 | ElmLne
2031 | 2031_DzMD_GzMX_Dp00_Gp00 | Caso Base | All generators | 0.97 | ind | Mariquita - Victoria 2 115 | m:Q:bus2 in Mvar | -6.1078 | ElmLne
2031 | 2031_DzMD_GzMX_Dp00_Gp00 | Caso Base | All generators | 0.98 | ind | Mariquita - Victoria 2 115 | m:Q:bus2 in Mvar | -6.1078 | ElmLne
2031 | 2031_DzMD_GzMX_Dp00_Gp00 | Caso Base | All generators | 0.99 | ind | Mariquita - Victoria 2 115 | m:Q:bus2 in Mvar | -6.1078 | ElmLne
2031 | 2031_DzMD_GzMX_Dp00_Gp00 | Caso Base | All generators | 1 | ind | Mariquita - Victoria 2 115 | m:Q:bus2 in Mvar | -6.1078 | ElmLne
2031 | 2031_DzMD_GzMX_Dp00_Gp00 | Caso Base | All generators | 0.9 | ind | Mariquita - Victoria 2 115 | m:cosphi:bus1 | -0.95125 | ElmLne
2031 | 2031_DzMD_GzMX_Dp00_Gp00 | Caso Base | All generators | 0.91 | ind | Mariquita - Victoria 2 115 | m:cosphi:bus1 | -0.95125 | ElmLne
2031 | 2031_DzMD_GzMX_Dp00_Gp00 | Caso Base | All generators | 0.92 | ind | Mariquita - Victoria 2 115 | m:cosphi:bus1 | -0.95125 | ElmLne
2031 | 2031_DzMD_GzMX_Dp00_Gp00 | Caso Base | All generators | 0.93 | ind | Mariquita - Victoria 2 115 | m:cosphi:bus1 | -0.95125 | ElmLne
2031 | 2031_DzMD_GzMX_Dp00_Gp00 | Caso Base | All generators | 0.94 | ind | Mariquita - Victoria 2 115 | m:cosphi:bus1 | -0.95125 | ElmLne
2031 | 2031_DzMD_GzMX_Dp00_Gp00 | Caso Base | All generators | 0.95 | ind | Mariquita - Victoria 2 115 | m:cosphi:bus1 | -0.95125 | ElmLne
2031 | 2031_DzMD_GzMX_Dp00_Gp00 | Caso Base | All generators | 0.96 | ind | Mariquita - Victoria 2 115 | m:cosphi:bus1 | -0.95125 | ElmLne
2031 | 2031_DzMD_GzMX_Dp00_Gp00 | Caso Base | All generators | 0.97 | ind | Mariquita - Victoria 2 115 | m:cosphi:bus1 | -0.95125 | ElmLne
2031 | 2031_DzMD_GzMX_Dp00_Gp00 | Caso Base | All generators | 0.98 | ind | Mariquita - Victoria 2 115 | m:cosphi:bus1 | -0.95125 | ElmLne
2031 | 2031_DzMD_GzMX_Dp00_Gp00 | Caso Base | All generators | 0.99 | ind | Mariquita - Victoria 2 115 | m:cosphi:bus1 | -0.95125 | ElmLne
2031 | 2031_DzMD_GzMX_Dp00_Gp00 | Caso Base | All generators | 1 | ind | Mariquita - Victoria 2 115 | m:cosphi:bus1 | -0.95125 | ElmLne
2031 | 2031_DzMD_GzMX_Dp00_Gp00 | Caso Base | All generators | 0.9 | ind | Mariquita - Victoria 2 115 | m:cosphi:bus2 | 0.94383 | ElmLne
2031 | 2031_DzMD_GzMX_Dp00_Gp00 | Caso Base | All generators | 0.91 | ind | Mariquita - Victoria 2 115 | m:cosphi:bus2 | 0.94383 | ElmLne
2031 | 2031_DzMD_GzMX_Dp00_Gp00 | Caso Base | All generators | 0.92 | ind | Mariquita - Victoria 2 115 | m:cosphi:bus2 | 0.94383 | ElmLne
2031 | 2031_DzMD_GzMX_Dp00_Gp00 | Caso Base | All generators | 0.93 | ind | Mariquita - Victoria 2 115 | m:cosphi:bus2 | 0.94383 | ElmLne
2031 | 2031_DzMD_GzMX_Dp00_Gp00 | Caso Base | All generators | 0.94 | ind | Mariquita - Victoria 2 115 | m:cosphi:bus2 | 0.94383 | ElmLne
2031 | 2031_DzMD_GzMX_Dp00_Gp00 | Caso Base | All generators | 0.95 | ind | Mariquita - Victoria 2 115 | m:cosphi:bus2 | 0.94383 | ElmLne
2031 | 2031_DzMD_GzMX_Dp00_Gp00 | Caso Base | All generators | 0.96 | ind | Mariquita - Victoria 2 115 | m:cosphi:bus2 | 0.94383 | ElmLne
2031 | 2031_DzMD_GzMX_Dp00_Gp00 | Caso Base | All generators | 0.97 | ind | Mariquita - Victoria 2 115 | m:cosphi:bus2 | 0.94383 | ElmLne
2031 | 2031_DzMD_GzMX_Dp00_Gp00 | Caso Base | All generators | 0.98 | ind | Mariquita - Victoria 2 115 | m:cosphi:bus2 | 0.94383 | ElmLne
2031 | 2031_DzMD_GzMX_Dp00_Gp00 | Caso Base | All generators | 0.99 | ind | Mariquita - Victoria 2 115 | m:cosphi:bus2 | 0.94383 | ElmLne
2031 | 2031_DzMD_GzMX_Dp00_Gp00 | Caso Base | All generators | 1 | ind | Mariquita - Victoria 2 115 | m:cosphi:bus2 | 0.94383 | ElmLne
2031 | 2031_DzMD_GzMX_Dp00_Gp00 | Caso Base | All generators | 0.9 | ind | Dorada 115/33/13.8 kV | m:P:bushv in MW | -14.8361 | ElmTr3
2031 | 2031_DzMD_GzMX_Dp00_Gp00 | Caso Base | All generators | 0.91 | ind | Dorada 115/33/13.8 kV | m:P:bushv in MW | -14.8361 | ElmTr3
2031 | 2031_DzMD_GzMX_Dp00_Gp00 | Caso Base | All generators | 0.92 | ind | Dorada 115/33/13.8 kV | m:P:bushv in MW | -14.8361 | ElmTr3
2031 | 2031_DzMD_GzMX_Dp00_Gp00 | Caso Base | All generators | 0.93 | ind | Dorada 115/33/13.8 kV | m:P:bushv in MW | -14.8361 | ElmTr3
2031 | 2031_DzMD_GzMX_Dp00_Gp00 | Caso Base | All generators | 0.94 | ind | Dorada 115/33/13.8 kV | m:P:bushv in MW | -14.8361 | ElmTr3
2031 | 2031_DzMD_GzMX_Dp00_Gp00 | Caso Base | All generators | 0.95 | ind | Dorada 115/33/13.8 kV | m:P:bushv in MW | -14.8361 | ElmTr3
2031 | 2031_DzMD_GzMX_Dp00_Gp00 | Caso Base | All generators | 0.96 | ind | Dorada 115/33/13.8 kV | m:P:bushv in MW | -14.8361 | ElmTr3
2031 | 2031_DzMD_GzMX_Dp00_Gp00 | Caso Base | All generators | 0.97 | ind | Dorada 115/33/13.8 kV | m:P:bushv in MW | -14.8361 | ElmTr3
2031 | 2031_DzMD_GzMX_Dp00_Gp00 | Caso Base | All generators | 0.98 | ind | Dorada 115/33/13.8 kV | m:P:bushv in MW | -14.8361 | ElmTr3
2031 | 2031_DzMD_GzMX_Dp00_Gp00 | Caso Base | All generators | 0.99 | ind | Dorada 115/33/13.8 kV | m:P:bushv in MW | -14.8361 | ElmTr3
2031 | 2031_DzMD_GzMX_Dp00_Gp00 | Caso Base | All generators | 1 | ind | Dorada 115/33/13.8 kV | m:P:bushv in MW | -14.8361 | ElmTr3
2031 | 2031_DzMD_GzMX_Dp00_Gp00 | Caso Base | All generators | 0.9 | ind | Dorada 115/33/13.8 kV | m:Q:bushv in Mvar | 7.9189 | ElmTr3
2031 | 2031_DzMD_GzMX_Dp00_Gp00 | Caso Base | All generators | 0.91 | ind | Dorada 115/33/13.8 kV | m:Q:bushv in Mvar | 7.9189 | ElmTr3
2031 | 2031_DzMD_GzMX_Dp00_Gp00 | Caso Base | All generators | 0.92 | ind | Dorada 115/33/13.8 kV | m:Q:bushv in Mvar | 7.9189 | ElmTr3
2031 | 2031_DzMD_GzMX_Dp00_Gp00 | Caso Base | All generators | 0.93 | ind | Dorada 115/33/13.8 kV | m:Q:bushv in Mvar | 7.9189 | ElmTr3
2031 | 2031_DzMD_GzMX_Dp00_Gp00 | Caso Base | All generators | 0.94 | ind | Dorada 115/33/13.8 kV | m:Q:bushv in Mvar | 7.9189 | ElmTr3
2031 | 2031_DzMD_GzMX_Dp00_Gp00 | Caso Base | All generators | 0.95 | ind | Dorada 115/33/13.8 kV | m:Q:bushv in Mvar | 7.9189 | ElmTr3
2031 | 2031_DzMD_GzMX_Dp00_Gp00 | Caso Base | All generators | 0.96 | ind | Dorada 115/33/13.8 kV | m:Q:bushv in Mvar | 7.9189 | ElmTr3
2031 | 2031_DzMD_GzMX_Dp00_Gp00 | Caso Base | All generators | 0.97 | ind | Dorada 115/33/13.8 kV | m:Q:bushv in Mvar | 7.9189 | ElmTr3
2031 | 2031_DzMD_GzMX_Dp00_Gp00 | Caso Base | All generators | 0.98 | ind | Dorada 115/33/13.8 kV | m:Q:bushv in Mvar | 7.9189 | ElmTr3
2031 | 2031_DzMD_GzMX_Dp00_Gp00 | Caso Base | All generators | 0.99 | ind | Dorada 115/33/13.8 kV | m:Q:bushv in Mvar | 7.9189 | ElmTr3
2031 | 2031_DzMD_GzMX_Dp00_Gp00 | Caso Base | All generators | 1 | ind | Dorada 115/33/13.8 kV | m:Q:bushv in Mvar | 7.9189 | ElmTr3
2031 | 2031_DzMD_GzMX_Dp00_Gp00 | Caso Base | All generators | 0.9 | ind | Dorada 115/33/13.8 kV | m:cosphi:bushv | -0.8822 | ElmTr3
2031 | 2031_DzMD_GzMX_Dp00_Gp00 | Caso Base | All generators | 0.91 | ind | Dorada 115/33/13.8 kV | m:cosphi:bushv | -0.8822 | ElmTr3
2031 | 2031_DzMD_GzMX_Dp00_Gp00 | Caso Base | All generators | 0.92 | ind | Dorada 115/33/13.8 kV | m:cosphi:bushv | -0.8822 | ElmTr3
2031 | 2031_DzMD_GzMX_Dp00_Gp00 | Caso Base | All generators | 0.93 | ind | Dorada 115/33/13.8 kV | m:cosphi:bushv | -0.8822 | ElmTr3
2031 | 2031_DzMD_GzMX_Dp00_Gp00 | Caso Base | All generators | 0.94 | ind | Dorada 115/33/13.8 kV | m:cosphi:bushv | -0.8822 | ElmTr3
2031 | 2031_DzMD_GzMX_Dp00_Gp00 | Caso Base | All generators | 0.95 | ind | Dorada 115/33/13.8 kV | m:cosphi:bushv | -0.8822 | ElmTr3
2031 | 2031_DzMD_GzMX_Dp00_Gp00 | Caso Base | All generators | 0.96 | ind | Dorada 115/33/13.8 kV | m:cosphi:bushv | -0.8822 | ElmTr3
2031 | 2031_DzMD_GzMX_Dp00_Gp00 | Caso Base | All generators | 0.97 | ind | Dorada 115/33/13.8 kV | m:cosphi:bushv | -0.8822 | ElmTr3
2031 | 2031_DzMD_GzMX_Dp00_Gp00 | Caso Base | All generators | 0.98 | ind | Dorada 115/33/13.8 kV | m:cosphi:bushv | -0.8822 | ElmTr3
2031 | 2031_DzMD_GzMX_Dp00_Gp00 | Caso Base | All generators | 0.99 | ind | Dorada 115/33/13.8 kV | m:cosphi:bushv | -0.8822 | ElmTr3
2031 | 2031_DzMD_GzMX_Dp00_Gp00 | Caso Base | All generators | 1 | ind | Dorada 115/33/13.8 kV | m:cosphi:bushv | -0.8822 | ElmTr3
2031 | 2031_DzMD_GzMX_Dp00_Gp00 | Caso Base | All generators | 0.9 | ind | Manzanares 115/33/13.8 kV | m:P:bushv in MW | -15.7227 | ElmTr3
2031 | 2031_DzMD_GzMX_Dp00_Gp00 | Caso Base | All generators | 0.91 | ind | Manzanares 115/33/13.8 kV | m:P:bushv in MW | -15.7227 | ElmTr3
2031 | 2031_DzMD_GzMX_Dp00_Gp00 | Caso Base | All generators | 0.92 | ind | Manzanares 115/33/13.8 kV | m:P:bushv in MW | -15.7227 | ElmTr3
2031 | 2031_DzMD_GzMX_Dp00_Gp00 | Caso Base | All generators | 0.93 | ind | Manzanares 115/33/13.8 kV | m:P:bushv in MW | -15.7227 | ElmTr3
2031 | 2031_DzMD_GzMX_Dp00_Gp00 | Caso Base | All generators | 0.94 | ind | Manzanares 115/33/13.8 kV | m:P:bushv in MW | -15.7227 | ElmTr3
2031 | 2031_DzMD_GzMX_Dp00_Gp00 | Caso Base | All generators | 0.95 | ind | Manzanares 115/33/13.8 kV | m:P:bushv in MW | -15.7227 | ElmTr3
2031 | 2031_DzMD_GzMX_Dp00_Gp00 | Caso Base | All generators | 0.96 | ind | Manzanares 115/33/13.8 kV | m:P:bushv in MW | -15.7227 | ElmTr3
2031 | 2031_DzMD_GzMX_Dp00_Gp00 | Caso Base | All generators | 0.97 | ind | Manzanares 115/33/13.8 kV | m:P:bushv in MW | -15.7227 | ElmTr3
2031 | 2031_DzMD_GzMX_Dp00_Gp00 | Caso Base | All generators | 0.98 | ind | Manzanares 115/33/13.8 kV | m:P:bushv in MW | -15.7227 | ElmTr3
2031 | 2031_DzMD_GzMX_Dp00_Gp00 | Caso Base | All generators | 0.99 | ind | Manzanares 115/33/13.8 kV | m:P:bushv in MW | -15.7227 | ElmTr3
2031 | 2031_DzMD_GzMX_Dp00_Gp00 | Caso Base | All generators | 1 | ind | Manzanares 115/33/13.8 kV | m:P:bushv in MW | -15.7227 | ElmTr3
2031 | 2031_DzMD_GzMX_Dp00_Gp00 | Caso Base | All generators | 0.9 | ind | Manzanares 115/33/13.8 kV | m:Q:bushv in Mvar | 5.1767 | ElmTr3
2031 | 2031_DzMD_GzMX_Dp00_Gp00 | Caso Base | All generators | 0.91 | ind | Manzanares 115/33/13.8 kV | m:Q:bushv in Mvar | 5.1767 | ElmTr3
2031 | 2031_DzMD_GzMX_Dp00_Gp00 | Caso Base | All generators | 0.92 | ind | Manzanares 115/33/13.8 kV | m:Q:bushv in Mvar | 5.1767 | ElmTr3
2031 | 2031_DzMD_GzMX_Dp00_Gp00 | Caso Base | All generators | 0.93 | ind | Manzanares 115/33/13.8 kV | m:Q:bushv in Mvar | 5.1767 | ElmTr3
2031 | 2031_DzMD_GzMX_Dp00_Gp00 | Caso Base | All generators | 0.94 | ind | Manzanares 115/33/13.8 kV | m:Q:bushv in Mvar | 5.1767 | ElmTr3
2031 | 2031_DzMD_GzMX_Dp00_Gp00 | Caso Base | All generators | 0.95 | ind | Manzanares 115/33/13.8 kV | m:Q:bushv in Mvar | 5.1767 | ElmTr3
2031 | 2031_DzMD_GzMX_Dp00_Gp00 | Caso Base | All generators | 0.96 | ind | Manzanares 115/33/13.8 kV | m:Q:bushv in Mvar | 5.1767 | ElmTr3
2031 | 2031_DzMD_GzMX_Dp00_Gp00 | Caso Base | All generators | 0.97 | ind | Manzanares 115/33/13.8 kV | m:Q:bushv in Mvar | 5.1767 | ElmTr3
2031 | 2031_DzMD_GzMX_Dp00_Gp00 | Caso Base | All generators | 0.98 | ind | Manzanares 115/33/13.8 kV | m:Q:bushv in Mvar | 5.1767 | ElmTr3
2031 | 2031_DzMD_GzMX_Dp00_Gp00 | Caso Base | All generators | 0.99 | ind | Manzanares 115/33/13.8 kV | m:Q:bushv in Mvar | 5.1767 | ElmTr3
2031 | 2031_DzMD_GzMX_Dp00_Gp00 | Caso Base | All generators | 1 | ind | Manzanares 115/33/13.8 kV | m:Q:bushv in Mvar | 5.1767 | ElmTr3
2031 | 2031_DzMD_GzMX_Dp00_Gp00 | Caso Base | All generators | 0.9 | ind | Manzanares 115/33/13.8 kV | m:cosphi:bushv | -0.94984 | ElmTr3
2031 | 2031_DzMD_GzMX_Dp00_Gp00 | Caso Base | All generators | 0.91 | ind | Manzanares 115/33/13.8 kV | m:cosphi:bushv | -0.94984 | ElmTr3
2031 | 2031_DzMD_GzMX_Dp00_Gp00 | Caso Base | All generators | 0.92 | ind | Manzanares 115/33/13.8 kV | m:cosphi:bushv | -0.94984 | ElmTr3
2031 | 2031_DzMD_GzMX_Dp00_Gp00 | Caso Base | All generators | 0.93 | ind | Manzanares 115/33/13.8 kV | m:cosphi:bushv | -0.94984 | ElmTr3
2031 | 2031_DzMD_GzMX_Dp00_Gp00 | Caso Base | All generators | 0.94 | ind | Manzanares 115/33/13.8 kV | m:cosphi:bushv | -0.94984 | ElmTr3
2031 | 2031_DzMD_GzMX_Dp00_Gp00 | Caso Base | All generators | 0.95 | ind | Manzanares 115/33/13.8 kV | m:cosphi:bushv | -0.94984 | ElmTr3
2031 | 2031_DzMD_GzMX_Dp00_Gp00 | Caso Base | All generators | 0.96 | ind | Manzanares 115/33/13.8 kV | m:cosphi:bushv | -0.94984 | ElmTr3
2031 | 2031_DzMD_GzMX_Dp00_Gp00 | Caso Base | All generators | 0.97 | ind | Manzanares 115/33/13.8 kV | m:cosphi:bushv | -0.94984 | ElmTr3
2031 | 2031_DzMD_GzMX_Dp00_Gp00 | Caso Base | All generators | 0.98 | ind | Manzanares 115/33/13.8 kV | m:cosphi:bushv | -0.94984 | ElmTr3
2031 | 2031_DzMD_GzMX_Dp00_Gp00 | Caso Base | All generators | 0.99 | ind | Manzanares 115/33/13.8 kV | m:cosphi:bushv | -0.94984 | ElmTr3
2031 | 2031_DzMD_GzMX_Dp00_Gp00 | Caso Base | All generators | 1 | ind | Manzanares 115/33/13.8 kV | m:cosphi:bushv | -0.94984 | ElmTr3
2031 | 2031_DzMD_GzMX_Dp00_Gp00 | Caso Base | All generators | 0.9 | ind | Purnio 230/115 | m:P:bushv in MW | -61.804 | ElmTr3
2031 | 2031_DzMD_GzMX_Dp00_Gp00 | Caso Base | All generators | 0.91 | ind | Purnio 230/115 | m:P:bushv in MW | -61.804 | ElmTr3
2031 | 2031_DzMD_GzMX_Dp00_Gp00 | Caso Base | All generators | 0.92 | ind | Purnio 230/115 | m:P:bushv in MW | -61.804 | ElmTr3
2031 | 2031_DzMD_GzMX_Dp00_Gp00 | Caso Base | All generators | 0.93 | ind | Purnio 230/115 | m:P:bushv in MW | -61.804 | ElmTr3
2031 | 2031_DzMD_GzMX_Dp00_Gp00 | Caso Base | All generators | 0.94 | ind | Purnio 230/115 | m:P:bushv in MW | -61.804 | ElmTr3
2031 | 2031_DzMD_GzMX_Dp00_Gp00 | Caso Base | All generators | 0.95 | ind | Purnio 230/115 | m:P:bushv in MW | -61.804 | ElmTr3
2031 | 2031_DzMD_GzMX_Dp00_Gp00 | Caso Base | All generators | 0.96 | ind | Purnio 230/115 | m:P:bushv in MW | -61.804 | ElmTr3
2031 | 2031_DzMD_GzMX_Dp00_Gp00 | Caso Base | All generators | 0.97 | ind | Purnio 230/115 | m:P:bushv in MW | -61.804 | ElmTr3
2031 | 2031_DzMD_GzMX_Dp00_Gp00 | Caso Base | All generators | 0.98 | ind | Purnio 230/115 | m:P:bushv in MW | -61.804 | ElmTr3
2031 | 2031_DzMD_GzMX_Dp00_Gp00 | Caso Base | All generators | 0.99 | ind | Purnio 230/115 | m:P:bushv in MW | -61.804 | ElmTr3
2031 | 2031_DzMD_GzMX_Dp00_Gp00 | Caso Base | All generators | 1 | ind | Purnio 230/115 | m:P:bushv in MW | -61.804 | ElmTr3
2031 | 2031_DzMD_GzMX_Dp00_Gp00 | Caso Base | All generators | 0.9 | ind | Purnio 230/115 | m:Q:bushv in Mvar | 12.5843 | ElmTr3
2031 | 2031_DzMD_GzMX_Dp00_Gp00 | Caso Base | All generators | 0.91 | ind | Purnio 230/115 | m:Q:bushv in Mvar | 12.5843 | ElmTr3
2031 | 2031_DzMD_GzMX_Dp00_Gp00 | Caso Base | All generators | 0.92 | ind | Purnio 230/115 | m:Q:bushv in Mvar | 12.5843 | ElmTr3
2031 | 2031_DzMD_GzMX_Dp00_Gp00 | Caso Base | All generators | 0.93 | ind | Purnio 230/115 | m:Q:bushv in Mvar | 12.5843 | ElmTr3
2031 | 2031_DzMD_GzMX_Dp00_Gp00 | Caso Base | All generators | 0.94 | ind | Purnio 230/115 | m:Q:bushv in Mvar | 12.5843 | ElmTr3
2031 | 2031_DzMD_GzMX_Dp00_Gp00 | Caso Base | All generators | 0.95 | ind | Purnio 230/115 | m:Q:bushv in Mvar | 12.5843 | ElmTr3
2031 | 2031_DzMD_GzMX_Dp00_Gp00 | Caso Base | All generators | 0.96 | ind | Purnio 230/115 | m:Q:bushv in Mvar | 12.5843 | ElmTr3
2031 | 2031_DzMD_GzMX_Dp00_Gp00 | Caso Base | All generators | 0.97 | ind | Purnio 230/115 | m:Q:bushv in Mvar | 12.5843 | ElmTr3
2031 | 2031_DzMD_GzMX_Dp00_Gp00 | Caso Base | All generators | 0.98 | ind | Purnio 230/115 | m:Q:bushv in Mvar | 12.5843 | ElmTr3
2031 | 2031_DzMD_GzMX_Dp00_Gp00 | Caso Base | All generators | 0.99 | ind | Purnio 230/115 | m:Q:bushv in Mvar | 12.5843 | ElmTr3
2031 | 2031_DzMD_GzMX_Dp00_Gp00 | Caso Base | All generators | 1 | ind | Purnio 230/115 | m:Q:bushv in Mvar | 12.5843 | ElmTr3
2031 | 2031_DzMD_GzMX_Dp00_Gp00 | Caso Base | All generators | 0.9 | ind | Purnio 230/115 | m:cosphi:bushv | -0.97989 | ElmTr3
2031 | 2031_DzMD_GzMX_Dp00_Gp00 | Caso Base | All generators | 0.91 | ind | Purnio 230/115 | m:cosphi:bushv | -0.97989 | ElmTr3
2031 | 2031_DzMD_GzMX_Dp00_Gp00 | Caso Base | All generators | 0.92 | ind | Purnio 230/115 | m:cosphi:bushv | -0.97989 | ElmTr3
2031 | 2031_DzMD_GzMX_Dp00_Gp00 | Caso Base | All generators | 0.93 | ind | Purnio 230/115 | m:cosphi:bushv | -0.97989 | ElmTr3
2031 | 2031_DzMD_GzMX_Dp00_Gp00 | Caso Base | All generators | 0.94 | ind | Purnio 230/115 | m:cosphi:bushv | -0.97989 | ElmTr3
2031 | 2031_DzMD_GzMX_Dp00_Gp00 | Caso Base | All generators | 0.95 | ind | Purnio 230/115 | m:cosphi:bushv | -0.97989 | ElmTr3
2031 | 2031_DzMD_GzMX_Dp00_Gp00 | Caso Base | All generators | 0.96 | ind | Purnio 230/115 | m:cosphi:bushv | -0.97989 | ElmTr3
2031 | 2031_DzMD_GzMX_Dp00_Gp00 | Caso Base | All generators | 0.97 | ind | Purnio 230/115 | m:cosphi:bushv | -0.97989 | ElmTr3
2031 | 2031_DzMD_GzMX_Dp00_Gp00 | Caso Base | All generators | 0.98 | ind | Purnio 230/115 | m:cosphi:bushv | -0.97989 | ElmTr3
2031 | 2031_DzMD_GzMX_Dp00_Gp00 | Caso Base | All generators | 0.99 | ind | Purnio 230/115 | m:cosphi:bushv | -0.97989 | ElmTr3
2031 | 2031_DzMD_GzMX_Dp00_Gp00 | Caso Base | All generators | 1 | ind | Purnio 230/115 | m:cosphi:bushv | -0.97989 | ElmTr3
2031 | 2031_DzMD_GzMX_Dp00_Gp00 | Caso Base | All generators | 0.9 | ind | Victoria 115/33/13.8 kV | m:P:bushv in MW | -9.931 | ElmTr3
2031 | 2031_DzMD_GzMX_Dp00_Gp00 | Caso Base | All generators | 0.91 | ind | Victoria 115/33/13.8 kV | m:P:bushv in MW | -9.931 | ElmTr3
2031 | 2031_DzMD_GzMX_Dp00_Gp00 | Caso Base | All generators | 0.92 | ind | Victoria 115/33/13.8 kV | m:P:bushv in MW | -9.931 | ElmTr3
2031 | 2031_DzMD_GzMX_Dp00_Gp00 | Caso Base | All generators | 0.93 | ind | Victoria 115/33/13.8 kV | m:P:bushv in MW | -9.931 | ElmTr3
2031 | 2031_DzMD_GzMX_Dp00_Gp00 | Caso Base | All generators | 0.94 | ind | Victoria 115/33/13.8 kV | m:P:bushv in MW | -9.931 | ElmTr3
2031 | 2031_DzMD_GzMX_Dp00_Gp00 | Caso Base | All generators | 0.95 | ind | Victoria 115/33/13.8 kV | m:P:bushv in MW | -9.931 | ElmTr3
2031 | 2031_DzMD_GzMX_Dp00_Gp00 | Caso Base | All generators | 0.96 | ind | Victoria 115/33/13.8 kV | m:P:bushv in MW | -9.931 | ElmTr3
2031 | 2031_DzMD_GzMX_Dp00_Gp00 | Caso Base | All generators | 0.97 | ind | Victoria 115/33/13.8 kV | m:P:bushv in MW | -9.931 | ElmTr3
2031 | 2031_DzMD_GzMX_Dp00_Gp00 | Caso Base | All generators | 0.98 | ind | Victoria 115/33/13.8 kV | m:P:bushv in MW | -9.931 | ElmTr3
2031 | 2031_DzMD_GzMX_Dp00_Gp00 | Caso Base | All generators | 0.99 | ind | Victoria 115/33/13.8 kV | m:P:bushv in MW | -9.931 | ElmTr3
2031 | 2031_DzMD_GzMX_Dp00_Gp00 | Caso Base | All generators | 1 | ind | Victoria 115/33/13.8 kV | m:P:bushv in MW | -9.931 | ElmTr3
2031 | 2031_DzMD_GzMX_Dp00_Gp00 | Caso Base | All generators | 0.9 | ind | Victoria 115/33/13.8 kV | m:Q:bushv in Mvar | 6.7895 | ElmTr3
2031 | 2031_DzMD_GzMX_Dp00_Gp00 | Caso Base | All generators | 0.91 | ind | Victoria 115/33/13.8 kV | m:Q:bushv in Mvar | 6.7895 | ElmTr3
2031 | 2031_DzMD_GzMX_Dp00_Gp00 | Caso Base | All generators | 0.92 | ind | Victoria 115/33/13.8 kV | m:Q:bushv in Mvar | 6.7895 | ElmTr3
2031 | 2031_DzMD_GzMX_Dp00_Gp00 | Caso Base | All generators | 0.93 | ind | Victoria 115/33/13.8 kV | m:Q:bushv in Mvar | 6.7895 | ElmTr3
2031 | 2031_DzMD_GzMX_Dp00_Gp00 | Caso Base | All generators | 0.94 | ind | Victoria 115/33/13.8 kV | m:Q:bushv in Mvar | 6.7895 | ElmTr3
2031 | 2031_DzMD_GzMX_Dp00_Gp00 | Caso Base | All generators | 0.95 | ind | Victoria 115/33/13.8 kV | m:Q:bushv in Mvar | 6.7895 | ElmTr3
2031 | 2031_DzMD_GzMX_Dp00_Gp00 | Caso Base | All generators | 0.96 | ind | Victoria 115/33/13.8 kV | m:Q:bushv in Mvar | 6.7895 | ElmTr3
2031 | 2031_DzMD_GzMX_Dp00_Gp00 | Caso Base | All generators | 0.97 | ind | Victoria 115/33/13.8 kV | m:Q:bushv in Mvar | 6.7895 | ElmTr3
2031 | 2031_DzMD_GzMX_Dp00_Gp00 | Caso Base | All generators | 0.98 | ind | Victoria 115/33/13.8 kV | m:Q:bushv in Mvar | 6.7895 | ElmTr3
2031 | 2031_DzMD_GzMX_Dp00_Gp00 | Caso Base | All generators | 0.99 | ind | Victoria 115/33/13.8 kV | m:Q:bushv in Mvar | 6.7895 | ElmTr3
2031 | 2031_DzMD_GzMX_Dp00_Gp00 | Caso Base | All generators | 1 | ind | Victoria 115/33/13.8 kV | m:Q:bushv in Mvar | 6.7895 | ElmTr3
2031 | 2031_DzMD_GzMX_Dp00_Gp00 | Caso Base | All generators | 0.9 | ind | Victoria 115/33/13.8 kV | m:cosphi:bushv | -0.82552 | ElmTr3
2031 | 2031_DzMD_GzMX_Dp00_Gp00 | Caso Base | All generators | 0.91 | ind | Victoria 115/33/13.8 kV | m:cosphi:bushv | -0.82552 | ElmTr3
2031 | 2031_DzMD_GzMX_Dp00_Gp00 | Caso Base | All generators | 0.92 | ind | Victoria 115/33/13.8 kV | m:cosphi:bushv | -0.82552 | ElmTr3
2031 | 2031_DzMD_GzMX_Dp00_Gp00 | Caso Base | All generators | 0.93 | ind | Victoria 115/33/13.8 kV | m:cosphi:bushv | -0.82552 | ElmTr3
2031 | 2031_DzMD_GzMX_Dp00_Gp00 | Caso Base | All generators | 0.94 | ind | Victoria 115/33/13.8 kV | m:cosphi:bushv | -0.82552 | ElmTr3
2031 | 2031_DzMD_GzMX_Dp00_Gp00 | Caso Base | All generators | 0.95 | ind | Victoria 115/33/13.8 kV | m:cosphi:bushv | -0.82552 | ElmTr3
2031 | 2031_DzMD_GzMX_Dp00_Gp00 | Caso Base | All generators | 0.96 | ind | Victoria 115/33/13.8 kV | m:cosphi:bushv | -0.82552 | ElmTr3
2031 | 2031_DzMD_GzMX_Dp00_Gp00 | Caso Base | All generators | 0.97 | ind | Victoria 115/33/13.8 kV | m:cosphi:bushv | -0.82552 | ElmTr3
2031 | 2031_DzMD_GzMX_Dp00_Gp00 | Caso Base | All generators | 0.98 | ind | Victoria 115/33/13.8 kV | m:cosphi:bushv | -0.82552 | ElmTr3
2031 | 2031_DzMD_GzMX_Dp00_Gp00 | Caso Base | All generators | 0.99 | ind | Victoria 115/33/13.8 kV | m:cosphi:bushv | -0.82552 | ElmTr3
2031 | 2031_DzMD_GzMX_Dp00_Gp00 | Caso Base | All generators | 1 | ind | Victoria 115/33/13.8 kV | m:cosphi:bushv | -0.82552 | ElmTr3
2031 | 2031_DzMN_GzMN_Dp00_Gp00 | A1-Pensilvania 33 kV | All generators | 0.9 | cap | Dorada - Magdalena 115 kV | m:P:bus1 in MW | 30.9612 | ElmLne
2031 | 2031_DzMN_GzMN_Dp00_Gp00 | A1-Pensilvania 33 kV | All generators | 0.91 | cap | Dorada - Magdalena 115 kV | m:P:bus1 in MW | 30.9833 | ElmLne
2031 | 2031_DzMN_GzMN_Dp00_Gp00 | A1-Pensilvania 33 kV | All generators | 0.92 | cap | Dorada - Magdalena 115 kV | m:P:bus1 in MW | 31.0038 | ElmLne
2031 | 2031_DzMN_GzMN_Dp00_Gp00 | A1-Pensilvania 33 kV | All generators | 0.93 | cap | Dorada - Magdalena 115 kV | m:P:bus1 in MW | 31.0231 | ElmLne
2031 | 2031_DzMN_GzMN_Dp00_Gp00 | A1-Pensilvania 33 kV | All generators | 0.94 | cap | Dorada - Magdalena 115 kV | m:P:bus1 in MW | 31.0415 | ElmLne
2031 | 2031_DzMN_GzMN_Dp00_Gp00 | A1-Pensilvania 33 kV | All generators | 0.95 | cap | Dorada - Magdalena 115 kV | m:P:bus1 in MW | 31.0595 | ElmLne
2031 | 2031_DzMN_GzMN_Dp00_Gp00 | A1-Pensilvania 33 kV | All generators | 0.96 | cap | Dorada - Magdalena 115 kV | m:P:bus1 in MW | 31.0774 | ElmLne
2031 | 2031_DzMN_GzMN_Dp00_Gp00 | A1-Pensilvania 33 kV | All generators | 0.97 | cap | Dorada - Magdalena 115 kV | m:P:bus1 in MW | 31.0957 | ElmLne
2031 | 2031_DzMN_GzMN_Dp00_Gp00 | A1-Pensilvania 33 kV | All generators | 0.98 | cap | Dorada - Magdalena 115 kV | m:P:bus1 in MW | 31.1151 | ElmLne
2031 | 2031_DzMN_GzMN_Dp00_Gp00 | A1-Pensilvania 33 kV | All generators | 0.99 | cap | Dorada - Magdalena 115 kV | m:P:bus1 in MW | 31.1376 | ElmLne
2031 | 2031_DzMN_GzMN_Dp00_Gp00 | A1-Pensilvania 33 kV | All generators | 1 | cap | Dorada - Magdalena 115 kV | m:P:bus1 in MW | 31.1828 | ElmLne
2031 | 2031_DzMN_GzMN_Dp00_Gp00 | A1-Pensilvania 33 kV | All generators | 0.9 | cap | Dorada - Magdalena 115 kV | m:P:bus2 in MW | -30.9121 | ElmLne
2031 | 2031_DzMN_GzMN_Dp00_Gp00 | A1-Pensilvania 33 kV | All generators | 0.91 | cap | Dorada - Magdalena 115 kV | m:P:bus2 in MW | -30.9341 | ElmLne
2031 | 2031_DzMN_GzMN_Dp00_Gp00 | A1-Pensilvania 33 kV | All generators | 0.92 | cap | Dorada - Magdalena 115 kV | m:P:bus2 in MW | -30.9546 | ElmLne
2031 | 2031_DzMN_GzMN_Dp00_Gp00 | A1-Pensilvania 33 kV | All generators | 0.93 | cap | Dorada - Magdalena 115 kV | m:P:bus2 in MW | -30.9738 | ElmLne
2031 | 2031_DzMN_GzMN_Dp00_Gp00 | A1-Pensilvania 33 kV | All generators | 0.94 | cap | Dorada - Magdalena 115 kV | m:P:bus2 in MW | -30.9922 | ElmLne
2031 | 2031_DzMN_GzMN_Dp00_Gp00 | A1-Pensilvania 33 kV | All generators | 0.95 | cap | Dorada - Magdalena 115 kV | m:P:bus2 in MW | -31.0102 | ElmLne
2031 | 2031_DzMN_GzMN_Dp00_Gp00 | A1-Pensilvania 33 kV | All generators | 0.96 | cap | Dorada - Magdalena 115 kV | m:P:bus2 in MW | -31.0281 | ElmLne
2031 | 2031_DzMN_GzMN_Dp00_Gp00 | A1-Pensilvania 33 kV | All generators | 0.97 | cap | Dorada - Magdalena 115 kV | m:P:bus2 in MW | -31.0463 | ElmLne
2031 | 2031_DzMN_GzMN_Dp00_Gp00 | A1-Pensilvania 33 kV | All generators | 0.98 | cap | Dorada - Magdalena 115 kV | m:P:bus2 in MW | -31.0657 | ElmLne
2031 | 2031_DzMN_GzMN_Dp00_Gp00 | A1-Pensilvania 33 kV | All generators | 0.99 | cap | Dorada - Magdalena 115 kV | m:P:bus2 in MW | -31.0882 | ElmLne
2031 | 2031_DzMN_GzMN_Dp00_Gp00 | A1-Pensilvania 33 kV | All generators | 1 | cap | Dorada - Magdalena 115 kV | m:P:bus2 in MW | -31.1333 | ElmLne
2031 | 2031_DzMN_GzMN_Dp00_Gp00 | A1-Pensilvania 33 kV | All generators | 0.9 | cap | Dorada - Magdalena 115 kV | m:Q:bus1 in Mvar | -1.4191 | ElmLne
2031 | 2031_DzMN_GzMN_Dp00_Gp00 | A1-Pensilvania 33 kV | All generators | 0.91 | cap | Dorada - Magdalena 115 kV | m:Q:bus1 in Mvar | -1.3637 | ElmLne
2031 | 2031_DzMN_GzMN_Dp00_Gp00 | A1-Pensilvania 33 kV | All generators | 0.92 | cap | Dorada - Magdalena 115 kV | m:Q:bus1 in Mvar | -1.3112 | ElmLne
2031 | 2031_DzMN_GzMN_Dp00_Gp00 | A1-Pensilvania 33 kV | All generators | 0.93 | cap | Dorada - Magdalena 115 kV | m:Q:bus1 in Mvar | -1.2604 | ElmLne
2031 | 2031_DzMN_GzMN_Dp00_Gp00 | A1-Pensilvania 33 kV | All generators | 0.94 | cap | Dorada - Magdalena 115 kV | m:Q:bus1 in Mvar | -1.2107 | ElmLne
2031 | 2031_DzMN_GzMN_Dp00_Gp00 | A1-Pensilvania 33 kV | All generators | 0.95 | cap | Dorada - Magdalena 115 kV | m:Q:bus1 in Mvar | -1.161 | ElmLne
2031 | 2031_DzMN_GzMN_Dp00_Gp00 | A1-Pensilvania 33 kV | All generators | 0.96 | cap | Dorada - Magdalena 115 kV | m:Q:bus1 in Mvar | -1.1103 | ElmLne
2031 | 2031_DzMN_GzMN_Dp00_Gp00 | A1-Pensilvania 33 kV | All generators | 0.97 | cap | Dorada - Magdalena 115 kV | m:Q:bus1 in Mvar | -1.0573 | ElmLne
2031 | 2031_DzMN_GzMN_Dp00_Gp00 | A1-Pensilvania 33 kV | All generators | 0.98 | cap | Dorada - Magdalena 115 kV | m:Q:bus1 in Mvar | -0.9992 | ElmLne
2031 | 2031_DzMN_GzMN_Dp00_Gp00 | A1-Pensilvania 33 kV | All generators | 0.99 | cap | Dorada - Magdalena 115 kV | m:Q:bus1 in Mvar | -0.92966 | ElmLne
2031 | 2031_DzMN_GzMN_Dp00_Gp00 | A1-Pensilvania 33 kV | All generators | 1 | cap | Dorada - Magdalena 115 kV | m:Q:bus1 in Mvar | -0.78109 | ElmLne
2031 | 2031_DzMN_GzMN_Dp00_Gp00 | A1-Pensilvania 33 kV | All generators | 0.9 | cap | Dorada - Magdalena 115 kV | m:Q:bus2 in Mvar | 1.2953 | ElmLne
2031 | 2031_DzMN_GzMN_Dp00_Gp00 | A1-Pensilvania 33 kV | All generators | 0.91 | cap | Dorada - Magdalena 115 kV | m:Q:bus2 in Mvar | 1.2399 | ElmLne
2031 | 2031_DzMN_GzMN_Dp00_Gp00 | A1-Pensilvania 33 kV | All generators | 0.92 | cap | Dorada - Magdalena 115 kV | m:Q:bus2 in Mvar | 1.1873 | ElmLne
2031 | 2031_DzMN_GzMN_Dp00_Gp00 | A1-Pensilvania 33 kV | All generators | 0.93 | cap | Dorada - Magdalena 115 kV | m:Q:bus2 in Mvar | 1.1365 | ElmLne
2031 | 2031_DzMN_GzMN_Dp00_Gp00 | A1-Pensilvania 33 kV | All generators | 0.94 | cap | Dorada - Magdalena 115 kV | m:Q:bus2 in Mvar | 1.0867 | ElmLne
2031 | 2031_DzMN_GzMN_Dp00_Gp00 | A1-Pensilvania 33 kV | All generators | 0.95 | cap | Dorada - Magdalena 115 kV | m:Q:bus2 in Mvar | 1.037 | ElmLne
2031 | 2031_DzMN_GzMN_Dp00_Gp00 | A1-Pensilvania 33 kV | All generators | 0.96 | cap | Dorada - Magdalena 115 kV | m:Q:bus2 in Mvar | 0.98629 | ElmLne
2031 | 2031_DzMN_GzMN_Dp00_Gp00 | A1-Pensilvania 33 kV | All generators | 0.97 | cap | Dorada - Magdalena 115 kV | m:Q:bus2 in Mvar | 0.93317 | ElmLne
2031 | 2031_DzMN_GzMN_Dp00_Gp00 | A1-Pensilvania 33 kV | All generators | 0.98 | cap | Dorada - Magdalena 115 kV | m:Q:bus2 in Mvar | 0.875 | ElmLne
2031 | 2031_DzMN_GzMN_Dp00_Gp00 | A1-Pensilvania 33 kV | All generators | 0.99 | cap | Dorada - Magdalena 115 kV | m:Q:bus2 in Mvar | 0.80535 | ElmLne
2031 | 2031_DzMN_GzMN_Dp00_Gp00 | A1-Pensilvania 33 kV | All generators | 1 | cap | Dorada - Magdalena 115 kV | m:Q:bus2 in Mvar | 0.65652 | ElmLne
2031 | 2031_DzMN_GzMN_Dp00_Gp00 | A1-Pensilvania 33 kV | All generators | 0.9 | cap | Dorada - Magdalena 115 kV | m:cosphi:bus1 | 0.99895 | ElmLne
2031 | 2031_DzMN_GzMN_Dp00_Gp00 | A1-Pensilvania 33 kV | All generators | 0.91 | cap | Dorada - Magdalena 115 kV | m:cosphi:bus1 | 0.99903 | ElmLne
2031 | 2031_DzMN_GzMN_Dp00_Gp00 | A1-Pensilvania 33 kV | All generators | 0.92 | cap | Dorada - Magdalena 115 kV | m:cosphi:bus1 | 0.99911 | ElmLne
2031 | 2031_DzMN_GzMN_Dp00_Gp00 | A1-Pensilvania 33 kV | All generators | 0.93 | cap | Dorada - Magdalena 115 kV | m:cosphi:bus1 | 0.99918 | ElmLne
2031 | 2031_DzMN_GzMN_Dp00_Gp00 | A1-Pensilvania 33 kV | All generators | 0.94 | cap | Dorada - Magdalena 115 kV | m:cosphi:bus1 | 0.99924 | ElmLne
2031 | 2031_DzMN_GzMN_Dp00_Gp00 | A1-Pensilvania 33 kV | All generators | 0.95 | cap | Dorada - Magdalena 115 kV | m:cosphi:bus1 | 0.9993 | ElmLne
2031 | 2031_DzMN_GzMN_Dp00_Gp00 | A1-Pensilvania 33 kV | All generators | 0.96 | cap | Dorada - Magdalena 115 kV | m:cosphi:bus1 | 0.99936 | ElmLne
2031 | 2031_DzMN_GzMN_Dp00_Gp00 | A1-Pensilvania 33 kV | All generators | 0.97 | cap | Dorada - Magdalena 115 kV | m:cosphi:bus1 | 0.99942 | ElmLne
2031 | 2031_DzMN_GzMN_Dp00_Gp00 | A1-Pensilvania 33 kV | All generators | 0.98 | cap | Dorada - Magdalena 115 kV | m:cosphi:bus1 | 0.99949 | ElmLne
2031 | 2031_DzMN_GzMN_Dp00_Gp00 | A1-Pensilvania 33 kV | All generators | 0.99 | cap | Dorada - Magdalena 115 kV | m:cosphi:bus1 | 0.99955 | ElmLne
2031 | 2031_DzMN_GzMN_Dp00_Gp00 | A1-Pensilvania 33 kV | All generators | 1 | cap | Dorada - Magdalena 115 kV | m:cosphi:bus1 | 0.99969 | ElmLne
2031 | 2031_DzMN_GzMN_Dp00_Gp00 | A1-Pensilvania 33 kV | All generators | 0.9 | cap | Dorada - Magdalena 115 kV | m:cosphi:bus2 | -0.99912 | ElmLne
2031 | 2031_DzMN_GzMN_Dp00_Gp00 | A1-Pensilvania 33 kV | All generators | 0.91 | cap | Dorada - Magdalena 115 kV | m:cosphi:bus2 | -0.9992 | ElmLne
2031 | 2031_DzMN_GzMN_Dp00_Gp00 | A1-Pensilvania 33 kV | All generators | 0.92 | cap | Dorada - Magdalena 115 kV | m:cosphi:bus2 | -0.99926 | ElmLne
2031 | 2031_DzMN_GzMN_Dp00_Gp00 | A1-Pensilvania 33 kV | All generators | 0.93 | cap | Dorada - Magdalena 115 kV | m:cosphi:bus2 | -0.99933 | ElmLne
2031 | 2031_DzMN_GzMN_Dp00_Gp00 | A1-Pensilvania 33 kV | All generators | 0.94 | cap | Dorada - Magdalena 115 kV | m:cosphi:bus2 | -0.99939 | ElmLne
2031 | 2031_DzMN_GzMN_Dp00_Gp00 | A1-Pensilvania 33 kV | All generators | 0.95 | cap | Dorada - Magdalena 115 kV | m:cosphi:bus2 | -0.99944 | ElmLne
2031 | 2031_DzMN_GzMN_Dp00_Gp00 | A1-Pensilvania 33 kV | All generators | 0.96 | cap | Dorada - Magdalena 115 kV | m:cosphi:bus2 | -0.9995 | ElmLne
2031 | 2031_DzMN_GzMN_Dp00_Gp00 | A1-Pensilvania 33 kV | All generators | 0.97 | cap | Dorada - Magdalena 115 kV | m:cosphi:bus2 | -0.99955 | ElmLne
2031 | 2031_DzMN_GzMN_Dp00_Gp00 | A1-Pensilvania 33 kV | All generators | 0.98 | cap | Dorada - Magdalena 115 kV | m:cosphi:bus2 | -0.9996 | ElmLne
2031 | 2031_DzMN_GzMN_Dp00_Gp00 | A1-Pensilvania 33 kV | All generators | 0.99 | cap | Dorada - Magdalena 115 kV | m:cosphi:bus2 | -0.99966 | ElmLne
2031 | 2031_DzMN_GzMN_Dp00_Gp00 | A1-Pensilvania 33 kV | All generators | 1 | cap | Dorada - Magdalena 115 kV | m:cosphi:bus2 | -0.99978 | ElmLne
2031 | 2031_DzMN_GzMN_Dp00_Gp00 | A1-Pensilvania 33 kV | All generators | 0.9 | cap | Mariquita - Victoria 2 115 | m:P:bus1 in MW | 4.7802 | ElmLne
2031 | 2031_DzMN_GzMN_Dp00_Gp00 | A1-Pensilvania 33 kV | All generators | 0.91 | cap | Mariquita - Victoria 2 115 | m:P:bus1 in MW | 4.7755 | ElmLne
2031 | 2031_DzMN_GzMN_Dp00_Gp00 | A1-Pensilvania 33 kV | All generators | 0.92 | cap | Mariquita - Victoria 2 115 | m:P:bus1 in MW | 4.771 | ElmLne
2031 | 2031_DzMN_GzMN_Dp00_Gp00 | A1-Pensilvania 33 kV | All generators | 0.93 | cap | Mariquita - Victoria 2 115 | m:P:bus1 in MW | 4.7666 | ElmLne
2031 | 2031_DzMN_GzMN_Dp00_Gp00 | A1-Pensilvania 33 kV | All generators | 0.94 | cap | Mariquita - Victoria 2 115 | m:P:bus1 in MW | 4.7623 | ElmLne
2031 | 2031_DzMN_GzMN_Dp00_Gp00 | A1-Pensilvania 33 kV | All generators | 0.95 | cap | Mariquita - Victoria 2 115 | m:P:bus1 in MW | 4.758 | ElmLne
2031 | 2031_DzMN_GzMN_Dp00_Gp00 | A1-Pensilvania 33 kV | All generators | 0.96 | cap | Mariquita - Victoria 2 115 | m:P:bus1 in MW | 4.7536 | ElmLne
2031 | 2031_DzMN_GzMN_Dp00_Gp00 | A1-Pensilvania 33 kV | All generators | 0.97 | cap | Mariquita - Victoria 2 115 | m:P:bus1 in MW | 4.7489 | ElmLne
2031 | 2031_DzMN_GzMN_Dp00_Gp00 | A1-Pensilvania 33 kV | All generators | 0.98 | cap | Mariquita - Victoria 2 115 | m:P:bus1 in MW | 4.7438 | ElmLne
2031 | 2031_DzMN_GzMN_Dp00_Gp00 | A1-Pensilvania 33 kV | All generators | 0.99 | cap | Mariquita - Victoria 2 115 | m:P:bus1 in MW | 4.7377 | ElmLne
2031 | 2031_DzMN_GzMN_Dp00_Gp00 | A1-Pensilvania 33 kV | All generators | 1 | cap | Mariquita - Victoria 2 115 | m:P:bus1 in MW | 4.7244 | ElmLne
2031 | 2031_DzMN_GzMN_Dp00_Gp00 | A1-Pensilvania 33 kV | All generators | 0.9 | cap | Mariquita - Victoria 2 115 | m:P:bus2 in MW | -4.761 | ElmLne
2031 | 2031_DzMN_GzMN_Dp00_Gp00 | A1-Pensilvania 33 kV | All generators | 0.91 | cap | Mariquita - Victoria 2 115 | m:P:bus2 in MW | -4.7563 | ElmLne
2031 | 2031_DzMN_GzMN_Dp00_Gp00 | A1-Pensilvania 33 kV | All generators | 0.92 | cap | Mariquita - Victoria 2 115 | m:P:bus2 in MW | -4.7518 | ElmLne
2031 | 2031_DzMN_GzMN_Dp00_Gp00 | A1-Pensilvania 33 kV | All generators | 0.93 | cap | Mariquita - Victoria 2 115 | m:P:bus2 in MW | -4.7475 | ElmLne
2031 | 2031_DzMN_GzMN_Dp00_Gp00 | A1-Pensilvania 33 kV | All generators | 0.94 | cap | Mariquita - Victoria 2 115 | m:P:bus2 in MW | -4.7432 | ElmLne
2031 | 2031_DzMN_GzMN_Dp00_Gp00 | A1-Pensilvania 33 kV | All generators | 0.95 | cap | Mariquita - Victoria 2 115 | m:P:bus2 in MW | -4.7389 | ElmLne
2031 | 2031_DzMN_GzMN_Dp00_Gp00 | A1-Pensilvania 33 kV | All generators | 0.96 | cap | Mariquita - Victoria 2 115 | m:P:bus2 in MW | -4.7345 | ElmLne
2031 | 2031_DzMN_GzMN_Dp00_Gp00 | A1-Pensilvania 33 kV | All generators | 0.97 | cap | Mariquita - Victoria 2 115 | m:P:bus2 in MW | -4.7298 | ElmLne
2031 | 2031_DzMN_GzMN_Dp00_Gp00 | A1-Pensilvania 33 kV | All generators | 0.98 | cap | Mariquita - Victoria 2 115 | m:P:bus2 in MW | -4.7247 | ElmLne
2031 | 2031_DzMN_GzMN_Dp00_Gp00 | A1-Pensilvania 33 kV | All generators | 0.99 | cap | Mariquita - Victoria 2 115 | m:P:bus2 in MW | -4.7186 | ElmLne
2031 | 2031_DzMN_GzMN_Dp00_Gp00 | A1-Pensilvania 33 kV | All generators | 1 | cap | Mariquita - Victoria 2 115 | m:P:bus2 in MW | -4.7054 | ElmLne
2031 | 2031_DzMN_GzMN_Dp00_Gp00 | A1-Pensilvania 33 kV | All generators | 0.9 | cap | Mariquita - Victoria 2 115 | m:Q:bus1 in Mvar | -8.5903 | ElmLne
2031 | 2031_DzMN_GzMN_Dp00_Gp00 | A1-Pensilvania 33 kV | All generators | 0.91 | cap | Mariquita - Victoria 2 115 | m:Q:bus1 in Mvar | -8.5968 | ElmLne
2031 | 2031_DzMN_GzMN_Dp00_Gp00 | A1-Pensilvania 33 kV | All generators | 0.92 | cap | Mariquita - Victoria 2 115 | m:Q:bus1 in Mvar | -8.6031 | ElmLne
2031 | 2031_DzMN_GzMN_Dp00_Gp00 | A1-Pensilvania 33 kV | All generators | 0.93 | cap | Mariquita - Victoria 2 115 | m:Q:bus1 in Mvar | -8.6091 | ElmLne
2031 | 2031_DzMN_GzMN_Dp00_Gp00 | A1-Pensilvania 33 kV | All generators | 0.94 | cap | Mariquita - Victoria 2 115 | m:Q:bus1 in Mvar | -8.615 | ElmLne
2031 | 2031_DzMN_GzMN_Dp00_Gp00 | A1-Pensilvania 33 kV | All generators | 0.95 | cap | Mariquita - Victoria 2 115 | m:Q:bus1 in Mvar | -8.6209 | ElmLne
2031 | 2031_DzMN_GzMN_Dp00_Gp00 | A1-Pensilvania 33 kV | All generators | 0.96 | cap | Mariquita - Victoria 2 115 | m:Q:bus1 in Mvar | -8.627 | ElmLne
2031 | 2031_DzMN_GzMN_Dp00_Gp00 | A1-Pensilvania 33 kV | All generators | 0.97 | cap | Mariquita - Victoria 2 115 | m:Q:bus1 in Mvar | -8.6333 | ElmLne
2031 | 2031_DzMN_GzMN_Dp00_Gp00 | A1-Pensilvania 33 kV | All generators | 0.98 | cap | Mariquita - Victoria 2 115 | m:Q:bus1 in Mvar | -8.6403 | ElmLne
2031 | 2031_DzMN_GzMN_Dp00_Gp00 | A1-Pensilvania 33 kV | All generators | 0.99 | cap | Mariquita - Victoria 2 115 | m:Q:bus1 in Mvar | -8.6487 | ElmLne
2031 | 2031_DzMN_GzMN_Dp00_Gp00 | A1-Pensilvania 33 kV | All generators | 1 | cap | Mariquita - Victoria 2 115 | m:Q:bus1 in Mvar | -8.6668 | ElmLne
2031 | 2031_DzMN_GzMN_Dp00_Gp00 | A1-Pensilvania 33 kV | All generators | 0.9 | cap | Mariquita - Victoria 2 115 | m:Q:bus2 in Mvar | 7.9764 | ElmLne
2031 | 2031_DzMN_GzMN_Dp00_Gp00 | A1-Pensilvania 33 kV | All generators | 0.91 | cap | Mariquita - Victoria 2 115 | m:Q:bus2 in Mvar | 7.9823 | ElmLne
2031 | 2031_DzMN_GzMN_Dp00_Gp00 | A1-Pensilvania 33 kV | All generators | 0.92 | cap | Mariquita - Victoria 2 115 | m:Q:bus2 in Mvar | 7.988 | ElmLne
2031 | 2031_DzMN_GzMN_Dp00_Gp00 | A1-Pensilvania 33 kV | All generators | 0.93 | cap | Mariquita - Victoria 2 115 | m:Q:bus2 in Mvar | 7.9934 | ElmLne
2031 | 2031_DzMN_GzMN_Dp00_Gp00 | A1-Pensilvania 33 kV | All generators | 0.94 | cap | Mariquita - Victoria 2 115 | m:Q:bus2 in Mvar | 7.9988 | ElmLne
2031 | 2031_DzMN_GzMN_Dp00_Gp00 | A1-Pensilvania 33 kV | All generators | 0.95 | cap | Mariquita - Victoria 2 115 | m:Q:bus2 in Mvar | 8.0042 | ElmLne
2031 | 2031_DzMN_GzMN_Dp00_Gp00 | A1-Pensilvania 33 kV | All generators | 0.96 | cap | Mariquita - Victoria 2 115 | m:Q:bus2 in Mvar | 8.0098 | ElmLne
2031 | 2031_DzMN_GzMN_Dp00_Gp00 | A1-Pensilvania 33 kV | All generators | 0.97 | cap | Mariquita - Victoria 2 115 | m:Q:bus2 in Mvar | 8.0156 | ElmLne
2031 | 2031_DzMN_GzMN_Dp00_Gp00 | A1-Pensilvania 33 kV | All generators | 0.98 | cap | Mariquita - Victoria 2 115 | m:Q:bus2 in Mvar | 8.0219 | ElmLne
2031 | 2031_DzMN_GzMN_Dp00_Gp00 | A1-Pensilvania 33 kV | All generators | 0.99 | cap | Mariquita - Victoria 2 115 | m:Q:bus2 in Mvar | 8.0296 | ElmLne
2031 | 2031_DzMN_GzMN_Dp00_Gp00 | A1-Pensilvania 33 kV | All generators | 1 | cap | Mariquita - Victoria 2 115 | m:Q:bus2 in Mvar | 8.0461 | ElmLne
2031 | 2031_DzMN_GzMN_Dp00_Gp00 | A1-Pensilvania 33 kV | All generators | 0.9 | cap | Mariquita - Victoria 2 115 | m:cosphi:bus1 | 0.48625 | ElmLne
2031 | 2031_DzMN_GzMN_Dp00_Gp00 | A1-Pensilvania 33 kV | All generators | 0.91 | cap | Mariquita - Victoria 2 115 | m:cosphi:bus1 | 0.4856 | ElmLne
2031 | 2031_DzMN_GzMN_Dp00_Gp00 | A1-Pensilvania 33 kV | All generators | 0.92 | cap | Mariquita - Victoria 2 115 | m:cosphi:bus1 | 0.48498 | ElmLne
2031 | 2031_DzMN_GzMN_Dp00_Gp00 | A1-Pensilvania 33 kV | All generators | 0.93 | cap | Mariquita - Victoria 2 115 | m:cosphi:bus1 | 0.48438 | ElmLne
2031 | 2031_DzMN_GzMN_Dp00_Gp00 | A1-Pensilvania 33 kV | All generators | 0.94 | cap | Mariquita - Victoria 2 115 | m:cosphi:bus1 | 0.48379 | ElmLne
2031 | 2031_DzMN_GzMN_Dp00_Gp00 | A1-Pensilvania 33 kV | All generators | 0.95 | cap | Mariquita - Victoria 2 115 | m:cosphi:bus1 | 0.4832 | ElmLne
2031 | 2031_DzMN_GzMN_Dp00_Gp00 | A1-Pensilvania 33 kV | All generators | 0.96 | cap | Mariquita - Victoria 2 115 | m:cosphi:bus1 | 0.4826 | ElmLne
2031 | 2031_DzMN_GzMN_Dp00_Gp00 | A1-Pensilvania 33 kV | All generators | 0.97 | cap | Mariquita - Victoria 2 115 | m:cosphi:bus1 | 0.48196 | ElmLne
2031 | 2031_DzMN_GzMN_Dp00_Gp00 | A1-Pensilvania 33 kV | All generators | 0.98 | cap | Mariquita - Victoria 2 115 | m:cosphi:bus1 | 0.48127 | ElmLne
2031 | 2031_DzMN_GzMN_Dp00_Gp00 | A1-Pensilvania 33 kV | All generators | 0.99 | cap | Mariquita - Victoria 2 115 | m:cosphi:bus1 | 0.48043 | ElmLne
2031 | 2031_DzMN_GzMN_Dp00_Gp00 | A1-Pensilvania 33 kV | All generators | 1 | cap | Mariquita - Victoria 2 115 | m:cosphi:bus1 | 0.47863 | ElmLne
2031 | 2031_DzMN_GzMN_Dp00_Gp00 | A1-Pensilvania 33 kV | All generators | 0.9 | cap | Mariquita - Victoria 2 115 | m:cosphi:bus2 | -0.51253 | ElmLne
2031 | 2031_DzMN_GzMN_Dp00_Gp00 | A1-Pensilvania 33 kV | All generators | 0.91 | cap | Mariquita - Victoria 2 115 | m:cosphi:bus2 | -0.51188 | ElmLne
2031 | 2031_DzMN_GzMN_Dp00_Gp00 | A1-Pensilvania 33 kV | All generators | 0.92 | cap | Mariquita - Victoria 2 115 | m:cosphi:bus2 | -0.51125 | ElmLne
2031 | 2031_DzMN_GzMN_Dp00_Gp00 | A1-Pensilvania 33 kV | All generators | 0.93 | cap | Mariquita - Victoria 2 115 | m:cosphi:bus2 | -0.51065 | ElmLne
2031 | 2031_DzMN_GzMN_Dp00_Gp00 | A1-Pensilvania 33 kV | All generators | 0.94 | cap | Mariquita - Victoria 2 115 | m:cosphi:bus2 | -0.51005 | ElmLne
2031 | 2031_DzMN_GzMN_Dp00_Gp00 | A1-Pensilvania 33 kV | All generators | 0.95 | cap | Mariquita - Victoria 2 115 | m:cosphi:bus2 | -0.50945 | ElmLne
2031 | 2031_DzMN_GzMN_Dp00_Gp00 | A1-Pensilvania 33 kV | All generators | 0.96 | cap | Mariquita - Victoria 2 115 | m:cosphi:bus2 | -0.50884 | ElmLne
2031 | 2031_DzMN_GzMN_Dp00_Gp00 | A1-Pensilvania 33 kV | All generators | 0.97 | cap | Mariquita - Victoria 2 115 | m:cosphi:bus2 | -0.5082 | ElmLne
2031 | 2031_DzMN_GzMN_Dp00_Gp00 | A1-Pensilvania 33 kV | All generators | 0.98 | cap | Mariquita - Victoria 2 115 | m:cosphi:bus2 | -0.50749 | ElmLne
2031 | 2031_DzMN_GzMN_Dp00_Gp00 | A1-Pensilvania 33 kV | All generators | 0.99 | cap | Mariquita - Victoria 2 115 | m:cosphi:bus2 | -0.50664 | ElmLne
2031 | 2031_DzMN_GzMN_Dp00_Gp00 | A1-Pensilvania 33 kV | All generators | 1 | cap | Mariquita - Victoria 2 115 | m:cosphi:bus2 | -0.50482 | ElmLne
2031 | 2031_DzMN_GzMN_Dp00_Gp00 | A1-Pensilvania 33 kV | All generators | 0.9 | cap | Dorada 115/33/13.8 kV | m:P:bushv in MW | 2.9593 | ElmTr3
2031 | 2031_DzMN_GzMN_Dp00_Gp00 | A1-Pensilvania 33 kV | All generators | 0.91 | cap | Dorada 115/33/13.8 kV | m:P:bushv in MW | 2.9449 | ElmTr3
2031 | 2031_DzMN_GzMN_Dp00_Gp00 | A1-Pensilvania 33 kV | All generators | 0.92 | cap | Dorada 115/33/13.8 kV | m:P:bushv in MW | 2.9323 | ElmTr3
2031 | 2031_DzMN_GzMN_Dp00_Gp00 | A1-Pensilvania 33 kV | All generators | 0.93 | cap | Dorada 115/33/13.8 kV | m:P:bushv in MW | 2.921 | ElmTr3
2031 | 2031_DzMN_GzMN_Dp00_Gp00 | A1-Pensilvania 33 kV | All generators | 0.94 | cap | Dorada 115/33/13.8 kV | m:P:bushv in MW | 2.9107 | ElmTr3
2031 | 2031_DzMN_GzMN_Dp00_Gp00 | A1-Pensilvania 33 kV | All generators | 0.95 | cap | Dorada 115/33/13.8 kV | m:P:bushv in MW | 2.9013 | ElmTr3
2031 | 2031_DzMN_GzMN_Dp00_Gp00 | A1-Pensilvania 33 kV | All generators | 0.96 | cap | Dorada 115/33/13.8 kV | m:P:bushv in MW | 2.8925 | ElmTr3
2031 | 2031_DzMN_GzMN_Dp00_Gp00 | A1-Pensilvania 33 kV | All generators | 0.97 | cap | Dorada 115/33/13.8 kV | m:P:bushv in MW | 2.8843 | ElmTr3
2031 | 2031_DzMN_GzMN_Dp00_Gp00 | A1-Pensilvania 33 kV | All generators | 0.98 | cap | Dorada 115/33/13.8 kV | m:P:bushv in MW | 2.8763 | ElmTr3
2031 | 2031_DzMN_GzMN_Dp00_Gp00 | A1-Pensilvania 33 kV | All generators | 0.99 | cap | Dorada 115/33/13.8 kV | m:P:bushv in MW | 2.8682 | ElmTr3
2031 | 2031_DzMN_GzMN_Dp00_Gp00 | A1-Pensilvania 33 kV | All generators | 1 | cap | Dorada 115/33/13.8 kV | m:P:bushv in MW | 2.8562 | ElmTr3
2031 | 2031_DzMN_GzMN_Dp00_Gp00 | A1-Pensilvania 33 kV | All generators | 0.9 | cap | Dorada 115/33/13.8 kV | m:Q:bushv in Mvar | 2.5515 | ElmTr3
2031 | 2031_DzMN_GzMN_Dp00_Gp00 | A1-Pensilvania 33 kV | All generators | 0.91 | cap | Dorada 115/33/13.8 kV | m:Q:bushv in Mvar | 2.4664 | ElmTr3
2031 | 2031_DzMN_GzMN_Dp00_Gp00 | A1-Pensilvania 33 kV | All generators | 0.92 | cap | Dorada 115/33/13.8 kV | m:Q:bushv in Mvar | 2.3856 | ElmTr3
2031 | 2031_DzMN_GzMN_Dp00_Gp00 | A1-Pensilvania 33 kV | All generators | 0.93 | cap | Dorada 115/33/13.8 kV | m:Q:bushv in Mvar | 2.3077 | ElmTr3
2031 | 2031_DzMN_GzMN_Dp00_Gp00 | A1-Pensilvania 33 kV | All generators | 0.94 | cap | Dorada 115/33/13.8 kV | m:Q:bushv in Mvar | 2.2312 | ElmTr3
2031 | 2031_DzMN_GzMN_Dp00_Gp00 | A1-Pensilvania 33 kV | All generators | 0.95 | cap | Dorada 115/33/13.8 kV | m:Q:bushv in Mvar | 2.1549 | ElmTr3
2031 | 2031_DzMN_GzMN_Dp00_Gp00 | A1-Pensilvania 33 kV | All generators | 0.96 | cap | Dorada 115/33/13.8 kV | m:Q:bushv in Mvar | 2.0772 | ElmTr3
2031 | 2031_DzMN_GzMN_Dp00_Gp00 | A1-Pensilvania 33 kV | All generators | 0.97 | cap | Dorada 115/33/13.8 kV | m:Q:bushv in Mvar | 1.9957 | ElmTr3
2031 | 2031_DzMN_GzMN_Dp00_Gp00 | A1-Pensilvania 33 kV | All generators | 0.98 | cap | Dorada 115/33/13.8 kV | m:Q:bushv in Mvar | 1.9065 | ElmTr3
2031 | 2031_DzMN_GzMN_Dp00_Gp00 | A1-Pensilvania 33 kV | All generators | 0.99 | cap | Dorada 115/33/13.8 kV | m:Q:bushv in Mvar | 1.7998 | ElmTr3
2031 | 2031_DzMN_GzMN_Dp00_Gp00 | A1-Pensilvania 33 kV | All generators | 1 | cap | Dorada 115/33/13.8 kV | m:Q:bushv in Mvar | 1.5719 | ElmTr3
2031 | 2031_DzMN_GzMN_Dp00_Gp00 | A1-Pensilvania 33 kV | All generators | 0.9 | cap | Dorada 115/33/13.8 kV | m:cosphi:bushv | 0.75735 | ElmTr3
2031 | 2031_DzMN_GzMN_Dp00_Gp00 | A1-Pensilvania 33 kV | All generators | 0.91 | cap | Dorada 115/33/13.8 kV | m:cosphi:bushv | 0.76665 | ElmTr3
2031 | 2031_DzMN_GzMN_Dp00_Gp00 | A1-Pensilvania 33 kV | All generators | 0.92 | cap | Dorada 115/33/13.8 kV | m:cosphi:bushv | 0.77571 | ElmTr3
2031 | 2031_DzMN_GzMN_Dp00_Gp00 | A1-Pensilvania 33 kV | All generators | 0.93 | cap | Dorada 115/33/13.8 kV | m:cosphi:bushv | 0.78466 | ElmTr3
2031 | 2031_DzMN_GzMN_Dp00_Gp00 | A1-Pensilvania 33 kV | All generators | 0.94 | cap | Dorada 115/33/13.8 kV | m:cosphi:bushv | 0.79364 | ElmTr3
2031 | 2031_DzMN_GzMN_Dp00_Gp00 | A1-Pensilvania 33 kV | All generators | 0.95 | cap | Dorada 115/33/13.8 kV | m:cosphi:bushv | 0.80278 | ElmTr3
2031 | 2031_DzMN_GzMN_Dp00_Gp00 | A1-Pensilvania 33 kV | All generators | 0.96 | cap | Dorada 115/33/13.8 kV | m:cosphi:bushv | 0.81226 | ElmTr3
2031 | 2031_DzMN_GzMN_Dp00_Gp00 | A1-Pensilvania 33 kV | All generators | 0.97 | cap | Dorada 115/33/13.8 kV | m:cosphi:bushv | 0.82234 | ElmTr3
2031 | 2031_DzMN_GzMN_Dp00_Gp00 | A1-Pensilvania 33 kV | All generators | 0.98 | cap | Dorada 115/33/13.8 kV | m:cosphi:bushv | 0.83352 | ElmTr3
2031 | 2031_DzMN_GzMN_Dp00_Gp00 | A1-Pensilvania 33 kV | All generators | 0.99 | cap | Dorada 115/33/13.8 kV | m:cosphi:bushv | 0.84704 | ElmTr3
2031 | 2031_DzMN_GzMN_Dp00_Gp00 | A1-Pensilvania 33 kV | All generators | 1 | cap | Dorada 115/33/13.8 kV | m:cosphi:bushv | 0.87609 | ElmTr3
2031 | 2031_DzMN_GzMN_Dp00_Gp00 | A1-Pensilvania 33 kV | All generators | 0.9 | cap | Manzanares 115/33/13.8 kV | m:P:bushv in MW | -6.7353 | ElmTr3
2031 | 2031_DzMN_GzMN_Dp00_Gp00 | A1-Pensilvania 33 kV | All generators | 0.91 | cap | Manzanares 115/33/13.8 kV | m:P:bushv in MW | -6.8567 | ElmTr3
2031 | 2031_DzMN_GzMN_Dp00_Gp00 | A1-Pensilvania 33 kV | All generators | 0.92 | cap | Manzanares 115/33/13.8 kV | m:P:bushv in MW | -6.9657 | ElmTr3
2031 | 2031_DzMN_GzMN_Dp00_Gp00 | A1-Pensilvania 33 kV | All generators | 0.93 | cap | Manzanares 115/33/13.8 kV | m:P:bushv in MW | -7.0653 | ElmTr3
2031 | 2031_DzMN_GzMN_Dp00_Gp00 | A1-Pensilvania 33 kV | All generators | 0.94 | cap | Manzanares 115/33/13.8 kV | m:P:bushv in MW | -7.1576 | ElmTr3
2031 | 2031_DzMN_GzMN_Dp00_Gp00 | A1-Pensilvania 33 kV | All generators | 0.95 | cap | Manzanares 115/33/13.8 kV | m:P:bushv in MW | -7.2446 | ElmTr3
2031 | 2031_DzMN_GzMN_Dp00_Gp00 | A1-Pensilvania 33 kV | All generators | 0.96 | cap | Manzanares 115/33/13.8 kV | m:P:bushv in MW | -7.3279 | ElmTr3
2031 | 2031_DzMN_GzMN_Dp00_Gp00 | A1-Pensilvania 33 kV | All generators | 0.97 | cap | Manzanares 115/33/13.8 kV | m:P:bushv in MW | -7.4093 | ElmTr3
2031 | 2031_DzMN_GzMN_Dp00_Gp00 | A1-Pensilvania 33 kV | All generators | 0.98 | cap | Manzanares 115/33/13.8 kV | m:P:bushv in MW | -7.4918 | ElmTr3
2031 | 2031_DzMN_GzMN_Dp00_Gp00 | A1-Pensilvania 33 kV | All generators | 0.99 | cap | Manzanares 115/33/13.8 kV | m:P:bushv in MW | -7.5812 | ElmTr3
2031 | 2031_DzMN_GzMN_Dp00_Gp00 | A1-Pensilvania 33 kV | All generators | 1 | cap | Manzanares 115/33/13.8 kV | m:P:bushv in MW | -7.7387 | ElmTr3
2031 | 2031_DzMN_GzMN_Dp00_Gp00 | A1-Pensilvania 33 kV | All generators | 0.9 | cap | Manzanares 115/33/13.8 kV | m:Q:bushv in Mvar | 7.5353 | ElmTr3
2031 | 2031_DzMN_GzMN_Dp00_Gp00 | A1-Pensilvania 33 kV | All generators | 0.91 | cap | Manzanares 115/33/13.8 kV | m:Q:bushv in Mvar | 7.0025 | ElmTr3
2031 | 2031_DzMN_GzMN_Dp00_Gp00 | A1-Pensilvania 33 kV | All generators | 0.92 | cap | Manzanares 115/33/13.8 kV | m:Q:bushv in Mvar | 6.4962 | ElmTr3
2031 | 2031_DzMN_GzMN_Dp00_Gp00 | A1-Pensilvania 33 kV | All generators | 0.93 | cap | Manzanares 115/33/13.8 kV | m:Q:bushv in Mvar | 6.0069 | ElmTr3
2031 | 2031_DzMN_GzMN_Dp00_Gp00 | A1-Pensilvania 33 kV | All generators | 0.94 | cap | Manzanares 115/33/13.8 kV | m:Q:bushv in Mvar | 5.526 | ElmTr3
2031 | 2031_DzMN_GzMN_Dp00_Gp00 | A1-Pensilvania 33 kV | All generators | 0.95 | cap | Manzanares 115/33/13.8 kV | m:Q:bushv in Mvar | 5.0452 | ElmTr3
2031 | 2031_DzMN_GzMN_Dp00_Gp00 | A1-Pensilvania 33 kV | All generators | 0.96 | cap | Manzanares 115/33/13.8 kV | m:Q:bushv in Mvar | 4.5544 | ElmTr3
2031 | 2031_DzMN_GzMN_Dp00_Gp00 | A1-Pensilvania 33 kV | All generators | 0.97 | cap | Manzanares 115/33/13.8 kV | m:Q:bushv in Mvar | 4.0394 | ElmTr3
2031 | 2031_DzMN_GzMN_Dp00_Gp00 | A1-Pensilvania 33 kV | All generators | 0.98 | cap | Manzanares 115/33/13.8 kV | m:Q:bushv in Mvar | 3.4747 | ElmTr3
2031 | 2031_DzMN_GzMN_Dp00_Gp00 | A1-Pensilvania 33 kV | All generators | 0.99 | cap | Manzanares 115/33/13.8 kV | m:Q:bushv in Mvar | 2.7973 | ElmTr3
2031 | 2031_DzMN_GzMN_Dp00_Gp00 | A1-Pensilvania 33 kV | All generators | 1 | cap | Manzanares 115/33/13.8 kV | m:Q:bushv in Mvar | 1.3457 | ElmTr3
2031 | 2031_DzMN_GzMN_Dp00_Gp00 | A1-Pensilvania 33 kV | All generators | 0.9 | cap | Manzanares 115/33/13.8 kV | m:cosphi:bushv | -0.66642 | ElmTr3
2031 | 2031_DzMN_GzMN_Dp00_Gp00 | A1-Pensilvania 33 kV | All generators | 0.91 | cap | Manzanares 115/33/13.8 kV | m:cosphi:bushv | -0.69963 | ElmTr3
2031 | 2031_DzMN_GzMN_Dp00_Gp00 | A1-Pensilvania 33 kV | All generators | 0.92 | cap | Manzanares 115/33/13.8 kV | m:cosphi:bushv | -0.73132 | ElmTr3
2031 | 2031_DzMN_GzMN_Dp00_Gp00 | A1-Pensilvania 33 kV | All generators | 0.93 | cap | Manzanares 115/33/13.8 kV | m:cosphi:bushv | -0.76187 | ElmTr3
2031 | 2031_DzMN_GzMN_Dp00_Gp00 | A1-Pensilvania 33 kV | All generators | 0.94 | cap | Manzanares 115/33/13.8 kV | m:cosphi:bushv | -0.79155 | ElmTr3
2031 | 2031_DzMN_GzMN_Dp00_Gp00 | A1-Pensilvania 33 kV | All generators | 0.95 | cap | Manzanares 115/33/13.8 kV | m:cosphi:bushv | -0.82061 | ElmTr3
2031 | 2031_DzMN_GzMN_Dp00_Gp00 | A1-Pensilvania 33 kV | All generators | 0.96 | cap | Manzanares 115/33/13.8 kV | m:cosphi:bushv | -0.84932 | ElmTr3
2031 | 2031_DzMN_GzMN_Dp00_Gp00 | A1-Pensilvania 33 kV | All generators | 0.97 | cap | Manzanares 115/33/13.8 kV | m:cosphi:bushv | -0.878 | ElmTr3
2031 | 2031_DzMN_GzMN_Dp00_Gp00 | A1-Pensilvania 33 kV | All generators | 0.98 | cap | Manzanares 115/33/13.8 kV | m:cosphi:bushv | -0.90717 | ElmTr3
2031 | 2031_DzMN_GzMN_Dp00_Gp00 | A1-Pensilvania 33 kV | All generators | 0.99 | cap | Manzanares 115/33/13.8 kV | m:cosphi:bushv | -0.93817 | ElmTr3
2031 | 2031_DzMN_GzMN_Dp00_Gp00 | A1-Pensilvania 33 kV | All generators | 1 | cap | Manzanares 115/33/13.8 kV | m:cosphi:bushv | -0.98521 | ElmTr3
2031 | 2031_DzMN_GzMN_Dp00_Gp00 | A1-Pensilvania 33 kV | All generators | 0.9 | cap | Purnio 230/115 | m:P:bushv in MW | 30.9229 | ElmTr3
2031 | 2031_DzMN_GzMN_Dp00_Gp00 | A1-Pensilvania 33 kV | All generators | 0.91 | cap | Purnio 230/115 | m:P:bushv in MW | 30.8931 | ElmTr3
2031 | 2031_DzMN_GzMN_Dp00_Gp00 | A1-Pensilvania 33 kV | All generators | 0.92 | cap | Purnio 230/115 | m:P:bushv in MW | 30.8671 | ElmTr3
2031 | 2031_DzMN_GzMN_Dp00_Gp00 | A1-Pensilvania 33 kV | All generators | 0.93 | cap | Purnio 230/115 | m:P:bushv in MW | 30.8442 | ElmTr3
2031 | 2031_DzMN_GzMN_Dp00_Gp00 | A1-Pensilvania 33 kV | All generators | 0.94 | cap | Purnio 230/115 | m:P:bushv in MW | 30.8237 | ElmTr3
2031 | 2031_DzMN_GzMN_Dp00_Gp00 | A1-Pensilvania 33 kV | All generators | 0.95 | cap | Purnio 230/115 | m:P:bushv in MW | 30.8052 | ElmTr3
2031 | 2031_DzMN_GzMN_Dp00_Gp00 | A1-Pensilvania 33 kV | All generators | 0.96 | cap | Purnio 230/115 | m:P:bushv in MW | 30.7884 | ElmTr3
2031 | 2031_DzMN_GzMN_Dp00_Gp00 | A1-Pensilvania 33 kV | All generators | 0.97 | cap | Purnio 230/115 | m:P:bushv in MW | 30.773 | ElmTr3
2031 | 2031_DzMN_GzMN_Dp00_Gp00 | A1-Pensilvania 33 kV | All generators | 0.98 | cap | Purnio 230/115 | m:P:bushv in MW | 30.7587 | ElmTr3
2031 | 2031_DzMN_GzMN_Dp00_Gp00 | A1-Pensilvania 33 kV | All generators | 0.99 | cap | Purnio 230/115 | m:P:bushv in MW | 30.745 | ElmTr3
2031 | 2031_DzMN_GzMN_Dp00_Gp00 | A1-Pensilvania 33 kV | All generators | 1 | cap | Purnio 230/115 | m:P:bushv in MW | 30.7286 | ElmTr3
2031 | 2031_DzMN_GzMN_Dp00_Gp00 | A1-Pensilvania 33 kV | All generators | 0.9 | cap | Purnio 230/115 | m:Q:bushv in Mvar | 1.2014 | ElmTr3
2031 | 2031_DzMN_GzMN_Dp00_Gp00 | A1-Pensilvania 33 kV | All generators | 0.91 | cap | Purnio 230/115 | m:Q:bushv in Mvar | 1.0061 | ElmTr3
2031 | 2031_DzMN_GzMN_Dp00_Gp00 | A1-Pensilvania 33 kV | All generators | 0.92 | cap | Purnio 230/115 | m:Q:bushv in Mvar | 0.82099 | ElmTr3
2031 | 2031_DzMN_GzMN_Dp00_Gp00 | A1-Pensilvania 33 kV | All generators | 0.93 | cap | Purnio 230/115 | m:Q:bushv in Mvar | 0.64252 | ElmTr3
2031 | 2031_DzMN_GzMN_Dp00_Gp00 | A1-Pensilvania 33 kV | All generators | 0.94 | cap | Purnio 230/115 | m:Q:bushv in Mvar | 0.46755 | ElmTr3
2031 | 2031_DzMN_GzMN_Dp00_Gp00 | A1-Pensilvania 33 kV | All generators | 0.95 | cap | Purnio 230/115 | m:Q:bushv in Mvar | 0.29301 | ElmTr3
2031 | 2031_DzMN_GzMN_Dp00_Gp00 | A1-Pensilvania 33 kV | All generators | 0.96 | cap | Purnio 230/115 | m:Q:bushv in Mvar | 0.11526 | ElmTr3
2031 | 2031_DzMN_GzMN_Dp00_Gp00 | A1-Pensilvania 33 kV | All generators | 0.97 | cap | Purnio 230/115 | m:Q:bushv in Mvar | -0.070834 | ElmTr3
2031 | 2031_DzMN_GzMN_Dp00_Gp00 | A1-Pensilvania 33 kV | All generators | 0.98 | cap | Purnio 230/115 | m:Q:bushv in Mvar | -0.27436 | ElmTr3
2031 | 2031_DzMN_GzMN_Dp00_Gp00 | A1-Pensilvania 33 kV | All generators | 0.99 | cap | Purnio 230/115 | m:Q:bushv in Mvar | -0.51782 | ElmTr3
2031 | 2031_DzMN_GzMN_Dp00_Gp00 | A1-Pensilvania 33 kV | All generators | 1 | cap | Purnio 230/115 | m:Q:bushv in Mvar | -1.037 | ElmTr3
2031 | 2031_DzMN_GzMN_Dp00_Gp00 | A1-Pensilvania 33 kV | All generators | 0.9 | cap | Purnio 230/115 | m:cosphi:bushv | 0.99925 | ElmTr3
2031 | 2031_DzMN_GzMN_Dp00_Gp00 | A1-Pensilvania 33 kV | All generators | 0.91 | cap | Purnio 230/115 | m:cosphi:bushv | 0.99947 | ElmTr3
2031 | 2031_DzMN_GzMN_Dp00_Gp00 | A1-Pensilvania 33 kV | All generators | 0.92 | cap | Purnio 230/115 | m:cosphi:bushv | 0.99965 | ElmTr3
2031 | 2031_DzMN_GzMN_Dp00_Gp00 | A1-Pensilvania 33 kV | All generators | 0.93 | cap | Purnio 230/115 | m:cosphi:bushv | 0.99978 | ElmTr3
2031 | 2031_DzMN_GzMN_Dp00_Gp00 | A1-Pensilvania 33 kV | All generators | 0.94 | cap | Purnio 230/115 | m:cosphi:bushv | 0.99989 | ElmTr3
2031 | 2031_DzMN_GzMN_Dp00_Gp00 | A1-Pensilvania 33 kV | All generators | 0.95 | cap | Purnio 230/115 | m:cosphi:bushv | 0.99995 | ElmTr3
2031 | 2031_DzMN_GzMN_Dp00_Gp00 | A1-Pensilvania 33 kV | All generators | 0.96 | cap | Purnio 230/115 | m:cosphi:bushv | 0.99999 | ElmTr3
2031 | 2031_DzMN_GzMN_Dp00_Gp00 | A1-Pensilvania 33 kV | All generators | 0.97 | cap | Purnio 230/115 | m:cosphi:bushv | 1 | ElmTr3
2031 | 2031_DzMN_GzMN_Dp00_Gp00 | A1-Pensilvania 33 kV | All generators | 0.98 | cap | Purnio 230/115 | m:cosphi:bushv | 0.99996 | ElmTr3
2031 | 2031_DzMN_GzMN_Dp00_Gp00 | A1-Pensilvania 33 kV | All generators | 0.99 | cap | Purnio 230/115 | m:cosphi:bushv | 0.99986 | ElmTr3
2031 | 2031_DzMN_GzMN_Dp00_Gp00 | A1-Pensilvania 33 kV | All generators | 1 | cap | Purnio 230/115 | m:cosphi:bushv | 0.99943 | ElmTr3
2031 | 2031_DzMN_GzMN_Dp00_Gp00 | A1-Pensilvania 33 kV | All generators | 0.9 | cap | Victoria 115/33/13.8 kV | m:P:bushv in MW | -1.892 | ElmTr3
2031 | 2031_DzMN_GzMN_Dp00_Gp00 | A1-Pensilvania 33 kV | All generators | 0.91 | cap | Victoria 115/33/13.8 kV | m:P:bushv in MW | -1.9242 | ElmTr3
2031 | 2031_DzMN_GzMN_Dp00_Gp00 | A1-Pensilvania 33 kV | All generators | 0.92 | cap | Victoria 115/33/13.8 kV | m:P:bushv in MW | -1.9509 | ElmTr3
2031 | 2031_DzMN_GzMN_Dp00_Gp00 | A1-Pensilvania 33 kV | All generators | 0.93 | cap | Victoria 115/33/13.8 kV | m:P:bushv in MW | -1.9732 | ElmTr3
2031 | 2031_DzMN_GzMN_Dp00_Gp00 | A1-Pensilvania 33 kV | All generators | 0.94 | cap | Victoria 115/33/13.8 kV | m:P:bushv in MW | -1.9917 | ElmTr3
2031 | 2031_DzMN_GzMN_Dp00_Gp00 | A1-Pensilvania 33 kV | All generators | 0.95 | cap | Victoria 115/33/13.8 kV | m:P:bushv in MW | -2.007 | ElmTr3
2031 | 2031_DzMN_GzMN_Dp00_Gp00 | A1-Pensilvania 33 kV | All generators | 0.96 | cap | Victoria 115/33/13.8 kV | m:P:bushv in MW | -2.0192 | ElmTr3
2031 | 2031_DzMN_GzMN_Dp00_Gp00 | A1-Pensilvania 33 kV | All generators | 0.97 | cap | Victoria 115/33/13.8 kV | m:P:bushv in MW | -2.0284 | ElmTr3
2031 | 2031_DzMN_GzMN_Dp00_Gp00 | A1-Pensilvania 33 kV | All generators | 0.98 | cap | Victoria 115/33/13.8 kV | m:P:bushv in MW | -2.0342 | ElmTr3
2031 | 2031_DzMN_GzMN_Dp00_Gp00 | A1-Pensilvania 33 kV | All generators | 0.99 | cap | Victoria 115/33/13.8 kV | m:P:bushv in MW | -2.0355 | ElmTr3
2031 | 2031_DzMN_GzMN_Dp00_Gp00 | A1-Pensilvania 33 kV | All generators | 1 | cap | Victoria 115/33/13.8 kV | m:P:bushv in MW | -2.0172 | ElmTr3
2031 | 2031_DzMN_GzMN_Dp00_Gp00 | A1-Pensilvania 33 kV | All generators | 0.9 | cap | Victoria 115/33/13.8 kV | m:Q:bushv in Mvar | 7.1288 | ElmTr3
2031 | 2031_DzMN_GzMN_Dp00_Gp00 | A1-Pensilvania 33 kV | All generators | 0.91 | cap | Victoria 115/33/13.8 kV | m:Q:bushv in Mvar | 6.7973 | ElmTr3
2031 | 2031_DzMN_GzMN_Dp00_Gp00 | A1-Pensilvania 33 kV | All generators | 0.92 | cap | Victoria 115/33/13.8 kV | m:Q:bushv in Mvar | 6.4829 | ElmTr3
2031 | 2031_DzMN_GzMN_Dp00_Gp00 | A1-Pensilvania 33 kV | All generators | 0.93 | cap | Victoria 115/33/13.8 kV | m:Q:bushv in Mvar | 6.1795 | ElmTr3
2031 | 2031_DzMN_GzMN_Dp00_Gp00 | A1-Pensilvania 33 kV | All generators | 0.94 | cap | Victoria 115/33/13.8 kV | m:Q:bushv in Mvar | 5.8817 | ElmTr3
2031 | 2031_DzMN_GzMN_Dp00_Gp00 | A1-Pensilvania 33 kV | All generators | 0.95 | cap | Victoria 115/33/13.8 kV | m:Q:bushv in Mvar | 5.5843 | ElmTr3
2031 | 2031_DzMN_GzMN_Dp00_Gp00 | A1-Pensilvania 33 kV | All generators | 0.96 | cap | Victoria 115/33/13.8 kV | m:Q:bushv in Mvar | 5.2812 | ElmTr3
2031 | 2031_DzMN_GzMN_Dp00_Gp00 | A1-Pensilvania 33 kV | All generators | 0.97 | cap | Victoria 115/33/13.8 kV | m:Q:bushv in Mvar | 4.9636 | ElmTr3
2031 | 2031_DzMN_GzMN_Dp00_Gp00 | A1-Pensilvania 33 kV | All generators | 0.98 | cap | Victoria 115/33/13.8 kV | m:Q:bushv in Mvar | 4.6159 | ElmTr3
2031 | 2031_DzMN_GzMN_Dp00_Gp00 | A1-Pensilvania 33 kV | All generators | 0.99 | cap | Victoria 115/33/13.8 kV | m:Q:bushv in Mvar | 4.1994 | ElmTr3
2031 | 2031_DzMN_GzMN_Dp00_Gp00 | A1-Pensilvania 33 kV | All generators | 1 | cap | Victoria 115/33/13.8 kV | m:Q:bushv in Mvar | 3.3097 | ElmTr3
2031 | 2031_DzMN_GzMN_Dp00_Gp00 | A1-Pensilvania 33 kV | All generators | 0.9 | cap | Victoria 115/33/13.8 kV | m:cosphi:bushv | -0.25653 | ElmTr3
2031 | 2031_DzMN_GzMN_Dp00_Gp00 | A1-Pensilvania 33 kV | All generators | 0.91 | cap | Victoria 115/33/13.8 kV | m:cosphi:bushv | -0.27238 | ElmTr3
2031 | 2031_DzMN_GzMN_Dp00_Gp00 | A1-Pensilvania 33 kV | All generators | 0.92 | cap | Victoria 115/33/13.8 kV | m:cosphi:bushv | -0.28817 | ElmTr3
2031 | 2031_DzMN_GzMN_Dp00_Gp00 | A1-Pensilvania 33 kV | All generators | 0.93 | cap | Victoria 115/33/13.8 kV | m:cosphi:bushv | -0.30418 | ElmTr3
2031 | 2031_DzMN_GzMN_Dp00_Gp00 | A1-Pensilvania 33 kV | All generators | 0.94 | cap | Victoria 115/33/13.8 kV | m:cosphi:bushv | -0.32074 | ElmTr3
2031 | 2031_DzMN_GzMN_Dp00_Gp00 | A1-Pensilvania 33 kV | All generators | 0.95 | cap | Victoria 115/33/13.8 kV | m:cosphi:bushv | -0.33822 | ElmTr3
2031 | 2031_DzMN_GzMN_Dp00_Gp00 | A1-Pensilvania 33 kV | All generators | 0.96 | cap | Victoria 115/33/13.8 kV | m:cosphi:bushv | -0.35712 | ElmTr3
2031 | 2031_DzMN_GzMN_Dp00_Gp00 | A1-Pensilvania 33 kV | All generators | 0.97 | cap | Victoria 115/33/13.8 kV | m:cosphi:bushv | -0.37828 | ElmTr3
2031 | 2031_DzMN_GzMN_Dp00_Gp00 | A1-Pensilvania 33 kV | All generators | 0.98 | cap | Victoria 115/33/13.8 kV | m:cosphi:bushv | -0.40328 | ElmTr3
2031 | 2031_DzMN_GzMN_Dp00_Gp00 | A1-Pensilvania 33 kV | All generators | 0.99 | cap | Victoria 115/33/13.8 kV | m:cosphi:bushv | -0.43616 | ElmTr3
2031 | 2031_DzMN_GzMN_Dp00_Gp00 | A1-Pensilvania 33 kV | All generators | 1 | cap | Victoria 115/33/13.8 kV | m:cosphi:bushv | -0.52044 | ElmTr3
2031 | 2031_DzMN_GzMN_Dp00_Gp00 | A1-Pensilvania 33 kV | All generators | 0.9 | ind | Dorada - Magdalena 115 kV | m:P:bus1 in MW | 31.2877 | ElmLne
2031 | 2031_DzMN_GzMN_Dp00_Gp00 | A1-Pensilvania 33 kV | All generators | 0.91 | ind | Dorada - Magdalena 115 kV | m:P:bus1 in MW | 31.2829 | ElmLne
2031 | 2031_DzMN_GzMN_Dp00_Gp00 | A1-Pensilvania 33 kV | All generators | 0.92 | ind | Dorada - Magdalena 115 kV | m:P:bus1 in MW | 31.2778 | ElmLne
2031 | 2031_DzMN_GzMN_Dp00_Gp00 | A1-Pensilvania 33 kV | All generators | 0.93 | ind | Dorada - Magdalena 115 kV | m:P:bus1 in MW | 31.2724 | ElmLne
2031 | 2031_DzMN_GzMN_Dp00_Gp00 | A1-Pensilvania 33 kV | All generators | 0.94 | ind | Dorada - Magdalena 115 kV | m:P:bus1 in MW | 31.2665 | ElmLne
2031 | 2031_DzMN_GzMN_Dp00_Gp00 | A1-Pensilvania 33 kV | All generators | 0.95 | ind | Dorada - Magdalena 115 kV | m:P:bus1 in MW | 31.26 | ElmLne
2031 | 2031_DzMN_GzMN_Dp00_Gp00 | A1-Pensilvania 33 kV | All generators | 0.96 | ind | Dorada - Magdalena 115 kV | m:P:bus1 in MW | 31.2527 | ElmLne
2031 | 2031_DzMN_GzMN_Dp00_Gp00 | A1-Pensilvania 33 kV | All generators | 0.97 | ind | Dorada - Magdalena 115 kV | m:P:bus1 in MW | 31.2442 | ElmLne
2031 | 2031_DzMN_GzMN_Dp00_Gp00 | A1-Pensilvania 33 kV | All generators | 0.98 | ind | Dorada - Magdalena 115 kV | m:P:bus1 in MW | 31.2339 | ElmLne
2031 | 2031_DzMN_GzMN_Dp00_Gp00 | A1-Pensilvania 33 kV | All generators | 0.99 | ind | Dorada - Magdalena 115 kV | m:P:bus1 in MW | 31.22 | ElmLne
2031 | 2031_DzMN_GzMN_Dp00_Gp00 | A1-Pensilvania 33 kV | All generators | 1 | ind | Dorada - Magdalena 115 kV | m:P:bus1 in MW | 31.1828 | ElmLne
2031 | 2031_DzMN_GzMN_Dp00_Gp00 | A1-Pensilvania 33 kV | All generators | 0.9 | ind | Dorada - Magdalena 115 kV | m:P:bus2 in MW | -31.2381 | ElmLne
2031 | 2031_DzMN_GzMN_Dp00_Gp00 | A1-Pensilvania 33 kV | All generators | 0.91 | ind | Dorada - Magdalena 115 kV | m:P:bus2 in MW | -31.2333 | ElmLne
2031 | 2031_DzMN_GzMN_Dp00_Gp00 | A1-Pensilvania 33 kV | All generators | 0.92 | ind | Dorada - Magdalena 115 kV | m:P:bus2 in MW | -31.2282 | ElmLne
2031 | 2031_DzMN_GzMN_Dp00_Gp00 | A1-Pensilvania 33 kV | All generators | 0.93 | ind | Dorada - Magdalena 115 kV | m:P:bus2 in MW | -31.2228 | ElmLne
2031 | 2031_DzMN_GzMN_Dp00_Gp00 | A1-Pensilvania 33 kV | All generators | 0.94 | ind | Dorada - Magdalena 115 kV | m:P:bus2 in MW | -31.2169 | ElmLne
2031 | 2031_DzMN_GzMN_Dp00_Gp00 | A1-Pensilvania 33 kV | All generators | 0.95 | ind | Dorada - Magdalena 115 kV | m:P:bus2 in MW | -31.2104 | ElmLne
2031 | 2031_DzMN_GzMN_Dp00_Gp00 | A1-Pensilvania 33 kV | All generators | 0.96 | ind | Dorada - Magdalena 115 kV | m:P:bus2 in MW | -31.2031 | ElmLne
2031 | 2031_DzMN_GzMN_Dp00_Gp00 | A1-Pensilvania 33 kV | All generators | 0.97 | ind | Dorada - Magdalena 115 kV | m:P:bus2 in MW | -31.1947 | ElmLne
2031 | 2031_DzMN_GzMN_Dp00_Gp00 | A1-Pensilvania 33 kV | All generators | 0.98 | ind | Dorada - Magdalena 115 kV | m:P:bus2 in MW | -31.1844 | ElmLne
2031 | 2031_DzMN_GzMN_Dp00_Gp00 | A1-Pensilvania 33 kV | All generators | 0.99 | ind | Dorada - Magdalena 115 kV | m:P:bus2 in MW | -31.1705 | ElmLne
2031 | 2031_DzMN_GzMN_Dp00_Gp00 | A1-Pensilvania 33 kV | All generators | 1 | ind | Dorada - Magdalena 115 kV | m:P:bus2 in MW | -31.1333 | ElmLne
2031 | 2031_DzMN_GzMN_Dp00_Gp00 | A1-Pensilvania 33 kV | All generators | 0.9 | ind | Dorada - Magdalena 115 kV | m:Q:bus1 in Mvar | -0.37175 | ElmLne
2031 | 2031_DzMN_GzMN_Dp00_Gp00 | A1-Pensilvania 33 kV | All generators | 0.91 | ind | Dorada - Magdalena 115 kV | m:Q:bus1 in Mvar | -0.3932 | ElmLne
2031 | 2031_DzMN_GzMN_Dp00_Gp00 | A1-Pensilvania 33 kV | All generators | 0.92 | ind | Dorada - Magdalena 115 kV | m:Q:bus1 in Mvar | -0.41562 | ElmLne
2031 | 2031_DzMN_GzMN_Dp00_Gp00 | A1-Pensilvania 33 kV | All generators | 0.93 | ind | Dorada - Magdalena 115 kV | m:Q:bus1 in Mvar | -0.43924 | ElmLne
2031 | 2031_DzMN_GzMN_Dp00_Gp00 | A1-Pensilvania 33 kV | All generators | 0.94 | ind | Dorada - Magdalena 115 kV | m:Q:bus1 in Mvar | -0.4644 | ElmLne
2031 | 2031_DzMN_GzMN_Dp00_Gp00 | A1-Pensilvania 33 kV | All generators | 0.95 | ind | Dorada - Magdalena 115 kV | m:Q:bus1 in Mvar | -0.49155 | ElmLne
2031 | 2031_DzMN_GzMN_Dp00_Gp00 | A1-Pensilvania 33 kV | All generators | 0.96 | ind | Dorada - Magdalena 115 kV | m:Q:bus1 in Mvar | -0.52142 | ElmLne
2031 | 2031_DzMN_GzMN_Dp00_Gp00 | A1-Pensilvania 33 kV | All generators | 0.97 | ind | Dorada - Magdalena 115 kV | m:Q:bus1 in Mvar | -0.55523 | ElmLne
2031 | 2031_DzMN_GzMN_Dp00_Gp00 | A1-Pensilvania 33 kV | All generators | 0.98 | ind | Dorada - Magdalena 115 kV | m:Q:bus1 in Mvar | -0.5954 | ElmLne
2031 | 2031_DzMN_GzMN_Dp00_Gp00 | A1-Pensilvania 33 kV | All generators | 0.99 | ind | Dorada - Magdalena 115 kV | m:Q:bus1 in Mvar | -0.64821 | ElmLne
2031 | 2031_DzMN_GzMN_Dp00_Gp00 | A1-Pensilvania 33 kV | All generators | 1 | ind | Dorada - Magdalena 115 kV | m:Q:bus1 in Mvar | -0.78109 | ElmLne
2031 | 2031_DzMN_GzMN_Dp00_Gp00 | A1-Pensilvania 33 kV | All generators | 0.9 | ind | Dorada - Magdalena 115 kV | m:Q:bus2 in Mvar | 0.24622 | ElmLne
2031 | 2031_DzMN_GzMN_Dp00_Gp00 | A1-Pensilvania 33 kV | All generators | 0.91 | ind | Dorada - Magdalena 115 kV | m:Q:bus2 in Mvar | 0.26773 | ElmLne
2031 | 2031_DzMN_GzMN_Dp00_Gp00 | A1-Pensilvania 33 kV | All generators | 0.92 | ind | Dorada - Magdalena 115 kV | m:Q:bus2 in Mvar | 0.2902 | ElmLne
2031 | 2031_DzMN_GzMN_Dp00_Gp00 | A1-Pensilvania 33 kV | All generators | 0.93 | ind | Dorada - Magdalena 115 kV | m:Q:bus2 in Mvar | 0.31389 | ElmLne
2031 | 2031_DzMN_GzMN_Dp00_Gp00 | A1-Pensilvania 33 kV | All generators | 0.94 | ind | Dorada - Magdalena 115 kV | m:Q:bus2 in Mvar | 0.33911 | ElmLne
2031 | 2031_DzMN_GzMN_Dp00_Gp00 | A1-Pensilvania 33 kV | All generators | 0.95 | ind | Dorada - Magdalena 115 kV | m:Q:bus2 in Mvar | 0.36633 | ElmLne
2031 | 2031_DzMN_GzMN_Dp00_Gp00 | A1-Pensilvania 33 kV | All generators | 0.96 | ind | Dorada - Magdalena 115 kV | m:Q:bus2 in Mvar | 0.39628 | ElmLne
2031 | 2031_DzMN_GzMN_Dp00_Gp00 | A1-Pensilvania 33 kV | All generators | 0.97 | ind | Dorada - Magdalena 115 kV | m:Q:bus2 in Mvar | 0.43018 | ElmLne
2031 | 2031_DzMN_GzMN_Dp00_Gp00 | A1-Pensilvania 33 kV | All generators | 0.98 | ind | Dorada - Magdalena 115 kV | m:Q:bus2 in Mvar | 0.47044 | ElmLne
2031 | 2031_DzMN_GzMN_Dp00_Gp00 | A1-Pensilvania 33 kV | All generators | 0.99 | ind | Dorada - Magdalena 115 kV | m:Q:bus2 in Mvar | 0.52337 | ElmLne
2031 | 2031_DzMN_GzMN_Dp00_Gp00 | A1-Pensilvania 33 kV | All generators | 1 | ind | Dorada - Magdalena 115 kV | m:Q:bus2 in Mvar | 0.65652 | ElmLne
2031 | 2031_DzMN_GzMN_Dp00_Gp00 | A1-Pensilvania 33 kV | All generators | 0.9 | ind | Dorada - Magdalena 115 kV | m:cosphi:bus1 | 0.99993 | ElmLne
2031 | 2031_DzMN_GzMN_Dp00_Gp00 | A1-Pensilvania 33 kV | All generators | 0.91 | ind | Dorada - Magdalena 115 kV | m:cosphi:bus1 | 0.99992 | ElmLne
2031 | 2031_DzMN_GzMN_Dp00_Gp00 | A1-Pensilvania 33 kV | All generators | 0.92 | ind | Dorada - Magdalena 115 kV | m:cosphi:bus1 | 0.99991 | ElmLne
2031 | 2031_DzMN_GzMN_Dp00_Gp00 | A1-Pensilvania 33 kV | All generators | 0.93 | ind | Dorada - Magdalena 115 kV | m:cosphi:bus1 | 0.9999 | ElmLne
2031 | 2031_DzMN_GzMN_Dp00_Gp00 | A1-Pensilvania 33 kV | All generators | 0.94 | ind | Dorada - Magdalena 115 kV | m:cosphi:bus1 | 0.99989 | ElmLne
2031 | 2031_DzMN_GzMN_Dp00_Gp00 | A1-Pensilvania 33 kV | All generators | 0.95 | ind | Dorada - Magdalena 115 kV | m:cosphi:bus1 | 0.99988 | ElmLne
2031 | 2031_DzMN_GzMN_Dp00_Gp00 | A1-Pensilvania 33 kV | All generators | 0.96 | ind | Dorada - Magdalena 115 kV | m:cosphi:bus1 | 0.99986 | ElmLne
2031 | 2031_DzMN_GzMN_Dp00_Gp00 | A1-Pensilvania 33 kV | All generators | 0.97 | ind | Dorada - Magdalena 115 kV | m:cosphi:bus1 | 0.99984 | ElmLne
2031 | 2031_DzMN_GzMN_Dp00_Gp00 | A1-Pensilvania 33 kV | All generators | 0.98 | ind | Dorada - Magdalena 115 kV | m:cosphi:bus1 | 0.99982 | ElmLne
2031 | 2031_DzMN_GzMN_Dp00_Gp00 | A1-Pensilvania 33 kV | All generators | 0.99 | ind | Dorada - Magdalena 115 kV | m:cosphi:bus1 | 0.99979 | ElmLne
2031 | 2031_DzMN_GzMN_Dp00_Gp00 | A1-Pensilvania 33 kV | All generators | 1 | ind | Dorada - Magdalena 115 kV | m:cosphi:bus1 | 0.99969 | ElmLne
2031 | 2031_DzMN_GzMN_Dp00_Gp00 | A1-Pensilvania 33 kV | All generators | 0.9 | ind | Dorada - Magdalena 115 kV | m:cosphi:bus2 | -0.99997 | ElmLne
2031 | 2031_DzMN_GzMN_Dp00_Gp00 | A1-Pensilvania 33 kV | All generators | 0.91 | ind | Dorada - Magdalena 115 kV | m:cosphi:bus2 | -0.99996 | ElmLne
2031 | 2031_DzMN_GzMN_Dp00_Gp00 | A1-Pensilvania 33 kV | All generators | 0.92 | ind | Dorada - Magdalena 115 kV | m:cosphi:bus2 | -0.99996 | ElmLne
2031 | 2031_DzMN_GzMN_Dp00_Gp00 | A1-Pensilvania 33 kV | All generators | 0.93 | ind | Dorada - Magdalena 115 kV | m:cosphi:bus2 | -0.99995 | ElmLne
2031 | 2031_DzMN_GzMN_Dp00_Gp00 | A1-Pensilvania 33 kV | All generators | 0.94 | ind | Dorada - Magdalena 115 kV | m:cosphi:bus2 | -0.99994 | ElmLne
2031 | 2031_DzMN_GzMN_Dp00_Gp00 | A1-Pensilvania 33 kV | All generators | 0.95 | ind | Dorada - Magdalena 115 kV | m:cosphi:bus2 | -0.99993 | ElmLne
2031 | 2031_DzMN_GzMN_Dp00_Gp00 | A1-Pensilvania 33 kV | All generators | 0.96 | ind | Dorada - Magdalena 115 kV | m:cosphi:bus2 | -0.99992 | ElmLne
2031 | 2031_DzMN_GzMN_Dp00_Gp00 | A1-Pensilvania 33 kV | All generators | 0.97 | ind | Dorada - Magdalena 115 kV | m:cosphi:bus2 | -0.9999 | ElmLne
2031 | 2031_DzMN_GzMN_Dp00_Gp00 | A1-Pensilvania 33 kV | All generators | 0.98 | ind | Dorada - Magdalena 115 kV | m:cosphi:bus2 | -0.99989 | ElmLne
2031 | 2031_DzMN_GzMN_Dp00_Gp00 | A1-Pensilvania 33 kV | All generators | 0.99 | ind | Dorada - Magdalena 115 kV | m:cosphi:bus2 | -0.99986 | ElmLne
2031 | 2031_DzMN_GzMN_Dp00_Gp00 | A1-Pensilvania 33 kV | All generators | 1 | ind | Dorada - Magdalena 115 kV | m:cosphi:bus2 | -0.99978 | ElmLne
2031 | 2031_DzMN_GzMN_Dp00_Gp00 | A1-Pensilvania 33 kV | All generators | 0.9 | ind | Mariquita - Victoria 2 115 | m:P:bus1 in MW | 4.6871 | ElmLne
2031 | 2031_DzMN_GzMN_Dp00_Gp00 | A1-Pensilvania 33 kV | All generators | 0.91 | ind | Mariquita - Victoria 2 115 | m:P:bus1 in MW | 4.6891 | ElmLne
2031 | 2031_DzMN_GzMN_Dp00_Gp00 | A1-Pensilvania 33 kV | All generators | 0.92 | ind | Mariquita - Victoria 2 115 | m:P:bus1 in MW | 4.6912 | ElmLne
2031 | 2031_DzMN_GzMN_Dp00_Gp00 | A1-Pensilvania 33 kV | All generators | 0.93 | ind | Mariquita - Victoria 2 115 | m:P:bus1 in MW | 4.6934 | ElmLne
2031 | 2031_DzMN_GzMN_Dp00_Gp00 | A1-Pensilvania 33 kV | All generators | 0.94 | ind | Mariquita - Victoria 2 115 | m:P:bus1 in MW | 4.6957 | ElmLne
2031 | 2031_DzMN_GzMN_Dp00_Gp00 | A1-Pensilvania 33 kV | All generators | 0.95 | ind | Mariquita - Victoria 2 115 | m:P:bus1 in MW | 4.6982 | ElmLne
2031 | 2031_DzMN_GzMN_Dp00_Gp00 | A1-Pensilvania 33 kV | All generators | 0.96 | ind | Mariquita - Victoria 2 115 | m:P:bus1 in MW | 4.7009 | ElmLne
2031 | 2031_DzMN_GzMN_Dp00_Gp00 | A1-Pensilvania 33 kV | All generators | 0.97 | ind | Mariquita - Victoria 2 115 | m:P:bus1 in MW | 4.704 | ElmLne
2031 | 2031_DzMN_GzMN_Dp00_Gp00 | A1-Pensilvania 33 kV | All generators | 0.98 | ind | Mariquita - Victoria 2 115 | m:P:bus1 in MW | 4.7077 | ElmLne
2031 | 2031_DzMN_GzMN_Dp00_Gp00 | A1-Pensilvania 33 kV | All generators | 0.99 | ind | Mariquita - Victoria 2 115 | m:P:bus1 in MW | 4.7125 | ElmLne
2031 | 2031_DzMN_GzMN_Dp00_Gp00 | A1-Pensilvania 33 kV | All generators | 1 | ind | Mariquita - Victoria 2 115 | m:P:bus1 in MW | 4.7244 | ElmLne
2031 | 2031_DzMN_GzMN_Dp00_Gp00 | A1-Pensilvania 33 kV | All generators | 0.9 | ind | Mariquita - Victoria 2 115 | m:P:bus2 in MW | -4.6681 | ElmLne
2031 | 2031_DzMN_GzMN_Dp00_Gp00 | A1-Pensilvania 33 kV | All generators | 0.91 | ind | Mariquita - Victoria 2 115 | m:P:bus2 in MW | -4.6701 | ElmLne
2031 | 2031_DzMN_GzMN_Dp00_Gp00 | A1-Pensilvania 33 kV | All generators | 0.92 | ind | Mariquita - Victoria 2 115 | m:P:bus2 in MW | -4.6721 | ElmLne
2031 | 2031_DzMN_GzMN_Dp00_Gp00 | A1-Pensilvania 33 kV | All generators | 0.93 | ind | Mariquita - Victoria 2 115 | m:P:bus2 in MW | -4.6743 | ElmLne
2031 | 2031_DzMN_GzMN_Dp00_Gp00 | A1-Pensilvania 33 kV | All generators | 0.94 | ind | Mariquita - Victoria 2 115 | m:P:bus2 in MW | -4.6766 | ElmLne
2031 | 2031_DzMN_GzMN_Dp00_Gp00 | A1-Pensilvania 33 kV | All generators | 0.95 | ind | Mariquita - Victoria 2 115 | m:P:bus2 in MW | -4.6791 | ElmLne
2031 | 2031_DzMN_GzMN_Dp00_Gp00 | A1-Pensilvania 33 kV | All generators | 0.96 | ind | Mariquita - Victoria 2 115 | m:P:bus2 in MW | -4.6818 | ElmLne
2031 | 2031_DzMN_GzMN_Dp00_Gp00 | A1-Pensilvania 33 kV | All generators | 0.97 | ind | Mariquita - Victoria 2 115 | m:P:bus2 in MW | -4.6849 | ElmLne
2031 | 2031_DzMN_GzMN_Dp00_Gp00 | A1-Pensilvania 33 kV | All generators | 0.98 | ind | Mariquita - Victoria 2 115 | m:P:bus2 in MW | -4.6886 | ElmLne
2031 | 2031_DzMN_GzMN_Dp00_Gp00 | A1-Pensilvania 33 kV | All generators | 0.99 | ind | Mariquita - Victoria 2 115 | m:P:bus2 in MW | -4.6934 | ElmLne
2031 | 2031_DzMN_GzMN_Dp00_Gp00 | A1-Pensilvania 33 kV | All generators | 1 | ind | Mariquita - Victoria 2 115 | m:P:bus2 in MW | -4.7054 | ElmLne
2031 | 2031_DzMN_GzMN_Dp00_Gp00 | A1-Pensilvania 33 kV | All generators | 0.9 | ind | Mariquita - Victoria 2 115 | m:Q:bus1 in Mvar | -8.7173 | ElmLne
2031 | 2031_DzMN_GzMN_Dp00_Gp00 | A1-Pensilvania 33 kV | All generators | 0.91 | ind | Mariquita - Victoria 2 115 | m:Q:bus1 in Mvar | -8.7146 | ElmLne
2031 | 2031_DzMN_GzMN_Dp00_Gp00 | A1-Pensilvania 33 kV | All generators | 0.92 | ind | Mariquita - Victoria 2 115 | m:Q:bus1 in Mvar | -8.7118 | ElmLne
2031 | 2031_DzMN_GzMN_Dp00_Gp00 | A1-Pensilvania 33 kV | All generators | 0.93 | ind | Mariquita - Victoria 2 115 | m:Q:bus1 in Mvar | -8.7089 | ElmLne
2031 | 2031_DzMN_GzMN_Dp00_Gp00 | A1-Pensilvania 33 kV | All generators | 0.94 | ind | Mariquita - Victoria 2 115 | m:Q:bus1 in Mvar | -8.7057 | ElmLne
2031 | 2031_DzMN_GzMN_Dp00_Gp00 | A1-Pensilvania 33 kV | All generators | 0.95 | ind | Mariquita - Victoria 2 115 | m:Q:bus1 in Mvar | -8.7024 | ElmLne
2031 | 2031_DzMN_GzMN_Dp00_Gp00 | A1-Pensilvania 33 kV | All generators | 0.96 | ind | Mariquita - Victoria 2 115 | m:Q:bus1 in Mvar | -8.6987 | ElmLne
2031 | 2031_DzMN_GzMN_Dp00_Gp00 | A1-Pensilvania 33 kV | All generators | 0.97 | ind | Mariquita - Victoria 2 115 | m:Q:bus1 in Mvar | -8.6945 | ElmLne
2031 | 2031_DzMN_GzMN_Dp00_Gp00 | A1-Pensilvania 33 kV | All generators | 0.98 | ind | Mariquita - Victoria 2 115 | m:Q:bus1 in Mvar | -8.6895 | ElmLne
2031 | 2031_DzMN_GzMN_Dp00_Gp00 | A1-Pensilvania 33 kV | All generators | 0.99 | ind | Mariquita - Victoria 2 115 | m:Q:bus1 in Mvar | -8.683 | ElmLne
2031 | 2031_DzMN_GzMN_Dp00_Gp00 | A1-Pensilvania 33 kV | All generators | 1 | ind | Mariquita - Victoria 2 115 | m:Q:bus1 in Mvar | -8.6668 | ElmLne
2031 | 2031_DzMN_GzMN_Dp00_Gp00 | A1-Pensilvania 33 kV | All generators | 0.9 | ind | Mariquita - Victoria 2 115 | m:Q:bus2 in Mvar | 8.0923 | ElmLne
2031 | 2031_DzMN_GzMN_Dp00_Gp00 | A1-Pensilvania 33 kV | All generators | 0.91 | ind | Mariquita - Victoria 2 115 | m:Q:bus2 in Mvar | 8.0899 | ElmLne
2031 | 2031_DzMN_GzMN_Dp00_Gp00 | A1-Pensilvania 33 kV | All generators | 0.92 | ind | Mariquita - Victoria 2 115 | m:Q:bus2 in Mvar | 8.0873 | ElmLne
2031 | 2031_DzMN_GzMN_Dp00_Gp00 | A1-Pensilvania 33 kV | All generators | 0.93 | ind | Mariquita - Victoria 2 115 | m:Q:bus2 in Mvar | 8.0846 | ElmLne
2031 | 2031_DzMN_GzMN_Dp00_Gp00 | A1-Pensilvania 33 kV | All generators | 0.94 | ind | Mariquita - Victoria 2 115 | m:Q:bus2 in Mvar | 8.0817 | ElmLne
2031 | 2031_DzMN_GzMN_Dp00_Gp00 | A1-Pensilvania 33 kV | All generators | 0.95 | ind | Mariquita - Victoria 2 115 | m:Q:bus2 in Mvar | 8.0787 | ElmLne
2031 | 2031_DzMN_GzMN_Dp00_Gp00 | A1-Pensilvania 33 kV | All generators | 0.96 | ind | Mariquita - Victoria 2 115 | m:Q:bus2 in Mvar | 8.0753 | ElmLne
2031 | 2031_DzMN_GzMN_Dp00_Gp00 | A1-Pensilvania 33 kV | All generators | 0.97 | ind | Mariquita - Victoria 2 115 | m:Q:bus2 in Mvar | 8.0714 | ElmLne
2031 | 2031_DzMN_GzMN_Dp00_Gp00 | A1-Pensilvania 33 kV | All generators | 0.98 | ind | Mariquita - Victoria 2 115 | m:Q:bus2 in Mvar | 8.0669 | ElmLne
2031 | 2031_DzMN_GzMN_Dp00_Gp00 | A1-Pensilvania 33 kV | All generators | 0.99 | ind | Mariquita - Victoria 2 115 | m:Q:bus2 in Mvar | 8.061 | ElmLne
2031 | 2031_DzMN_GzMN_Dp00_Gp00 | A1-Pensilvania 33 kV | All generators | 1 | ind | Mariquita - Victoria 2 115 | m:Q:bus2 in Mvar | 8.0461 | ElmLne
2031 | 2031_DzMN_GzMN_Dp00_Gp00 | A1-Pensilvania 33 kV | All generators | 0.9 | ind | Mariquita - Victoria 2 115 | m:cosphi:bus1 | 0.47357 | ElmLne
2031 | 2031_DzMN_GzMN_Dp00_Gp00 | A1-Pensilvania 33 kV | All generators | 0.91 | ind | Mariquita - Victoria 2 115 | m:cosphi:bus1 | 0.47384 | ElmLne
2031 | 2031_DzMN_GzMN_Dp00_Gp00 | A1-Pensilvania 33 kV | All generators | 0.92 | ind | Mariquita - Victoria 2 115 | m:cosphi:bus1 | 0.47412 | ElmLne
2031 | 2031_DzMN_GzMN_Dp00_Gp00 | A1-Pensilvania 33 kV | All generators | 0.93 | ind | Mariquita - Victoria 2 115 | m:cosphi:bus1 | 0.47441 | ElmLne
2031 | 2031_DzMN_GzMN_Dp00_Gp00 | A1-Pensilvania 33 kV | All generators | 0.94 | ind | Mariquita - Victoria 2 115 | m:cosphi:bus1 | 0.47473 | ElmLne
2031 | 2031_DzMN_GzMN_Dp00_Gp00 | A1-Pensilvania 33 kV | All generators | 0.95 | ind | Mariquita - Victoria 2 115 | m:cosphi:bus1 | 0.47506 | ElmLne
2031 | 2031_DzMN_GzMN_Dp00_Gp00 | A1-Pensilvania 33 kV | All generators | 0.96 | ind | Mariquita - Victoria 2 115 | m:cosphi:bus1 | 0.47543 | ElmLne
2031 | 2031_DzMN_GzMN_Dp00_Gp00 | A1-Pensilvania 33 kV | All generators | 0.97 | ind | Mariquita - Victoria 2 115 | m:cosphi:bus1 | 0.47585 | ElmLne
2031 | 2031_DzMN_GzMN_Dp00_Gp00 | A1-Pensilvania 33 kV | All generators | 0.98 | ind | Mariquita - Victoria 2 115 | m:cosphi:bus1 | 0.47635 | ElmLne
2031 | 2031_DzMN_GzMN_Dp00_Gp00 | A1-Pensilvania 33 kV | All generators | 0.99 | ind | Mariquita - Victoria 2 115 | m:cosphi:bus1 | 0.477 | ElmLne
2031 | 2031_DzMN_GzMN_Dp00_Gp00 | A1-Pensilvania 33 kV | All generators | 1 | ind | Mariquita - Victoria 2 115 | m:cosphi:bus1 | 0.47863 | ElmLne
2031 | 2031_DzMN_GzMN_Dp00_Gp00 | A1-Pensilvania 33 kV | All generators | 0.9 | ind | Mariquita - Victoria 2 115 | m:cosphi:bus2 | -0.49968 | ElmLne
2031 | 2031_DzMN_GzMN_Dp00_Gp00 | A1-Pensilvania 33 kV | All generators | 0.91 | ind | Mariquita - Victoria 2 115 | m:cosphi:bus2 | -0.49995 | ElmLne
2031 | 2031_DzMN_GzMN_Dp00_Gp00 | A1-Pensilvania 33 kV | All generators | 0.92 | ind | Mariquita - Victoria 2 115 | m:cosphi:bus2 | -0.50023 | ElmLne
2031 | 2031_DzMN_GzMN_Dp00_Gp00 | A1-Pensilvania 33 kV | All generators | 0.93 | ind | Mariquita - Victoria 2 115 | m:cosphi:bus2 | -0.50054 | ElmLne
2031 | 2031_DzMN_GzMN_Dp00_Gp00 | A1-Pensilvania 33 kV | All generators | 0.94 | ind | Mariquita - Victoria 2 115 | m:cosphi:bus2 | -0.50085 | ElmLne
2031 | 2031_DzMN_GzMN_Dp00_Gp00 | A1-Pensilvania 33 kV | All generators | 0.95 | ind | Mariquita - Victoria 2 115 | m:cosphi:bus2 | -0.5012 | ElmLne
2031 | 2031_DzMN_GzMN_Dp00_Gp00 | A1-Pensilvania 33 kV | All generators | 0.96 | ind | Mariquita - Victoria 2 115 | m:cosphi:bus2 | -0.50157 | ElmLne
2031 | 2031_DzMN_GzMN_Dp00_Gp00 | A1-Pensilvania 33 kV | All generators | 0.97 | ind | Mariquita - Victoria 2 115 | m:cosphi:bus2 | -0.502 | ElmLne
2031 | 2031_DzMN_GzMN_Dp00_Gp00 | A1-Pensilvania 33 kV | All generators | 0.98 | ind | Mariquita - Victoria 2 115 | m:cosphi:bus2 | -0.5025 | ElmLne
2031 | 2031_DzMN_GzMN_Dp00_Gp00 | A1-Pensilvania 33 kV | All generators | 0.99 | ind | Mariquita - Victoria 2 115 | m:cosphi:bus2 | -0.50316 | ElmLne
2031 | 2031_DzMN_GzMN_Dp00_Gp00 | A1-Pensilvania 33 kV | All generators | 1 | ind | Mariquita - Victoria 2 115 | m:cosphi:bus2 | -0.50482 | ElmLne
2031 | 2031_DzMN_GzMN_Dp00_Gp00 | A1-Pensilvania 33 kV | All generators | 0.9 | ind | Dorada 115/33/13.8 kV | m:P:bushv in MW | 2.8603 | ElmTr3
2031 | 2031_DzMN_GzMN_Dp00_Gp00 | A1-Pensilvania 33 kV | All generators | 0.91 | ind | Dorada 115/33/13.8 kV | m:P:bushv in MW | 2.8587 | ElmTr3
2031 | 2031_DzMN_GzMN_Dp00_Gp00 | A1-Pensilvania 33 kV | All generators | 0.92 | ind | Dorada 115/33/13.8 kV | m:P:bushv in MW | 2.8573 | ElmTr3
2031 | 2031_DzMN_GzMN_Dp00_Gp00 | A1-Pensilvania 33 kV | All generators | 0.93 | ind | Dorada 115/33/13.8 kV | m:P:bushv in MW | 2.8559 | ElmTr3
2031 | 2031_DzMN_GzMN_Dp00_Gp00 | A1-Pensilvania 33 kV | All generators | 0.94 | ind | Dorada 115/33/13.8 kV | m:P:bushv in MW | 2.8546 | ElmTr3
2031 | 2031_DzMN_GzMN_Dp00_Gp00 | A1-Pensilvania 33 kV | All generators | 0.95 | ind | Dorada 115/33/13.8 kV | m:P:bushv in MW | 2.8535 | ElmTr3
2031 | 2031_DzMN_GzMN_Dp00_Gp00 | A1-Pensilvania 33 kV | All generators | 0.96 | ind | Dorada 115/33/13.8 kV | m:P:bushv in MW | 2.8525 | ElmTr3
2031 | 2031_DzMN_GzMN_Dp00_Gp00 | A1-Pensilvania 33 kV | All generators | 0.97 | ind | Dorada 115/33/13.8 kV | m:P:bushv in MW | 2.8517 | ElmTr3
2031 | 2031_DzMN_GzMN_Dp00_Gp00 | A1-Pensilvania 33 kV | All generators | 0.98 | ind | Dorada 115/33/13.8 kV | m:P:bushv in MW | 2.8513 | ElmTr3
2031 | 2031_DzMN_GzMN_Dp00_Gp00 | A1-Pensilvania 33 kV | All generators | 0.99 | ind | Dorada 115/33/13.8 kV | m:P:bushv in MW | 2.8516 | ElmTr3
2031 | 2031_DzMN_GzMN_Dp00_Gp00 | A1-Pensilvania 33 kV | All generators | 1 | ind | Dorada 115/33/13.8 kV | m:P:bushv in MW | 2.8562 | ElmTr3
2031 | 2031_DzMN_GzMN_Dp00_Gp00 | A1-Pensilvania 33 kV | All generators | 0.9 | ind | Dorada 115/33/13.8 kV | m:Q:bushv in Mvar | 0.94444 | ElmTr3
2031 | 2031_DzMN_GzMN_Dp00_Gp00 | A1-Pensilvania 33 kV | All generators | 0.91 | ind | Dorada 115/33/13.8 kV | m:Q:bushv in Mvar | 0.97729 | ElmTr3
2031 | 2031_DzMN_GzMN_Dp00_Gp00 | A1-Pensilvania 33 kV | All generators | 0.92 | ind | Dorada 115/33/13.8 kV | m:Q:bushv in Mvar | 1.0116 | ElmTr3
2031 | 2031_DzMN_GzMN_Dp00_Gp00 | A1-Pensilvania 33 kV | All generators | 0.93 | ind | Dorada 115/33/13.8 kV | m:Q:bushv in Mvar | 1.0478 | ElmTr3
2031 | 2031_DzMN_GzMN_Dp00_Gp00 | A1-Pensilvania 33 kV | All generators | 0.94 | ind | Dorada 115/33/13.8 kV | m:Q:bushv in Mvar | 1.0864 | ElmTr3
2031 | 2031_DzMN_GzMN_Dp00_Gp00 | A1-Pensilvania 33 kV | All generators | 0.95 | ind | Dorada 115/33/13.8 kV | m:Q:bushv in Mvar | 1.128 | ElmTr3
2031 | 2031_DzMN_GzMN_Dp00_Gp00 | A1-Pensilvania 33 kV | All generators | 0.96 | ind | Dorada 115/33/13.8 kV | m:Q:bushv in Mvar | 1.1737 | ElmTr3
2031 | 2031_DzMN_GzMN_Dp00_Gp00 | A1-Pensilvania 33 kV | All generators | 0.97 | ind | Dorada 115/33/13.8 kV | m:Q:bushv in Mvar | 1.2256 | ElmTr3
2031 | 2031_DzMN_GzMN_Dp00_Gp00 | A1-Pensilvania 33 kV | All generators | 0.98 | ind | Dorada 115/33/13.8 kV | m:Q:bushv in Mvar | 1.2871 | ElmTr3
2031 | 2031_DzMN_GzMN_Dp00_Gp00 | A1-Pensilvania 33 kV | All generators | 0.99 | ind | Dorada 115/33/13.8 kV | m:Q:bushv in Mvar | 1.3681 | ElmTr3
2031 | 2031_DzMN_GzMN_Dp00_Gp00 | A1-Pensilvania 33 kV | All generators | 1 | ind | Dorada 115/33/13.8 kV | m:Q:bushv in Mvar | 1.5719 | ElmTr3
2031 | 2031_DzMN_GzMN_Dp00_Gp00 | A1-Pensilvania 33 kV | All generators | 0.9 | ind | Dorada 115/33/13.8 kV | m:cosphi:bushv | 0.94957 | ElmTr3
2031 | 2031_DzMN_GzMN_Dp00_Gp00 | A1-Pensilvania 33 kV | All generators | 0.91 | ind | Dorada 115/33/13.8 kV | m:cosphi:bushv | 0.94624 | ElmTr3
2031 | 2031_DzMN_GzMN_Dp00_Gp00 | A1-Pensilvania 33 kV | All generators | 0.92 | ind | Dorada 115/33/13.8 kV | m:cosphi:bushv | 0.94266 | ElmTr3
2031 | 2031_DzMN_GzMN_Dp00_Gp00 | A1-Pensilvania 33 kV | All generators | 0.93 | ind | Dorada 115/33/13.8 kV | m:cosphi:bushv | 0.9388 | ElmTr3
2031 | 2031_DzMN_GzMN_Dp00_Gp00 | A1-Pensilvania 33 kV | All generators | 0.94 | ind | Dorada 115/33/13.8 kV | m:cosphi:bushv | 0.93461 | ElmTr3
2031 | 2031_DzMN_GzMN_Dp00_Gp00 | A1-Pensilvania 33 kV | All generators | 0.95 | ind | Dorada 115/33/13.8 kV | m:cosphi:bushv | 0.92998 | ElmTr3
2031 | 2031_DzMN_GzMN_Dp00_Gp00 | A1-Pensilvania 33 kV | All generators | 0.96 | ind | Dorada 115/33/13.8 kV | m:cosphi:bushv | 0.92477 | ElmTr3
2031 | 2031_DzMN_GzMN_Dp00_Gp00 | A1-Pensilvania 33 kV | All generators | 0.97 | ind | Dorada 115/33/13.8 kV | m:cosphi:bushv | 0.91875 | ElmTr3
2031 | 2031_DzMN_GzMN_Dp00_Gp00 | A1-Pensilvania 33 kV | All generators | 0.98 | ind | Dorada 115/33/13.8 kV | m:cosphi:bushv | 0.91144 | ElmTr3
2031 | 2031_DzMN_GzMN_Dp00_Gp00 | A1-Pensilvania 33 kV | All generators | 0.99 | ind | Dorada 115/33/13.8 kV | m:cosphi:bushv | 0.9016 | ElmTr3
2031 | 2031_DzMN_GzMN_Dp00_Gp00 | A1-Pensilvania 33 kV | All generators | 1 | ind | Dorada 115/33/13.8 kV | m:cosphi:bushv | 0.87609 | ElmTr3
2031 | 2031_DzMN_GzMN_Dp00_Gp00 | A1-Pensilvania 33 kV | All generators | 0.9 | ind | Manzanares 115/33/13.8 kV | m:P:bushv in MW | -7.9372 | ElmTr3
2031 | 2031_DzMN_GzMN_Dp00_Gp00 | A1-Pensilvania 33 kV | All generators | 0.91 | ind | Manzanares 115/33/13.8 kV | m:P:bushv in MW | -7.9353 | ElmTr3
2031 | 2031_DzMN_GzMN_Dp00_Gp00 | A1-Pensilvania 33 kV | All generators | 0.92 | ind | Manzanares 115/33/13.8 kV | m:P:bushv in MW | -7.9324 | ElmTr3
2031 | 2031_DzMN_GzMN_Dp00_Gp00 | A1-Pensilvania 33 kV | All generators | 0.93 | ind | Manzanares 115/33/13.8 kV | m:P:bushv in MW | -7.9282 | ElmTr3
2031 | 2031_DzMN_GzMN_Dp00_Gp00 | A1-Pensilvania 33 kV | All generators | 0.94 | ind | Manzanares 115/33/13.8 kV | m:P:bushv in MW | -7.9224 | ElmTr3
2031 | 2031_DzMN_GzMN_Dp00_Gp00 | A1-Pensilvania 33 kV | All generators | 0.95 | ind | Manzanares 115/33/13.8 kV | m:P:bushv in MW | -7.9147 | ElmTr3
2031 | 2031_DzMN_GzMN_Dp00_Gp00 | A1-Pensilvania 33 kV | All generators | 0.96 | ind | Manzanares 115/33/13.8 kV | m:P:bushv in MW | -7.9045 | ElmTr3
2031 | 2031_DzMN_GzMN_Dp00_Gp00 | A1-Pensilvania 33 kV | All generators | 0.97 | ind | Manzanares 115/33/13.8 kV | m:P:bushv in MW | -7.8908 | ElmTr3
2031 | 2031_DzMN_GzMN_Dp00_Gp00 | A1-Pensilvania 33 kV | All generators | 0.98 | ind | Manzanares 115/33/13.8 kV | m:P:bushv in MW | -7.8714 | ElmTr3
2031 | 2031_DzMN_GzMN_Dp00_Gp00 | A1-Pensilvania 33 kV | All generators | 0.99 | ind | Manzanares 115/33/13.8 kV | m:P:bushv in MW | -7.8409 | ElmTr3
2031 | 2031_DzMN_GzMN_Dp00_Gp00 | A1-Pensilvania 33 kV | All generators | 1 | ind | Manzanares 115/33/13.8 kV | m:P:bushv in MW | -7.7387 | ElmTr3
2031 | 2031_DzMN_GzMN_Dp00_Gp00 | A1-Pensilvania 33 kV | All generators | 0.9 | ind | Manzanares 115/33/13.8 kV | m:Q:bushv in Mvar | -2.6856 | ElmTr3
2031 | 2031_DzMN_GzMN_Dp00_Gp00 | A1-Pensilvania 33 kV | All generators | 0.91 | ind | Manzanares 115/33/13.8 kV | m:Q:bushv in Mvar | -2.4732 | ElmTr3
2031 | 2031_DzMN_GzMN_Dp00_Gp00 | A1-Pensilvania 33 kV | All generators | 0.92 | ind | Manzanares 115/33/13.8 kV | m:Q:bushv in Mvar | -2.2513 | ElmTr3
2031 | 2031_DzMN_GzMN_Dp00_Gp00 | A1-Pensilvania 33 kV | All generators | 0.93 | ind | Manzanares 115/33/13.8 kV | m:Q:bushv in Mvar | -2.0177 | ElmTr3
2031 | 2031_DzMN_GzMN_Dp00_Gp00 | A1-Pensilvania 33 kV | All generators | 0.94 | ind | Manzanares 115/33/13.8 kV | m:Q:bushv in Mvar | -1.7691 | ElmTr3
2031 | 2031_DzMN_GzMN_Dp00_Gp00 | A1-Pensilvania 33 kV | All generators | 0.95 | ind | Manzanares 115/33/13.8 kV | m:Q:bushv in Mvar | -1.501 | ElmTr3
2031 | 2031_DzMN_GzMN_Dp00_Gp00 | A1-Pensilvania 33 kV | All generators | 0.96 | ind | Manzanares 115/33/13.8 kV | m:Q:bushv in Mvar | -1.2062 | ElmTr3
2031 | 2031_DzMN_GzMN_Dp00_Gp00 | A1-Pensilvania 33 kV | All generators | 0.97 | ind | Manzanares 115/33/13.8 kV | m:Q:bushv in Mvar | -0.87285 | ElmTr3
2031 | 2031_DzMN_GzMN_Dp00_Gp00 | A1-Pensilvania 33 kV | All generators | 0.98 | ind | Manzanares 115/33/13.8 kV | m:Q:bushv in Mvar | -0.47724 | ElmTr3
2031 | 2031_DzMN_GzMN_Dp00_Gp00 | A1-Pensilvania 33 kV | All generators | 0.99 | ind | Manzanares 115/33/13.8 kV | m:Q:bushv in Mvar | 0.04219 | ElmTr3
2031 | 2031_DzMN_GzMN_Dp00_Gp00 | A1-Pensilvania 33 kV | All generators | 1 | ind | Manzanares 115/33/13.8 kV | m:Q:bushv in Mvar | 1.3457 | ElmTr3
2031 | 2031_DzMN_GzMN_Dp00_Gp00 | A1-Pensilvania 33 kV | All generators | 0.9 | ind | Manzanares 115/33/13.8 kV | m:cosphi:bushv | -0.94725 | ElmTr3
2031 | 2031_DzMN_GzMN_Dp00_Gp00 | A1-Pensilvania 33 kV | All generators | 0.91 | ind | Manzanares 115/33/13.8 kV | m:cosphi:bushv | -0.95471 | ElmTr3
2031 | 2031_DzMN_GzMN_Dp00_Gp00 | A1-Pensilvania 33 kV | All generators | 0.92 | ind | Manzanares 115/33/13.8 kV | m:cosphi:bushv | -0.962 | ElmTr3
2031 | 2031_DzMN_GzMN_Dp00_Gp00 | A1-Pensilvania 33 kV | All generators | 0.93 | ind | Manzanares 115/33/13.8 kV | m:cosphi:bushv | -0.96911 | ElmTr3
2031 | 2031_DzMN_GzMN_Dp00_Gp00 | A1-Pensilvania 33 kV | All generators | 0.94 | ind | Manzanares 115/33/13.8 kV | m:cosphi:bushv | -0.97596 | ElmTr3
2031 | 2031_DzMN_GzMN_Dp00_Gp00 | A1-Pensilvania 33 kV | All generators | 0.95 | ind | Manzanares 115/33/13.8 kV | m:cosphi:bushv | -0.98249 | ElmTr3
2031 | 2031_DzMN_GzMN_Dp00_Gp00 | A1-Pensilvania 33 kV | All generators | 0.96 | ind | Manzanares 115/33/13.8 kV | m:cosphi:bushv | -0.98856 | ElmTr3
2031 | 2031_DzMN_GzMN_Dp00_Gp00 | A1-Pensilvania 33 kV | All generators | 0.97 | ind | Manzanares 115/33/13.8 kV | m:cosphi:bushv | -0.99394 | ElmTr3
2031 | 2031_DzMN_GzMN_Dp00_Gp00 | A1-Pensilvania 33 kV | All generators | 0.98 | ind | Manzanares 115/33/13.8 kV | m:cosphi:bushv | -0.99817 | ElmTr3
2031 | 2031_DzMN_GzMN_Dp00_Gp00 | A1-Pensilvania 33 kV | All generators | 0.99 | ind | Manzanares 115/33/13.8 kV | m:cosphi:bushv | -0.99999 | ElmTr3
2031 | 2031_DzMN_GzMN_Dp00_Gp00 | A1-Pensilvania 33 kV | All generators | 1 | ind | Manzanares 115/33/13.8 kV | m:cosphi:bushv | -0.98521 | ElmTr3
2031 | 2031_DzMN_GzMN_Dp00_Gp00 | A1-Pensilvania 33 kV | All generators | 0.9 | ind | Purnio 230/115 | m:P:bushv in MW | 30.7722 | ElmTr3
2031 | 2031_DzMN_GzMN_Dp00_Gp00 | A1-Pensilvania 33 kV | All generators | 0.91 | ind | Purnio 230/115 | m:P:bushv in MW | 30.7667 | ElmTr3
2031 | 2031_DzMN_GzMN_Dp00_Gp00 | A1-Pensilvania 33 kV | All generators | 0.92 | ind | Purnio 230/115 | m:P:bushv in MW | 30.7613 | ElmTr3
2031 | 2031_DzMN_GzMN_Dp00_Gp00 | A1-Pensilvania 33 kV | All generators | 0.93 | ind | Purnio 230/115 | m:P:bushv in MW | 30.7561 | ElmTr3
2031 | 2031_DzMN_GzMN_Dp00_Gp00 | A1-Pensilvania 33 kV | All generators | 0.94 | ind | Purnio 230/115 | m:P:bushv in MW | 30.751 | ElmTr3
2031 | 2031_DzMN_GzMN_Dp00_Gp00 | A1-Pensilvania 33 kV | All generators | 0.95 | ind | Purnio 230/115 | m:P:bushv in MW | 30.746 | ElmTr3
2031 | 2031_DzMN_GzMN_Dp00_Gp00 | A1-Pensilvania 33 kV | All generators | 0.96 | ind | Purnio 230/115 | m:P:bushv in MW | 30.7412 | ElmTr3
2031 | 2031_DzMN_GzMN_Dp00_Gp00 | A1-Pensilvania 33 kV | All generators | 0.97 | ind | Purnio 230/115 | m:P:bushv in MW | 30.7366 | ElmTr3
2031 | 2031_DzMN_GzMN_Dp00_Gp00 | A1-Pensilvania 33 kV | All generators | 0.98 | ind | Purnio 230/115 | m:P:bushv in MW | 30.7322 | ElmTr3
2031 | 2031_DzMN_GzMN_Dp00_Gp00 | A1-Pensilvania 33 kV | All generators | 0.99 | ind | Purnio 230/115 | m:P:bushv in MW | 30.7285 | ElmTr3
2031 | 2031_DzMN_GzMN_Dp00_Gp00 | A1-Pensilvania 33 kV | All generators | 1 | ind | Purnio 230/115 | m:P:bushv in MW | 30.7286 | ElmTr3
2031 | 2031_DzMN_GzMN_Dp00_Gp00 | A1-Pensilvania 33 kV | All generators | 0.9 | ind | Purnio 230/115 | m:Q:bushv in Mvar | -2.4611 | ElmTr3
2031 | 2031_DzMN_GzMN_Dp00_Gp00 | A1-Pensilvania 33 kV | All generators | 0.91 | ind | Purnio 230/115 | m:Q:bushv in Mvar | -2.3867 | ElmTr3
2031 | 2031_DzMN_GzMN_Dp00_Gp00 | A1-Pensilvania 33 kV | All generators | 0.92 | ind | Purnio 230/115 | m:Q:bushv in Mvar | -2.3089 | ElmTr3
2031 | 2031_DzMN_GzMN_Dp00_Gp00 | A1-Pensilvania 33 kV | All generators | 0.93 | ind | Purnio 230/115 | m:Q:bushv in Mvar | -2.2269 | ElmTr3
2031 | 2031_DzMN_GzMN_Dp00_Gp00 | A1-Pensilvania 33 kV | All generators | 0.94 | ind | Purnio 230/115 | m:Q:bushv in Mvar | -2.1396 | ElmTr3
2031 | 2031_DzMN_GzMN_Dp00_Gp00 | A1-Pensilvania 33 kV | All generators | 0.95 | ind | Purnio 230/115 | m:Q:bushv in Mvar | -2.0453 | ElmTr3
2031 | 2031_DzMN_GzMN_Dp00_Gp00 | A1-Pensilvania 33 kV | All generators | 0.96 | ind | Purnio 230/115 | m:Q:bushv in Mvar | -1.9415 | ElmTr3
2031 | 2031_DzMN_GzMN_Dp00_Gp00 | A1-Pensilvania 33 kV | All generators | 0.97 | ind | Purnio 230/115 | m:Q:bushv in Mvar | -1.8239 | ElmTr3
2031 | 2031_DzMN_GzMN_Dp00_Gp00 | A1-Pensilvania 33 kV | All generators | 0.98 | ind | Purnio 230/115 | m:Q:bushv in Mvar | -1.6842 | ElmTr3
2031 | 2031_DzMN_GzMN_Dp00_Gp00 | A1-Pensilvania 33 kV | All generators | 0.99 | ind | Purnio 230/115 | m:Q:bushv in Mvar | -1.5003 | ElmTr3
2031 | 2031_DzMN_GzMN_Dp00_Gp00 | A1-Pensilvania 33 kV | All generators | 1 | ind | Purnio 230/115 | m:Q:bushv in Mvar | -1.037 | ElmTr3
2031 | 2031_DzMN_GzMN_Dp00_Gp00 | A1-Pensilvania 33 kV | All generators | 0.9 | ind | Purnio 230/115 | m:cosphi:bushv | 0.99682 | ElmTr3
2031 | 2031_DzMN_GzMN_Dp00_Gp00 | A1-Pensilvania 33 kV | All generators | 0.91 | ind | Purnio 230/115 | m:cosphi:bushv | 0.997 | ElmTr3
2031 | 2031_DzMN_GzMN_Dp00_Gp00 | A1-Pensilvania 33 kV | All generators | 0.92 | ind | Purnio 230/115 | m:cosphi:bushv | 0.9972 | ElmTr3
2031 | 2031_DzMN_GzMN_Dp00_Gp00 | A1-Pensilvania 33 kV | All generators | 0.93 | ind | Purnio 230/115 | m:cosphi:bushv | 0.99739 | ElmTr3
2031 | 2031_DzMN_GzMN_Dp00_Gp00 | A1-Pensilvania 33 kV | All generators | 0.94 | ind | Purnio 230/115 | m:cosphi:bushv | 0.99759 | ElmTr3
2031 | 2031_DzMN_GzMN_Dp00_Gp00 | A1-Pensilvania 33 kV | All generators | 0.95 | ind | Purnio 230/115 | m:cosphi:bushv | 0.9978 | ElmTr3
2031 | 2031_DzMN_GzMN_Dp00_Gp00 | A1-Pensilvania 33 kV | All generators | 0.96 | ind | Purnio 230/115 | m:cosphi:bushv | 0.99801 | ElmTr3
2031 | 2031_DzMN_GzMN_Dp00_Gp00 | A1-Pensilvania 33 kV | All generators | 0.97 | ind | Purnio 230/115 | m:cosphi:bushv | 0.99824 | ElmTr3
2031 | 2031_DzMN_GzMN_Dp00_Gp00 | A1-Pensilvania 33 kV | All generators | 0.98 | ind | Purnio 230/115 | m:cosphi:bushv | 0.9985 | ElmTr3
2031 | 2031_DzMN_GzMN_Dp00_Gp00 | A1-Pensilvania 33 kV | All generators | 0.99 | ind | Purnio 230/115 | m:cosphi:bushv | 0.99881 | ElmTr3
2031 | 2031_DzMN_GzMN_Dp00_Gp00 | A1-Pensilvania 33 kV | All generators | 1 | ind | Purnio 230/115 | m:cosphi:bushv | 0.99943 | ElmTr3
2031 | 2031_DzMN_GzMN_Dp00_Gp00 | A1-Pensilvania 33 kV | All generators | 0.9 | ind | Victoria 115/33/13.8 kV | m:P:bushv in MW | -1.8205 | ElmTr3
2031 | 2031_DzMN_GzMN_Dp00_Gp00 | A1-Pensilvania 33 kV | All generators | 0.91 | ind | Victoria 115/33/13.8 kV | m:P:bushv in MW | -1.8361 | ElmTr3
2031 | 2031_DzMN_GzMN_Dp00_Gp00 | A1-Pensilvania 33 kV | All generators | 0.92 | ind | Victoria 115/33/13.8 kV | m:P:bushv in MW | -1.8518 | ElmTr3
2031 | 2031_DzMN_GzMN_Dp00_Gp00 | A1-Pensilvania 33 kV | All generators | 0.93 | ind | Victoria 115/33/13.8 kV | m:P:bushv in MW | -1.8677 | ElmTr3
2031 | 2031_DzMN_GzMN_Dp00_Gp00 | A1-Pensilvania 33 kV | All generators | 0.94 | ind | Victoria 115/33/13.8 kV | m:P:bushv in MW | -1.8838 | ElmTr3
2031 | 2031_DzMN_GzMN_Dp00_Gp00 | A1-Pensilvania 33 kV | All generators | 0.95 | ind | Victoria 115/33/13.8 kV | m:P:bushv in MW | -1.9002 | ElmTr3
2031 | 2031_DzMN_GzMN_Dp00_Gp00 | A1-Pensilvania 33 kV | All generators | 0.96 | ind | Victoria 115/33/13.8 kV | m:P:bushv in MW | -1.9173 | ElmTr3
2031 | 2031_DzMN_GzMN_Dp00_Gp00 | A1-Pensilvania 33 kV | All generators | 0.97 | ind | Victoria 115/33/13.8 kV | m:P:bushv in MW | -1.9352 | ElmTr3
2031 | 2031_DzMN_GzMN_Dp00_Gp00 | A1-Pensilvania 33 kV | All generators | 0.98 | ind | Victoria 115/33/13.8 kV | m:P:bushv in MW | -1.9545 | ElmTr3
2031 | 2031_DzMN_GzMN_Dp00_Gp00 | A1-Pensilvania 33 kV | All generators | 0.99 | ind | Victoria 115/33/13.8 kV | m:P:bushv in MW | -1.9768 | ElmTr3
2031 | 2031_DzMN_GzMN_Dp00_Gp00 | A1-Pensilvania 33 kV | All generators | 1 | ind | Victoria 115/33/13.8 kV | m:P:bushv in MW | -2.0172 | ElmTr3
2031 | 2031_DzMN_GzMN_Dp00_Gp00 | A1-Pensilvania 33 kV | All generators | 0.9 | ind | Victoria 115/33/13.8 kV | m:Q:bushv in Mvar | 0.85692 | ElmTr3
2031 | 2031_DzMN_GzMN_Dp00_Gp00 | A1-Pensilvania 33 kV | All generators | 0.91 | ind | Victoria 115/33/13.8 kV | m:Q:bushv in Mvar | 0.98547 | ElmTr3
2031 | 2031_DzMN_GzMN_Dp00_Gp00 | A1-Pensilvania 33 kV | All generators | 0.92 | ind | Victoria 115/33/13.8 kV | m:Q:bushv in Mvar | 1.1199 | ElmTr3
2031 | 2031_DzMN_GzMN_Dp00_Gp00 | A1-Pensilvania 33 kV | All generators | 0.93 | ind | Victoria 115/33/13.8 kV | m:Q:bushv in Mvar | 1.2614 | ElmTr3
2031 | 2031_DzMN_GzMN_Dp00_Gp00 | A1-Pensilvania 33 kV | All generators | 0.94 | ind | Victoria 115/33/13.8 kV | m:Q:bushv in Mvar | 1.4122 | ElmTr3
2031 | 2031_DzMN_GzMN_Dp00_Gp00 | A1-Pensilvania 33 kV | All generators | 0.95 | ind | Victoria 115/33/13.8 kV | m:Q:bushv in Mvar | 1.5749 | ElmTr3
2031 | 2031_DzMN_GzMN_Dp00_Gp00 | A1-Pensilvania 33 kV | All generators | 0.96 | ind | Victoria 115/33/13.8 kV | m:Q:bushv in Mvar | 1.7539 | ElmTr3
2031 | 2031_DzMN_GzMN_Dp00_Gp00 | A1-Pensilvania 33 kV | All generators | 0.97 | ind | Victoria 115/33/13.8 kV | m:Q:bushv in Mvar | 1.9566 | ElmTr3
2031 | 2031_DzMN_GzMN_Dp00_Gp00 | A1-Pensilvania 33 kV | All generators | 0.98 | ind | Victoria 115/33/13.8 kV | m:Q:bushv in Mvar | 2.1973 | ElmTr3
2031 | 2031_DzMN_GzMN_Dp00_Gp00 | A1-Pensilvania 33 kV | All generators | 0.99 | ind | Victoria 115/33/13.8 kV | m:Q:bushv in Mvar | 2.5137 | ElmTr3
2031 | 2031_DzMN_GzMN_Dp00_Gp00 | A1-Pensilvania 33 kV | All generators | 1 | ind | Victoria 115/33/13.8 kV | m:Q:bushv in Mvar | 3.3097 | ElmTr3
2031 | 2031_DzMN_GzMN_Dp00_Gp00 | A1-Pensilvania 33 kV | All generators | 0.9 | ind | Victoria 115/33/13.8 kV | m:cosphi:bushv | -0.90478 | ElmTr3
2031 | 2031_DzMN_GzMN_Dp00_Gp00 | A1-Pensilvania 33 kV | All generators | 0.91 | ind | Victoria 115/33/13.8 kV | m:cosphi:bushv | -0.88111 | ElmTr3
2031 | 2031_DzMN_GzMN_Dp00_Gp00 | A1-Pensilvania 33 kV | All generators | 0.92 | ind | Victoria 115/33/13.8 kV | m:cosphi:bushv | -0.8557 | ElmTr3
2031 | 2031_DzMN_GzMN_Dp00_Gp00 | A1-Pensilvania 33 kV | All generators | 0.93 | ind | Victoria 115/33/13.8 kV | m:cosphi:bushv | -0.82869 | ElmTr3
2031 | 2031_DzMN_GzMN_Dp00_Gp00 | A1-Pensilvania 33 kV | All generators | 0.94 | ind | Victoria 115/33/13.8 kV | m:cosphi:bushv | -0.80013 | ElmTr3
2031 | 2031_DzMN_GzMN_Dp00_Gp00 | A1-Pensilvania 33 kV | All generators | 0.95 | ind | Victoria 115/33/13.8 kV | m:cosphi:bushv | -0.76993 | ElmTr3
2031 | 2031_DzMN_GzMN_Dp00_Gp00 | A1-Pensilvania 33 kV | All generators | 0.96 | ind | Victoria 115/33/13.8 kV | m:cosphi:bushv | -0.73783 | ElmTr3
2031 | 2031_DzMN_GzMN_Dp00_Gp00 | A1-Pensilvania 33 kV | All generators | 0.97 | ind | Victoria 115/33/13.8 kV | m:cosphi:bushv | -0.7032 | ElmTr3
2031 | 2031_DzMN_GzMN_Dp00_Gp00 | A1-Pensilvania 33 kV | All generators | 0.98 | ind | Victoria 115/33/13.8 kV | m:cosphi:bushv | -0.66463 | ElmTr3
2031 | 2031_DzMN_GzMN_Dp00_Gp00 | A1-Pensilvania 33 kV | All generators | 0.99 | ind | Victoria 115/33/13.8 kV | m:cosphi:bushv | -0.61817 | ElmTr3
2031 | 2031_DzMN_GzMN_Dp00_Gp00 | A1-Pensilvania 33 kV | All generators | 1 | ind | Victoria 115/33/13.8 kV | m:cosphi:bushv | -0.52044 | ElmTr3
2031 | 2031_DzMN_GzMN_Dp00_Gp00 | A2- Bolivia 33 kV | All generators | 0.9 | cap | Dorada - Magdalena 115 kV | m:P:bus1 in MW | 30.9139 | ElmLne
2031 | 2031_DzMN_GzMN_Dp00_Gp00 | A2- Bolivia 33 kV | All generators | 0.91 | cap | Dorada - Magdalena 115 kV | m:P:bus1 in MW | 30.9347 | ElmLne
2031 | 2031_DzMN_GzMN_Dp00_Gp00 | A2- Bolivia 33 kV | All generators | 0.92 | cap | Dorada - Magdalena 115 kV | m:P:bus1 in MW | 30.9539 | ElmLne
2031 | 2031_DzMN_GzMN_Dp00_Gp00 | A2- Bolivia 33 kV | All generators | 0.93 | cap | Dorada - Magdalena 115 kV | m:P:bus1 in MW | 30.9719 | ElmLne
2031 | 2031_DzMN_GzMN_Dp00_Gp00 | A2- Bolivia 33 kV | All generators | 0.94 | cap | Dorada - Magdalena 115 kV | m:P:bus1 in MW | 30.9891 | ElmLne
2031 | 2031_DzMN_GzMN_Dp00_Gp00 | A2- Bolivia 33 kV | All generators | 0.95 | cap | Dorada - Magdalena 115 kV | m:P:bus1 in MW | 31.0058 | ElmLne
2031 | 2031_DzMN_GzMN_Dp00_Gp00 | A2- Bolivia 33 kV | All generators | 0.96 | cap | Dorada - Magdalena 115 kV | m:P:bus1 in MW | 31.0225 | ElmLne
2031 | 2031_DzMN_GzMN_Dp00_Gp00 | A2- Bolivia 33 kV | All generators | 0.97 | cap | Dorada - Magdalena 115 kV | m:P:bus1 in MW | 31.0395 | ElmLne
2031 | 2031_DzMN_GzMN_Dp00_Gp00 | A2- Bolivia 33 kV | All generators | 0.98 | cap | Dorada - Magdalena 115 kV | m:P:bus1 in MW | 31.0576 | ElmLne
2031 | 2031_DzMN_GzMN_Dp00_Gp00 | A2- Bolivia 33 kV | All generators | 0.99 | cap | Dorada - Magdalena 115 kV | m:P:bus1 in MW | 31.0786 | ElmLne
2031 | 2031_DzMN_GzMN_Dp00_Gp00 | A2- Bolivia 33 kV | All generators | 1 | cap | Dorada - Magdalena 115 kV | m:P:bus1 in MW | 31.1209 | ElmLne
2031 | 2031_DzMN_GzMN_Dp00_Gp00 | A2- Bolivia 33 kV | All generators | 0.9 | cap | Dorada - Magdalena 115 kV | m:P:bus2 in MW | -30.8649 | ElmLne
2031 | 2031_DzMN_GzMN_Dp00_Gp00 | A2- Bolivia 33 kV | All generators | 0.91 | cap | Dorada - Magdalena 115 kV | m:P:bus2 in MW | -30.8857 | ElmLne
2031 | 2031_DzMN_GzMN_Dp00_Gp00 | A2- Bolivia 33 kV | All generators | 0.92 | cap | Dorada - Magdalena 115 kV | m:P:bus2 in MW | -30.9048 | ElmLne
2031 | 2031_DzMN_GzMN_Dp00_Gp00 | A2- Bolivia 33 kV | All generators | 0.93 | cap | Dorada - Magdalena 115 kV | m:P:bus2 in MW | -30.9228 | ElmLne
2031 | 2031_DzMN_GzMN_Dp00_Gp00 | A2- Bolivia 33 kV | All generators | 0.94 | cap | Dorada - Magdalena 115 kV | m:P:bus2 in MW | -30.94 | ElmLne
2031 | 2031_DzMN_GzMN_Dp00_Gp00 | A2- Bolivia 33 kV | All generators | 0.95 | cap | Dorada - Magdalena 115 kV | m:P:bus2 in MW | -30.9567 | ElmLne
2031 | 2031_DzMN_GzMN_Dp00_Gp00 | A2- Bolivia 33 kV | All generators | 0.96 | cap | Dorada - Magdalena 115 kV | m:P:bus2 in MW | -30.9734 | ElmLne
2031 | 2031_DzMN_GzMN_Dp00_Gp00 | A2- Bolivia 33 kV | All generators | 0.97 | cap | Dorada - Magdalena 115 kV | m:P:bus2 in MW | -30.9903 | ElmLne
2031 | 2031_DzMN_GzMN_Dp00_Gp00 | A2- Bolivia 33 kV | All generators | 0.98 | cap | Dorada - Magdalena 115 kV | m:P:bus2 in MW | -31.0084 | ElmLne
2031 | 2031_DzMN_GzMN_Dp00_Gp00 | A2- Bolivia 33 kV | All generators | 0.99 | cap | Dorada - Magdalena 115 kV | m:P:bus2 in MW | -31.0294 | ElmLne
2031 | 2031_DzMN_GzMN_Dp00_Gp00 | A2- Bolivia 33 kV | All generators | 1 | cap | Dorada - Magdalena 115 kV | m:P:bus2 in MW | -31.0716 | ElmLne
2031 | 2031_DzMN_GzMN_Dp00_Gp00 | A2- Bolivia 33 kV | All generators | 0.9 | cap | Dorada - Magdalena 115 kV | m:Q:bus1 in Mvar | -1.3572 | ElmLne
2031 | 2031_DzMN_GzMN_Dp00_Gp00 | A2- Bolivia 33 kV | All generators | 0.91 | cap | Dorada - Magdalena 115 kV | m:Q:bus1 in Mvar | -1.3055 | ElmLne
2031 | 2031_DzMN_GzMN_Dp00_Gp00 | A2- Bolivia 33 kV | All generators | 0.92 | cap | Dorada - Magdalena 115 kV | m:Q:bus1 in Mvar | -1.2567 | ElmLne
2031 | 2031_DzMN_GzMN_Dp00_Gp00 | A2- Bolivia 33 kV | All generators | 0.93 | cap | Dorada - Magdalena 115 kV | m:Q:bus1 in Mvar | -1.2098 | ElmLne
2031 | 2031_DzMN_GzMN_Dp00_Gp00 | A2- Bolivia 33 kV | All generators | 0.94 | cap | Dorada - Magdalena 115 kV | m:Q:bus1 in Mvar | -1.1639 | ElmLne
2031 | 2031_DzMN_GzMN_Dp00_Gp00 | A2- Bolivia 33 kV | All generators | 0.95 | cap | Dorada - Magdalena 115 kV | m:Q:bus1 in Mvar | -1.1182 | ElmLne
2031 | 2031_DzMN_GzMN_Dp00_Gp00 | A2- Bolivia 33 kV | All generators | 0.96 | cap | Dorada - Magdalena 115 kV | m:Q:bus1 in Mvar | -1.0717 | ElmLne
2031 | 2031_DzMN_GzMN_Dp00_Gp00 | A2- Bolivia 33 kV | All generators | 0.97 | cap | Dorada - Magdalena 115 kV | m:Q:bus1 in Mvar | -1.0231 | ElmLne
2031 | 2031_DzMN_GzMN_Dp00_Gp00 | A2- Bolivia 33 kV | All generators | 0.98 | cap | Dorada - Magdalena 115 kV | m:Q:bus1 in Mvar | -0.96992 | ElmLne
2031 | 2031_DzMN_GzMN_Dp00_Gp00 | A2- Bolivia 33 kV | All generators | 0.99 | cap | Dorada - Magdalena 115 kV | m:Q:bus1 in Mvar | -0.90635 | ElmLne
2031 | 2031_DzMN_GzMN_Dp00_Gp00 | A2- Bolivia 33 kV | All generators | 1 | cap | Dorada - Magdalena 115 kV | m:Q:bus1 in Mvar | -0.77081 | ElmLne
2031 | 2031_DzMN_GzMN_Dp00_Gp00 | A2- Bolivia 33 kV | All generators | 0.9 | cap | Dorada - Magdalena 115 kV | m:Q:bus2 in Mvar | 1.2323 | ElmLne
2031 | 2031_DzMN_GzMN_Dp00_Gp00 | A2- Bolivia 33 kV | All generators | 0.91 | cap | Dorada - Magdalena 115 kV | m:Q:bus2 in Mvar | 1.1806 | ElmLne
2031 | 2031_DzMN_GzMN_Dp00_Gp00 | A2- Bolivia 33 kV | All generators | 0.92 | cap | Dorada - Magdalena 115 kV | m:Q:bus2 in Mvar | 1.1318 | ElmLne
2031 | 2031_DzMN_GzMN_Dp00_Gp00 | A2- Bolivia 33 kV | All generators | 0.93 | cap | Dorada - Magdalena 115 kV | m:Q:bus2 in Mvar | 1.0848 | ElmLne
2031 | 2031_DzMN_GzMN_Dp00_Gp00 | A2- Bolivia 33 kV | All generators | 0.94 | cap | Dorada - Magdalena 115 kV | m:Q:bus2 in Mvar | 1.0389 | ElmLne
2031 | 2031_DzMN_GzMN_Dp00_Gp00 | A2- Bolivia 33 kV | All generators | 0.95 | cap | Dorada - Magdalena 115 kV | m:Q:bus2 in Mvar | 0.99314 | ElmLne
2031 | 2031_DzMN_GzMN_Dp00_Gp00 | A2- Bolivia 33 kV | All generators | 0.96 | cap | Dorada - Magdalena 115 kV | m:Q:bus2 in Mvar | 0.94659 | ElmLne
2031 | 2031_DzMN_GzMN_Dp00_Gp00 | A2- Bolivia 33 kV | All generators | 0.97 | cap | Dorada - Magdalena 115 kV | m:Q:bus2 in Mvar | 0.8979 | ElmLne
2031 | 2031_DzMN_GzMN_Dp00_Gp00 | A2- Bolivia 33 kV | All generators | 0.98 | cap | Dorada - Magdalena 115 kV | m:Q:bus2 in Mvar | 0.84467 | ElmLne
2031 | 2031_DzMN_GzMN_Dp00_Gp00 | A2- Bolivia 33 kV | All generators | 0.99 | cap | Dorada - Magdalena 115 kV | m:Q:bus2 in Mvar | 0.78101 | ElmLne
2031 | 2031_DzMN_GzMN_Dp00_Gp00 | A2- Bolivia 33 kV | All generators | 1 | cap | Dorada - Magdalena 115 kV | m:Q:bus2 in Mvar | 0.64523 | ElmLne
2031 | 2031_DzMN_GzMN_Dp00_Gp00 | A2- Bolivia 33 kV | All generators | 0.9 | cap | Dorada - Magdalena 115 kV | m:cosphi:bus1 | 0.99904 | ElmLne
2031 | 2031_DzMN_GzMN_Dp00_Gp00 | A2- Bolivia 33 kV | All generators | 0.91 | cap | Dorada - Magdalena 115 kV | m:cosphi:bus1 | 0.99911 | ElmLne
2031 | 2031_DzMN_GzMN_Dp00_Gp00 | A2- Bolivia 33 kV | All generators | 0.92 | cap | Dorada - Magdalena 115 kV | m:cosphi:bus1 | 0.99918 | ElmLne
2031 | 2031_DzMN_GzMN_Dp00_Gp00 | A2- Bolivia 33 kV | All generators | 0.93 | cap | Dorada - Magdalena 115 kV | m:cosphi:bus1 | 0.99924 | ElmLne
2031 | 2031_DzMN_GzMN_Dp00_Gp00 | A2- Bolivia 33 kV | All generators | 0.94 | cap | Dorada - Magdalena 115 kV | m:cosphi:bus1 | 0.9993 | ElmLne
2031 | 2031_DzMN_GzMN_Dp00_Gp00 | A2- Bolivia 33 kV | All generators | 0.95 | cap | Dorada - Magdalena 115 kV | m:cosphi:bus1 | 0.99935 | ElmLne
2031 | 2031_DzMN_GzMN_Dp00_Gp00 | A2- Bolivia 33 kV | All generators | 0.96 | cap | Dorada - Magdalena 115 kV | m:cosphi:bus1 | 0.9994 | ElmLne
2031 | 2031_DzMN_GzMN_Dp00_Gp00 | A2- Bolivia 33 kV | All generators | 0.97 | cap | Dorada - Magdalena 115 kV | m:cosphi:bus1 | 0.99946 | ElmLne
2031 | 2031_DzMN_GzMN_Dp00_Gp00 | A2- Bolivia 33 kV | All generators | 0.98 | cap | Dorada - Magdalena 115 kV | m:cosphi:bus1 | 0.99951 | ElmLne
2031 | 2031_DzMN_GzMN_Dp00_Gp00 | A2- Bolivia 33 kV | All generators | 0.99 | cap | Dorada - Magdalena 115 kV | m:cosphi:bus1 | 0.99957 | ElmLne
2031 | 2031_DzMN_GzMN_Dp00_Gp00 | A2- Bolivia 33 kV | All generators | 1 | cap | Dorada - Magdalena 115 kV | m:cosphi:bus1 | 0.99969 | ElmLne
2031 | 2031_DzMN_GzMN_Dp00_Gp00 | A2- Bolivia 33 kV | All generators | 0.9 | cap | Dorada - Magdalena 115 kV | m:cosphi:bus2 | -0.9992 | ElmLne
2031 | 2031_DzMN_GzMN_Dp00_Gp00 | A2- Bolivia 33 kV | All generators | 0.91 | cap | Dorada - Magdalena 115 kV | m:cosphi:bus2 | -0.99927 | ElmLne
2031 | 2031_DzMN_GzMN_Dp00_Gp00 | A2- Bolivia 33 kV | All generators | 0.92 | cap | Dorada - Magdalena 115 kV | m:cosphi:bus2 | -0.99933 | ElmLne
2031 | 2031_DzMN_GzMN_Dp00_Gp00 | A2- Bolivia 33 kV | All generators | 0.93 | cap | Dorada - Magdalena 115 kV | m:cosphi:bus2 | -0.99939 | ElmLne
2031 | 2031_DzMN_GzMN_Dp00_Gp00 | A2- Bolivia 33 kV | All generators | 0.94 | cap | Dorada - Magdalena 115 kV | m:cosphi:bus2 | -0.99944 | ElmLne
2031 | 2031_DzMN_GzMN_Dp00_Gp00 | A2- Bolivia 33 kV | All generators | 0.95 | cap | Dorada - Magdalena 115 kV | m:cosphi:bus2 | -0.99949 | ElmLne
2031 | 2031_DzMN_GzMN_Dp00_Gp00 | A2- Bolivia 33 kV | All generators | 0.96 | cap | Dorada - Magdalena 115 kV | m:cosphi:bus2 | -0.99953 | ElmLne
2031 | 2031_DzMN_GzMN_Dp00_Gp00 | A2- Bolivia 33 kV | All generators | 0.97 | cap | Dorada - Magdalena 115 kV | m:cosphi:bus2 | -0.99958 | ElmLne
2031 | 2031_DzMN_GzMN_Dp00_Gp00 | A2- Bolivia 33 kV | All generators | 0.98 | cap | Dorada - Magdalena 115 kV | m:cosphi:bus2 | -0.99963 | ElmLne
2031 | 2031_DzMN_GzMN_Dp00_Gp00 | A2- Bolivia 33 kV | All generators | 0.99 | cap | Dorada - Magdalena 115 kV | m:cosphi:bus2 | -0.99968 | ElmLne
2031 | 2031_DzMN_GzMN_Dp00_Gp00 | A2- Bolivia 33 kV | All generators | 1 | cap | Dorada - Magdalena 115 kV | m:cosphi:bus2 | -0.99978 | ElmLne
2031 | 2031_DzMN_GzMN_Dp00_Gp00 | A2- Bolivia 33 kV | All generators | 0.9 | cap | Mariquita - Victoria 2 115 | m:P:bus1 in MW | 5.6211 | ElmLne
2031 | 2031_DzMN_GzMN_Dp00_Gp00 | A2- Bolivia 33 kV | All generators | 0.91 | cap | Mariquita - Victoria 2 115 | m:P:bus1 in MW | 5.6153 | ElmLne
2031 | 2031_DzMN_GzMN_Dp00_Gp00 | A2- Bolivia 33 kV | All generators | 0.92 | cap | Mariquita - Victoria 2 115 | m:P:bus1 in MW | 5.6091 | ElmLne
2031 | 2031_DzMN_GzMN_Dp00_Gp00 | A2- Bolivia 33 kV | All generators | 0.93 | cap | Mariquita - Victoria 2 115 | m:P:bus1 in MW | 5.6025 | ElmLne
2031 | 2031_DzMN_GzMN_Dp00_Gp00 | A2- Bolivia 33 kV | All generators | 0.94 | cap | Mariquita - Victoria 2 115 | m:P:bus1 in MW | 5.5954 | ElmLne
2031 | 2031_DzMN_GzMN_Dp00_Gp00 | A2- Bolivia 33 kV | All generators | 0.95 | cap | Mariquita - Victoria 2 115 | m:P:bus1 in MW | 5.5876 | ElmLne
2031 | 2031_DzMN_GzMN_Dp00_Gp00 | A2- Bolivia 33 kV | All generators | 0.96 | cap | Mariquita - Victoria 2 115 | m:P:bus1 in MW | 5.5791 | ElmLne
2031 | 2031_DzMN_GzMN_Dp00_Gp00 | A2- Bolivia 33 kV | All generators | 0.97 | cap | Mariquita - Victoria 2 115 | m:P:bus1 in MW | 5.5696 | ElmLne
2031 | 2031_DzMN_GzMN_Dp00_Gp00 | A2- Bolivia 33 kV | All generators | 0.98 | cap | Mariquita - Victoria 2 115 | m:P:bus1 in MW | 5.5583 | ElmLne
2031 | 2031_DzMN_GzMN_Dp00_Gp00 | A2- Bolivia 33 kV | All generators | 0.99 | cap | Mariquita - Victoria 2 115 | m:P:bus1 in MW | 5.5437 | ElmLne
2031 | 2031_DzMN_GzMN_Dp00_Gp00 | A2- Bolivia 33 kV | All generators | 1 | cap | Mariquita - Victoria 2 115 | m:P:bus1 in MW | 5.5087 | ElmLne
2031 | 2031_DzMN_GzMN_Dp00_Gp00 | A2- Bolivia 33 kV | All generators | 0.9 | cap | Mariquita - Victoria 2 115 | m:P:bus2 in MW | -5.5967 | ElmLne
2031 | 2031_DzMN_GzMN_Dp00_Gp00 | A2- Bolivia 33 kV | All generators | 0.91 | cap | Mariquita - Victoria 2 115 | m:P:bus2 in MW | -5.5912 | ElmLne
2031 | 2031_DzMN_GzMN_Dp00_Gp00 | A2- Bolivia 33 kV | All generators | 0.92 | cap | Mariquita - Victoria 2 115 | m:P:bus2 in MW | -5.5853 | ElmLne
2031 | 2031_DzMN_GzMN_Dp00_Gp00 | A2- Bolivia 33 kV | All generators | 0.93 | cap | Mariquita - Victoria 2 115 | m:P:bus2 in MW | -5.5789 | ElmLne
2031 | 2031_DzMN_GzMN_Dp00_Gp00 | A2- Bolivia 33 kV | All generators | 0.94 | cap | Mariquita - Victoria 2 115 | m:P:bus2 in MW | -5.572 | ElmLne
2031 | 2031_DzMN_GzMN_Dp00_Gp00 | A2- Bolivia 33 kV | All generators | 0.95 | cap | Mariquita - Victoria 2 115 | m:P:bus2 in MW | -5.5645 | ElmLne
2031 | 2031_DzMN_GzMN_Dp00_Gp00 | A2- Bolivia 33 kV | All generators | 0.96 | cap | Mariquita - Victoria 2 115 | m:P:bus2 in MW | -5.5562 | ElmLne
2031 | 2031_DzMN_GzMN_Dp00_Gp00 | A2- Bolivia 33 kV | All generators | 0.97 | cap | Mariquita - Victoria 2 115 | m:P:bus2 in MW | -5.5469 | ElmLne
2031 | 2031_DzMN_GzMN_Dp00_Gp00 | A2- Bolivia 33 kV | All generators | 0.98 | cap | Mariquita - Victoria 2 115 | m:P:bus2 in MW | -5.5359 | ElmLne
2031 | 2031_DzMN_GzMN_Dp00_Gp00 | A2- Bolivia 33 kV | All generators | 0.99 | cap | Mariquita - Victoria 2 115 | m:P:bus2 in MW | -5.5216 | ElmLne
2031 | 2031_DzMN_GzMN_Dp00_Gp00 | A2- Bolivia 33 kV | All generators | 1 | cap | Mariquita - Victoria 2 115 | m:P:bus2 in MW | -5.4872 | ElmLne
2031 | 2031_DzMN_GzMN_Dp00_Gp00 | A2- Bolivia 33 kV | All generators | 0.9 | cap | Mariquita - Victoria 2 115 | m:Q:bus1 in Mvar | -9.5068 | ElmLne
2031 | 2031_DzMN_GzMN_Dp00_Gp00 | A2- Bolivia 33 kV | All generators | 0.91 | cap | Mariquita - Victoria 2 115 | m:Q:bus1 in Mvar | -9.4491 | ElmLne
2031 | 2031_DzMN_GzMN_Dp00_Gp00 | A2- Bolivia 33 kV | All generators | 0.92 | cap | Mariquita - Victoria 2 115 | m:Q:bus1 in Mvar | -9.3948 | ElmLne
2031 | 2031_DzMN_GzMN_Dp00_Gp00 | A2- Bolivia 33 kV | All generators | 0.93 | cap | Mariquita - Victoria 2 115 | m:Q:bus1 in Mvar | -9.3427 | ElmLne
2031 | 2031_DzMN_GzMN_Dp00_Gp00 | A2- Bolivia 33 kV | All generators | 0.94 | cap | Mariquita - Victoria 2 115 | m:Q:bus1 in Mvar | -9.2918 | ElmLne
2031 | 2031_DzMN_GzMN_Dp00_Gp00 | A2- Bolivia 33 kV | All generators | 0.95 | cap | Mariquita - Victoria 2 115 | m:Q:bus1 in Mvar | -9.2412 | ElmLne
2031 | 2031_DzMN_GzMN_Dp00_Gp00 | A2- Bolivia 33 kV | All generators | 0.96 | cap | Mariquita - Victoria 2 115 | m:Q:bus1 in Mvar | -9.1899 | ElmLne
2031 | 2031_DzMN_GzMN_Dp00_Gp00 | A2- Bolivia 33 kV | All generators | 0.97 | cap | Mariquita - Victoria 2 115 | m:Q:bus1 in Mvar | -9.1364 | ElmLne
2031 | 2031_DzMN_GzMN_Dp00_Gp00 | A2- Bolivia 33 kV | All generators | 0.98 | cap | Mariquita - Victoria 2 115 | m:Q:bus1 in Mvar | -9.0779 | ElmLne
2031 | 2031_DzMN_GzMN_Dp00_Gp00 | A2- Bolivia 33 kV | All generators | 0.99 | cap | Mariquita - Victoria 2 115 | m:Q:bus1 in Mvar | -9.0083 | ElmLne
2031 | 2031_DzMN_GzMN_Dp00_Gp00 | A2- Bolivia 33 kV | All generators | 1 | cap | Mariquita - Victoria 2 115 | m:Q:bus1 in Mvar | -8.8604 | ElmLne
2031 | 2031_DzMN_GzMN_Dp00_Gp00 | A2- Bolivia 33 kV | All generators | 0.9 | cap | Mariquita - Victoria 2 115 | m:Q:bus2 in Mvar | 8.9054 | ElmLne
2031 | 2031_DzMN_GzMN_Dp00_Gp00 | A2- Bolivia 33 kV | All generators | 0.91 | cap | Mariquita - Victoria 2 115 | m:Q:bus2 in Mvar | 8.8465 | ElmLne
2031 | 2031_DzMN_GzMN_Dp00_Gp00 | A2- Bolivia 33 kV | All generators | 0.92 | cap | Mariquita - Victoria 2 115 | m:Q:bus2 in Mvar | 8.7911 | ElmLne
2031 | 2031_DzMN_GzMN_Dp00_Gp00 | A2- Bolivia 33 kV | All generators | 0.93 | cap | Mariquita - Victoria 2 115 | m:Q:bus2 in Mvar | 8.7378 | ElmLne
2031 | 2031_DzMN_GzMN_Dp00_Gp00 | A2- Bolivia 33 kV | All generators | 0.94 | cap | Mariquita - Victoria 2 115 | m:Q:bus2 in Mvar | 8.6859 | ElmLne
2031 | 2031_DzMN_GzMN_Dp00_Gp00 | A2- Bolivia 33 kV | All generators | 0.95 | cap | Mariquita - Victoria 2 115 | m:Q:bus2 in Mvar | 8.6343 | ElmLne
2031 | 2031_DzMN_GzMN_Dp00_Gp00 | A2- Bolivia 33 kV | All generators | 0.96 | cap | Mariquita - Victoria 2 115 | m:Q:bus2 in Mvar | 8.5819 | ElmLne
2031 | 2031_DzMN_GzMN_Dp00_Gp00 | A2- Bolivia 33 kV | All generators | 0.97 | cap | Mariquita - Victoria 2 115 | m:Q:bus2 in Mvar | 8.5272 | ElmLne
2031 | 2031_DzMN_GzMN_Dp00_Gp00 | A2- Bolivia 33 kV | All generators | 0.98 | cap | Mariquita - Victoria 2 115 | m:Q:bus2 in Mvar | 8.4675 | ElmLne
2031 | 2031_DzMN_GzMN_Dp00_Gp00 | A2- Bolivia 33 kV | All generators | 0.99 | cap | Mariquita - Victoria 2 115 | m:Q:bus2 in Mvar | 8.3964 | ElmLne
2031 | 2031_DzMN_GzMN_Dp00_Gp00 | A2- Bolivia 33 kV | All generators | 1 | cap | Mariquita - Victoria 2 115 | m:Q:bus2 in Mvar | 8.2454 | ElmLne
2031 | 2031_DzMN_GzMN_Dp00_Gp00 | A2- Bolivia 33 kV | All generators | 0.9 | cap | Mariquita - Victoria 2 115 | m:cosphi:bus1 | 0.50896 | ElmLne
2031 | 2031_DzMN_GzMN_Dp00_Gp00 | A2- Bolivia 33 kV | All generators | 0.91 | cap | Mariquita - Victoria 2 115 | m:cosphi:bus1 | 0.51087 | ElmLne
2031 | 2031_DzMN_GzMN_Dp00_Gp00 | A2- Bolivia 33 kV | All generators | 0.92 | cap | Mariquita - Victoria 2 115 | m:cosphi:bus1 | 0.51263 | ElmLne
2031 | 2031_DzMN_GzMN_Dp00_Gp00 | A2- Bolivia 33 kV | All generators | 0.93 | cap | Mariquita - Victoria 2 115 | m:cosphi:bus1 | 0.51428 | ElmLne
2031 | 2031_DzMN_GzMN_Dp00_Gp00 | A2- Bolivia 33 kV | All generators | 0.94 | cap | Mariquita - Victoria 2 115 | m:cosphi:bus1 | 0.51587 | ElmLne
2031 | 2031_DzMN_GzMN_Dp00_Gp00 | A2- Bolivia 33 kV | All generators | 0.95 | cap | Mariquita - Victoria 2 115 | m:cosphi:bus1 | 0.51741 | ElmLne
2031 | 2031_DzMN_GzMN_Dp00_Gp00 | A2- Bolivia 33 kV | All generators | 0.96 | cap | Mariquita - Victoria 2 115 | m:cosphi:bus1 | 0.51895 | ElmLne
2031 | 2031_DzMN_GzMN_Dp00_Gp00 | A2- Bolivia 33 kV | All generators | 0.97 | cap | Mariquita - Victoria 2 115 | m:cosphi:bus1 | 0.52051 | ElmLne
2031 | 2031_DzMN_GzMN_Dp00_Gp00 | A2- Bolivia 33 kV | All generators | 0.98 | cap | Mariquita - Victoria 2 115 | m:cosphi:bus1 | 0.52218 | ElmLne
2031 | 2031_DzMN_GzMN_Dp00_Gp00 | A2- Bolivia 33 kV | All generators | 0.99 | cap | Mariquita - Victoria 2 115 | m:cosphi:bus1 | 0.52411 | ElmLne
2031 | 2031_DzMN_GzMN_Dp00_Gp00 | A2- Bolivia 33 kV | All generators | 1 | cap | Mariquita - Victoria 2 115 | m:cosphi:bus1 | 0.52799 | ElmLne
2031 | 2031_DzMN_GzMN_Dp00_Gp00 | A2- Bolivia 33 kV | All generators | 0.9 | cap | Mariquita - Victoria 2 115 | m:cosphi:bus2 | -0.53211 | ElmLne
2031 | 2031_DzMN_GzMN_Dp00_Gp00 | A2- Bolivia 33 kV | All generators | 0.91 | cap | Mariquita - Victoria 2 115 | m:cosphi:bus2 | -0.53426 | ElmLne
2031 | 2031_DzMN_GzMN_Dp00_Gp00 | A2- Bolivia 33 kV | All generators | 0.92 | cap | Mariquita - Victoria 2 115 | m:cosphi:bus2 | -0.53626 | ElmLne
2031 | 2031_DzMN_GzMN_Dp00_Gp00 | A2- Bolivia 33 kV | All generators | 0.93 | cap | Mariquita - Victoria 2 115 | m:cosphi:bus2 | -0.53814 | ElmLne
2031 | 2031_DzMN_GzMN_Dp00_Gp00 | A2- Bolivia 33 kV | All generators | 0.94 | cap | Mariquita - Victoria 2 115 | m:cosphi:bus2 | -0.53995 | ElmLne
2031 | 2031_DzMN_GzMN_Dp00_Gp00 | A2- Bolivia 33 kV | All generators | 0.95 | cap | Mariquita - Victoria 2 115 | m:cosphi:bus2 | -0.54171 | ElmLne
2031 | 2031_DzMN_GzMN_Dp00_Gp00 | A2- Bolivia 33 kV | All generators | 0.96 | cap | Mariquita - Victoria 2 115 | m:cosphi:bus2 | -0.54348 | ElmLne
2031 | 2031_DzMN_GzMN_Dp00_Gp00 | A2- Bolivia 33 kV | All generators | 0.97 | cap | Mariquita - Victoria 2 115 | m:cosphi:bus2 | -0.54528 | ElmLne
2031 | 2031_DzMN_GzMN_Dp00_Gp00 | A2- Bolivia 33 kV | All generators | 0.98 | cap | Mariquita - Victoria 2 115 | m:cosphi:bus2 | -0.54721 | ElmLne
2031 | 2031_DzMN_GzMN_Dp00_Gp00 | A2- Bolivia 33 kV | All generators | 0.99 | cap | Mariquita - Victoria 2 115 | m:cosphi:bus2 | -0.54946 | ElmLne
2031 | 2031_DzMN_GzMN_Dp00_Gp00 | A2- Bolivia 33 kV | All generators | 1 | cap | Mariquita - Victoria 2 115 | m:cosphi:bus2 | -0.55402 | ElmLne
2031 | 2031_DzMN_GzMN_Dp00_Gp00 | A2- Bolivia 33 kV | All generators | 0.9 | cap | Dorada 115/33/13.8 kV | m:P:bushv in MW | 3.8078 | ElmTr3
2031 | 2031_DzMN_GzMN_Dp00_Gp00 | A2- Bolivia 33 kV | All generators | 0.91 | cap | Dorada 115/33/13.8 kV | m:P:bushv in MW | 3.7942 | ElmTr3
2031 | 2031_DzMN_GzMN_Dp00_Gp00 | A2- Bolivia 33 kV | All generators | 0.92 | cap | Dorada 115/33/13.8 kV | m:P:bushv in MW | 3.7816 | ElmTr3
2031 | 2031_DzMN_GzMN_Dp00_Gp00 | A2- Bolivia 33 kV | All generators | 0.93 | cap | Dorada 115/33/13.8 kV | m:P:bushv in MW | 3.7697 | ElmTr3
2031 | 2031_DzMN_GzMN_Dp00_Gp00 | A2- Bolivia 33 kV | All generators | 0.94 | cap | Dorada 115/33/13.8 kV | m:P:bushv in MW | 3.7582 | ElmTr3
2031 | 2031_DzMN_GzMN_Dp00_Gp00 | A2- Bolivia 33 kV | All generators | 0.95 | cap | Dorada 115/33/13.8 kV | m:P:bushv in MW | 3.747 | ElmTr3
2031 | 2031_DzMN_GzMN_Dp00_Gp00 | A2- Bolivia 33 kV | All generators | 0.96 | cap | Dorada 115/33/13.8 kV | m:P:bushv in MW | 3.7357 | ElmTr3
2031 | 2031_DzMN_GzMN_Dp00_Gp00 | A2- Bolivia 33 kV | All generators | 0.97 | cap | Dorada 115/33/13.8 kV | m:P:bushv in MW | 3.7242 | ElmTr3
2031 | 2031_DzMN_GzMN_Dp00_Gp00 | A2- Bolivia 33 kV | All generators | 0.98 | cap | Dorada 115/33/13.8 kV | m:P:bushv in MW | 3.7117 | ElmTr3
2031 | 2031_DzMN_GzMN_Dp00_Gp00 | A2- Bolivia 33 kV | All generators | 0.99 | cap | Dorada 115/33/13.8 kV | m:P:bushv in MW | 3.6972 | ElmTr3
2031 | 2031_DzMN_GzMN_Dp00_Gp00 | A2- Bolivia 33 kV | All generators | 1 | cap | Dorada 115/33/13.8 kV | m:P:bushv in MW | 3.6673 | ElmTr3
2031 | 2031_DzMN_GzMN_Dp00_Gp00 | A2- Bolivia 33 kV | All generators | 0.9 | cap | Dorada 115/33/13.8 kV | m:Q:bushv in Mvar | 1.5889 | ElmTr3
2031 | 2031_DzMN_GzMN_Dp00_Gp00 | A2- Bolivia 33 kV | All generators | 0.91 | cap | Dorada 115/33/13.8 kV | m:Q:bushv in Mvar | 1.5704 | ElmTr3
2031 | 2031_DzMN_GzMN_Dp00_Gp00 | A2- Bolivia 33 kV | All generators | 0.92 | cap | Dorada 115/33/13.8 kV | m:Q:bushv in Mvar | 1.5529 | ElmTr3
2031 | 2031_DzMN_GzMN_Dp00_Gp00 | A2- Bolivia 33 kV | All generators | 0.93 | cap | Dorada 115/33/13.8 kV | m:Q:bushv in Mvar | 1.5359 | ElmTr3
2031 | 2031_DzMN_GzMN_Dp00_Gp00 | A2- Bolivia 33 kV | All generators | 0.94 | cap | Dorada 115/33/13.8 kV | m:Q:bushv in Mvar | 1.5192 | ElmTr3
2031 | 2031_DzMN_GzMN_Dp00_Gp00 | A2- Bolivia 33 kV | All generators | 0.95 | cap | Dorada 115/33/13.8 kV | m:Q:bushv in Mvar | 1.5024 | ElmTr3
2031 | 2031_DzMN_GzMN_Dp00_Gp00 | A2- Bolivia 33 kV | All generators | 0.96 | cap | Dorada 115/33/13.8 kV | m:Q:bushv in Mvar | 1.4853 | ElmTr3
2031 | 2031_DzMN_GzMN_Dp00_Gp00 | A2- Bolivia 33 kV | All generators | 0.97 | cap | Dorada 115/33/13.8 kV | m:Q:bushv in Mvar | 1.4673 | ElmTr3
2031 | 2031_DzMN_GzMN_Dp00_Gp00 | A2- Bolivia 33 kV | All generators | 0.98 | cap | Dorada 115/33/13.8 kV | m:Q:bushv in Mvar | 1.4475 | ElmTr3
2031 | 2031_DzMN_GzMN_Dp00_Gp00 | A2- Bolivia 33 kV | All generators | 0.99 | cap | Dorada 115/33/13.8 kV | m:Q:bushv in Mvar | 1.4237 | ElmTr3
2031 | 2031_DzMN_GzMN_Dp00_Gp00 | A2- Bolivia 33 kV | All generators | 1 | cap | Dorada 115/33/13.8 kV | m:Q:bushv in Mvar | 1.3723 | ElmTr3
2031 | 2031_DzMN_GzMN_Dp00_Gp00 | A2- Bolivia 33 kV | All generators | 0.9 | cap | Dorada 115/33/13.8 kV | m:cosphi:bushv | 0.92288 | ElmTr3
2031 | 2031_DzMN_GzMN_Dp00_Gp00 | A2- Bolivia 33 kV | All generators | 0.91 | cap | Dorada 115/33/13.8 kV | m:cosphi:bushv | 0.92398 | ElmTr3
2031 | 2031_DzMN_GzMN_Dp00_Gp00 | A2- Bolivia 33 kV | All generators | 0.92 | cap | Dorada 115/33/13.8 kV | m:cosphi:bushv | 0.92505 | ElmTr3
2031 | 2031_DzMN_GzMN_Dp00_Gp00 | A2- Bolivia 33 kV | All generators | 0.93 | cap | Dorada 115/33/13.8 kV | m:cosphi:bushv | 0.92609 | ElmTr3
2031 | 2031_DzMN_GzMN_Dp00_Gp00 | A2- Bolivia 33 kV | All generators | 0.94 | cap | Dorada 115/33/13.8 kV | m:cosphi:bushv | 0.92712 | ElmTr3
2031 | 2031_DzMN_GzMN_Dp00_Gp00 | A2- Bolivia 33 kV | All generators | 0.95 | cap | Dorada 115/33/13.8 kV | m:cosphi:bushv | 0.92817 | ElmTr3
2031 | 2031_DzMN_GzMN_Dp00_Gp00 | A2- Bolivia 33 kV | All generators | 0.96 | cap | Dorada 115/33/13.8 kV | m:cosphi:bushv | 0.92924 | ElmTr3
2031 | 2031_DzMN_GzMN_Dp00_Gp00 | A2- Bolivia 33 kV | All generators | 0.97 | cap | Dorada 115/33/13.8 kV | m:cosphi:bushv | 0.93039 | ElmTr3
2031 | 2031_DzMN_GzMN_Dp00_Gp00 | A2- Bolivia 33 kV | All generators | 0.98 | cap | Dorada 115/33/13.8 kV | m:cosphi:bushv | 0.93166 | ElmTr3
2031 | 2031_DzMN_GzMN_Dp00_Gp00 | A2- Bolivia 33 kV | All generators | 0.99 | cap | Dorada 115/33/13.8 kV | m:cosphi:bushv | 0.9332 | ElmTr3
2031 | 2031_DzMN_GzMN_Dp00_Gp00 | A2- Bolivia 33 kV | All generators | 1 | cap | Dorada 115/33/13.8 kV | m:cosphi:bushv | 0.93658 | ElmTr3
2031 | 2031_DzMN_GzMN_Dp00_Gp00 | A2- Bolivia 33 kV | All generators | 0.9 | cap | Manzanares 115/33/13.8 kV | m:P:bushv in MW | -10.5282 | ElmTr3
2031 | 2031_DzMN_GzMN_Dp00_Gp00 | A2- Bolivia 33 kV | All generators | 0.91 | cap | Manzanares 115/33/13.8 kV | m:P:bushv in MW | -10.636 | ElmTr3
2031 | 2031_DzMN_GzMN_Dp00_Gp00 | A2- Bolivia 33 kV | All generators | 0.92 | cap | Manzanares 115/33/13.8 kV | m:P:bushv in MW | -10.7285 | ElmTr3
2031 | 2031_DzMN_GzMN_Dp00_Gp00 | A2- Bolivia 33 kV | All generators | 0.93 | cap | Manzanares 115/33/13.8 kV | m:P:bushv in MW | -10.8091 | ElmTr3
2031 | 2031_DzMN_GzMN_Dp00_Gp00 | A2- Bolivia 33 kV | All generators | 0.94 | cap | Manzanares 115/33/13.8 kV | m:P:bushv in MW | -10.8801 | ElmTr3
2031 | 2031_DzMN_GzMN_Dp00_Gp00 | A2- Bolivia 33 kV | All generators | 0.95 | cap | Manzanares 115/33/13.8 kV | m:P:bushv in MW | -10.9431 | ElmTr3
2031 | 2031_DzMN_GzMN_Dp00_Gp00 | A2- Bolivia 33 kV | All generators | 0.96 | cap | Manzanares 115/33/13.8 kV | m:P:bushv in MW | -10.9993 | ElmTr3
2031 | 2031_DzMN_GzMN_Dp00_Gp00 | A2- Bolivia 33 kV | All generators | 0.97 | cap | Manzanares 115/33/13.8 kV | m:P:bushv in MW | -11.0497 | ElmTr3
2031 | 2031_DzMN_GzMN_Dp00_Gp00 | A2- Bolivia 33 kV | All generators | 0.98 | cap | Manzanares 115/33/13.8 kV | m:P:bushv in MW | -11.0949 | ElmTr3
2031 | 2031_DzMN_GzMN_Dp00_Gp00 | A2- Bolivia 33 kV | All generators | 0.99 | cap | Manzanares 115/33/13.8 kV | m:P:bushv in MW | -11.1356 | ElmTr3
2031 | 2031_DzMN_GzMN_Dp00_Gp00 | A2- Bolivia 33 kV | All generators | 1 | cap | Manzanares 115/33/13.8 kV | m:P:bushv in MW | -11.1738 | ElmTr3
2031 | 2031_DzMN_GzMN_Dp00_Gp00 | A2- Bolivia 33 kV | All generators | 0.9 | cap | Manzanares 115/33/13.8 kV | m:Q:bushv in Mvar | 11.4893 | ElmTr3
2031 | 2031_DzMN_GzMN_Dp00_Gp00 | A2- Bolivia 33 kV | All generators | 0.91 | cap | Manzanares 115/33/13.8 kV | m:Q:bushv in Mvar | 10.6685 | ElmTr3
2031 | 2031_DzMN_GzMN_Dp00_Gp00 | A2- Bolivia 33 kV | All generators | 0.92 | cap | Manzanares 115/33/13.8 kV | m:Q:bushv in Mvar | 9.8934 | ElmTr3
2031 | 2031_DzMN_GzMN_Dp00_Gp00 | A2- Bolivia 33 kV | All generators | 0.93 | cap | Manzanares 115/33/13.8 kV | m:Q:bushv in Mvar | 9.1476 | ElmTr3
2031 | 2031_DzMN_GzMN_Dp00_Gp00 | A2- Bolivia 33 kV | All generators | 0.94 | cap | Manzanares 115/33/13.8 kV | m:Q:bushv in Mvar | 8.4173 | ElmTr3
2031 | 2031_DzMN_GzMN_Dp00_Gp00 | A2- Bolivia 33 kV | All generators | 0.95 | cap | Manzanares 115/33/13.8 kV | m:Q:bushv in Mvar | 7.6893 | ElmTr3
2031 | 2031_DzMN_GzMN_Dp00_Gp00 | A2- Bolivia 33 kV | All generators | 0.96 | cap | Manzanares 115/33/13.8 kV | m:Q:bushv in Mvar | 6.9481 | ElmTr3
2031 | 2031_DzMN_GzMN_Dp00_Gp00 | A2- Bolivia 33 kV | All generators | 0.97 | cap | Manzanares 115/33/13.8 kV | m:Q:bushv in Mvar | 6.1723 | ElmTr3
2031 | 2031_DzMN_GzMN_Dp00_Gp00 | A2- Bolivia 33 kV | All generators | 0.98 | cap | Manzanares 115/33/13.8 kV | m:Q:bushv in Mvar | 5.3235 | ElmTr3
2031 | 2031_DzMN_GzMN_Dp00_Gp00 | A2- Bolivia 33 kV | All generators | 0.99 | cap | Manzanares 115/33/13.8 kV | m:Q:bushv in Mvar | 4.3076 | ElmTr3
2031 | 2031_DzMN_GzMN_Dp00_Gp00 | A2- Bolivia 33 kV | All generators | 1 | cap | Manzanares 115/33/13.8 kV | m:Q:bushv in Mvar | 2.1377 | ElmTr3
2031 | 2031_DzMN_GzMN_Dp00_Gp00 | A2- Bolivia 33 kV | All generators | 0.9 | cap | Manzanares 115/33/13.8 kV | m:cosphi:bushv | -0.6756 | ElmTr3
2031 | 2031_DzMN_GzMN_Dp00_Gp00 | A2- Bolivia 33 kV | All generators | 0.91 | cap | Manzanares 115/33/13.8 kV | m:cosphi:bushv | -0.70603 | ElmTr3
2031 | 2031_DzMN_GzMN_Dp00_Gp00 | A2- Bolivia 33 kV | All generators | 0.92 | cap | Manzanares 115/33/13.8 kV | m:cosphi:bushv | -0.73514 | ElmTr3
2031 | 2031_DzMN_GzMN_Dp00_Gp00 | A2- Bolivia 33 kV | All generators | 0.93 | cap | Manzanares 115/33/13.8 kV | m:cosphi:bushv | -0.76334 | ElmTr3
2031 | 2031_DzMN_GzMN_Dp00_Gp00 | A2- Bolivia 33 kV | All generators | 0.94 | cap | Manzanares 115/33/13.8 kV | m:cosphi:bushv | -0.79094 | ElmTr3
2031 | 2031_DzMN_GzMN_Dp00_Gp00 | A2- Bolivia 33 kV | All generators | 0.95 | cap | Manzanares 115/33/13.8 kV | m:cosphi:bushv | -0.81821 | ElmTr3
2031 | 2031_DzMN_GzMN_Dp00_Gp00 | A2- Bolivia 33 kV | All generators | 0.96 | cap | Manzanares 115/33/13.8 kV | m:cosphi:bushv | -0.84545 | ElmTr3
2031 | 2031_DzMN_GzMN_Dp00_Gp00 | A2- Bolivia 33 kV | All generators | 0.97 | cap | Manzanares 115/33/13.8 kV | m:cosphi:bushv | -0.87303 | ElmTr3
2031 | 2031_DzMN_GzMN_Dp00_Gp00 | A2- Bolivia 33 kV | All generators | 0.98 | cap | Manzanares 115/33/13.8 kV | m:cosphi:bushv | -0.90159 | ElmTr3
2031 | 2031_DzMN_GzMN_Dp00_Gp00 | A2- Bolivia 33 kV | All generators | 0.99 | cap | Manzanares 115/33/13.8 kV | m:cosphi:bushv | -0.93265 | ElmTr3
2031 | 2031_DzMN_GzMN_Dp00_Gp00 | A2- Bolivia 33 kV | All generators | 1 | cap | Manzanares 115/33/13.8 kV | m:cosphi:bushv | -0.98219 | ElmTr3
2031 | 2031_DzMN_GzMN_Dp00_Gp00 | A2- Bolivia 33 kV | All generators | 0.9 | cap | Purnio 230/115 | m:P:bushv in MW | 31.0981 | ElmTr3
2031 | 2031_DzMN_GzMN_Dp00_Gp00 | A2- Bolivia 33 kV | All generators | 0.91 | cap | Purnio 230/115 | m:P:bushv in MW | 31.0695 | ElmTr3
2031 | 2031_DzMN_GzMN_Dp00_Gp00 | A2- Bolivia 33 kV | All generators | 0.92 | cap | Purnio 230/115 | m:P:bushv in MW | 31.0447 | ElmTr3
2031 | 2031_DzMN_GzMN_Dp00_Gp00 | A2- Bolivia 33 kV | All generators | 0.93 | cap | Purnio 230/115 | m:P:bushv in MW | 31.0228 | ElmTr3
2031 | 2031_DzMN_GzMN_Dp00_Gp00 | A2- Bolivia 33 kV | All generators | 0.94 | cap | Purnio 230/115 | m:P:bushv in MW | 31.0032 | ElmTr3
2031 | 2031_DzMN_GzMN_Dp00_Gp00 | A2- Bolivia 33 kV | All generators | 0.95 | cap | Purnio 230/115 | m:P:bushv in MW | 30.9856 | ElmTr3
2031 | 2031_DzMN_GzMN_Dp00_Gp00 | A2- Bolivia 33 kV | All generators | 0.96 | cap | Purnio 230/115 | m:P:bushv in MW | 30.9695 | ElmTr3
2031 | 2031_DzMN_GzMN_Dp00_Gp00 | A2- Bolivia 33 kV | All generators | 0.97 | cap | Purnio 230/115 | m:P:bushv in MW | 30.9546 | ElmTr3
2031 | 2031_DzMN_GzMN_Dp00_Gp00 | A2- Bolivia 33 kV | All generators | 0.98 | cap | Purnio 230/115 | m:P:bushv in MW | 30.9407 | ElmTr3
2031 | 2031_DzMN_GzMN_Dp00_Gp00 | A2- Bolivia 33 kV | All generators | 0.99 | cap | Purnio 230/115 | m:P:bushv in MW | 30.9273 | ElmTr3
2031 | 2031_DzMN_GzMN_Dp00_Gp00 | A2- Bolivia 33 kV | All generators | 1 | cap | Purnio 230/115 | m:P:bushv in MW | 30.9101 | ElmTr3
2031 | 2031_DzMN_GzMN_Dp00_Gp00 | A2- Bolivia 33 kV | All generators | 0.9 | cap | Purnio 230/115 | m:Q:bushv in Mvar | 1.0065 | ElmTr3
2031 | 2031_DzMN_GzMN_Dp00_Gp00 | A2- Bolivia 33 kV | All generators | 0.91 | cap | Purnio 230/115 | m:Q:bushv in Mvar | 0.82266 | ElmTr3
2031 | 2031_DzMN_GzMN_Dp00_Gp00 | A2- Bolivia 33 kV | All generators | 0.92 | cap | Purnio 230/115 | m:Q:bushv in Mvar | 0.64931 | ElmTr3
2031 | 2031_DzMN_GzMN_Dp00_Gp00 | A2- Bolivia 33 kV | All generators | 0.93 | cap | Purnio 230/115 | m:Q:bushv in Mvar | 0.48279 | ElmTr3
2031 | 2031_DzMN_GzMN_Dp00_Gp00 | A2- Bolivia 33 kV | All generators | 0.94 | cap | Purnio 230/115 | m:Q:bushv in Mvar | 0.32 | ElmTr3
2031 | 2031_DzMN_GzMN_Dp00_Gp00 | A2- Bolivia 33 kV | All generators | 0.95 | cap | Purnio 230/115 | m:Q:bushv in Mvar | 0.158 | ElmTr3
2031 | 2031_DzMN_GzMN_Dp00_Gp00 | A2- Bolivia 33 kV | All generators | 0.96 | cap | Purnio 230/115 | m:Q:bushv in Mvar | -0.006662 | ElmTr3
2031 | 2031_DzMN_GzMN_Dp00_Gp00 | A2- Bolivia 33 kV | All generators | 0.97 | cap | Purnio 230/115 | m:Q:bushv in Mvar | -0.17875 | ElmTr3
2031 | 2031_DzMN_GzMN_Dp00_Gp00 | A2- Bolivia 33 kV | All generators | 0.98 | cap | Purnio 230/115 | m:Q:bushv in Mvar | -0.36669 | ElmTr3
2031 | 2031_DzMN_GzMN_Dp00_Gp00 | A2- Bolivia 33 kV | All generators | 0.99 | cap | Purnio 230/115 | m:Q:bushv in Mvar | -0.59118 | ElmTr3
2031 | 2031_DzMN_GzMN_Dp00_Gp00 | A2- Bolivia 33 kV | All generators | 1 | cap | Purnio 230/115 | m:Q:bushv in Mvar | -1.069 | ElmTr3
2031 | 2031_DzMN_GzMN_Dp00_Gp00 | A2- Bolivia 33 kV | All generators | 0.9 | cap | Purnio 230/115 | m:cosphi:bushv | 0.99948 | ElmTr3
2031 | 2031_DzMN_GzMN_Dp00_Gp00 | A2- Bolivia 33 kV | All generators | 0.91 | cap | Purnio 230/115 | m:cosphi:bushv | 0.99965 | ElmTr3
2031 | 2031_DzMN_GzMN_Dp00_Gp00 | A2- Bolivia 33 kV | All generators | 0.92 | cap | Purnio 230/115 | m:cosphi:bushv | 0.99978 | ElmTr3
2031 | 2031_DzMN_GzMN_Dp00_Gp00 | A2- Bolivia 33 kV | All generators | 0.93 | cap | Purnio 230/115 | m:cosphi:bushv | 0.99988 | ElmTr3
2031 | 2031_DzMN_GzMN_Dp00_Gp00 | A2- Bolivia 33 kV | All generators | 0.94 | cap | Purnio 230/115 | m:cosphi:bushv | 0.99995 | ElmTr3
2031 | 2031_DzMN_GzMN_Dp00_Gp00 | A2- Bolivia 33 kV | All generators | 0.95 | cap | Purnio 230/115 | m:cosphi:bushv | 0.99999 | ElmTr3
2031 | 2031_DzMN_GzMN_Dp00_Gp00 | A2- Bolivia 33 kV | All generators | 0.96 | cap | Purnio 230/115 | m:cosphi:bushv | 1 | ElmTr3
2031 | 2031_DzMN_GzMN_Dp00_Gp00 | A2- Bolivia 33 kV | All generators | 0.97 | cap | Purnio 230/115 | m:cosphi:bushv | 0.99998 | ElmTr3
2031 | 2031_DzMN_GzMN_Dp00_Gp00 | A2- Bolivia 33 kV | All generators | 0.98 | cap | Purnio 230/115 | m:cosphi:bushv | 0.99993 | ElmTr3
2031 | 2031_DzMN_GzMN_Dp00_Gp00 | A2- Bolivia 33 kV | All generators | 0.99 | cap | Purnio 230/115 | m:cosphi:bushv | 0.99982 | ElmTr3
2031 | 2031_DzMN_GzMN_Dp00_Gp00 | A2- Bolivia 33 kV | All generators | 1 | cap | Purnio 230/115 | m:cosphi:bushv | 0.9994 | ElmTr3
2031 | 2031_DzMN_GzMN_Dp00_Gp00 | A2- Bolivia 33 kV | All generators | 0.9 | cap | Victoria 115/33/13.8 kV | m:P:bushv in MW | 0.65402 | ElmTr3
2031 | 2031_DzMN_GzMN_Dp00_Gp00 | A2- Bolivia 33 kV | All generators | 0.91 | cap | Victoria 115/33/13.8 kV | m:P:bushv in MW | 0.59823 | ElmTr3
2031 | 2031_DzMN_GzMN_Dp00_Gp00 | A2- Bolivia 33 kV | All generators | 0.92 | cap | Victoria 115/33/13.8 kV | m:P:bushv in MW | 0.54757 | ElmTr3
2031 | 2031_DzMN_GzMN_Dp00_Gp00 | A2- Bolivia 33 kV | All generators | 0.93 | cap | Victoria 115/33/13.8 kV | m:P:bushv in MW | 0.50068 | ElmTr3
2031 | 2031_DzMN_GzMN_Dp00_Gp00 | A2- Bolivia 33 kV | All generators | 0.94 | cap | Victoria 115/33/13.8 kV | m:P:bushv in MW | 0.45651 | ElmTr3
2031 | 2031_DzMN_GzMN_Dp00_Gp00 | A2- Bolivia 33 kV | All generators | 0.95 | cap | Victoria 115/33/13.8 kV | m:P:bushv in MW | 0.4142 | ElmTr3
2031 | 2031_DzMN_GzMN_Dp00_Gp00 | A2- Bolivia 33 kV | All generators | 0.96 | cap | Victoria 115/33/13.8 kV | m:P:bushv in MW | 0.37286 | ElmTr3
2031 | 2031_DzMN_GzMN_Dp00_Gp00 | A2- Bolivia 33 kV | All generators | 0.97 | cap | Victoria 115/33/13.8 kV | m:P:bushv in MW | 0.33145 | ElmTr3
2031 | 2031_DzMN_GzMN_Dp00_Gp00 | A2- Bolivia 33 kV | All generators | 0.98 | cap | Victoria 115/33/13.8 kV | m:P:bushv in MW | 0.28832 | ElmTr3
2031 | 2031_DzMN_GzMN_Dp00_Gp00 | A2- Bolivia 33 kV | All generators | 0.99 | cap | Victoria 115/33/13.8 kV | m:P:bushv in MW | 0.23966 | ElmTr3
2031 | 2031_DzMN_GzMN_Dp00_Gp00 | A2- Bolivia 33 kV | All generators | 1 | cap | Victoria 115/33/13.8 kV | m:P:bushv in MW | 0.14644 | ElmTr3
2031 | 2031_DzMN_GzMN_Dp00_Gp00 | A2- Bolivia 33 kV | All generators | 0.9 | cap | Victoria 115/33/13.8 kV | m:Q:bushv in Mvar | 5.0175 | ElmTr3
2031 | 2031_DzMN_GzMN_Dp00_Gp00 | A2- Bolivia 33 kV | All generators | 0.91 | cap | Victoria 115/33/13.8 kV | m:Q:bushv in Mvar | 4.849 | ElmTr3
2031 | 2031_DzMN_GzMN_Dp00_Gp00 | A2- Bolivia 33 kV | All generators | 0.92 | cap | Victoria 115/33/13.8 kV | m:Q:bushv in Mvar | 4.6895 | ElmTr3
2031 | 2031_DzMN_GzMN_Dp00_Gp00 | A2- Bolivia 33 kV | All generators | 0.93 | cap | Victoria 115/33/13.8 kV | m:Q:bushv in Mvar | 4.5358 | ElmTr3
2031 | 2031_DzMN_GzMN_Dp00_Gp00 | A2- Bolivia 33 kV | All generators | 0.94 | cap | Victoria 115/33/13.8 kV | m:Q:bushv in Mvar | 4.3851 | ElmTr3
2031 | 2031_DzMN_GzMN_Dp00_Gp00 | A2- Bolivia 33 kV | All generators | 0.95 | cap | Victoria 115/33/13.8 kV | m:Q:bushv in Mvar | 4.2346 | ElmTr3
2031 | 2031_DzMN_GzMN_Dp00_Gp00 | A2- Bolivia 33 kV | All generators | 0.96 | cap | Victoria 115/33/13.8 kV | m:Q:bushv in Mvar | 4.0812 | ElmTr3
2031 | 2031_DzMN_GzMN_Dp00_Gp00 | A2- Bolivia 33 kV | All generators | 0.97 | cap | Victoria 115/33/13.8 kV | m:Q:bushv in Mvar | 3.9204 | ElmTr3
2031 | 2031_DzMN_GzMN_Dp00_Gp00 | A2- Bolivia 33 kV | All generators | 0.98 | cap | Victoria 115/33/13.8 kV | m:Q:bushv in Mvar | 3.7441 | ElmTr3
2031 | 2031_DzMN_GzMN_Dp00_Gp00 | A2- Bolivia 33 kV | All generators | 0.99 | cap | Victoria 115/33/13.8 kV | m:Q:bushv in Mvar | 3.5328 | ElmTr3
2031 | 2031_DzMN_GzMN_Dp00_Gp00 | A2- Bolivia 33 kV | All generators | 1 | cap | Victoria 115/33/13.8 kV | m:Q:bushv in Mvar | 3.0801 | ElmTr3
2031 | 2031_DzMN_GzMN_Dp00_Gp00 | A2- Bolivia 33 kV | All generators | 0.9 | cap | Victoria 115/33/13.8 kV | m:cosphi:bushv | 0.12925 | ElmTr3
2031 | 2031_DzMN_GzMN_Dp00_Gp00 | A2- Bolivia 33 kV | All generators | 0.91 | cap | Victoria 115/33/13.8 kV | m:cosphi:bushv | 0.12244 | ElmTr3
2031 | 2031_DzMN_GzMN_Dp00_Gp00 | A2- Bolivia 33 kV | All generators | 0.92 | cap | Victoria 115/33/13.8 kV | m:cosphi:bushv | 0.11598 | ElmTr3
2031 | 2031_DzMN_GzMN_Dp00_Gp00 | A2- Bolivia 33 kV | All generators | 0.93 | cap | Victoria 115/33/13.8 kV | m:cosphi:bushv | 0.10972 | ElmTr3
2031 | 2031_DzMN_GzMN_Dp00_Gp00 | A2- Bolivia 33 kV | All generators | 0.94 | cap | Victoria 115/33/13.8 kV | m:cosphi:bushv | 0.10355 | ElmTr3
2031 | 2031_DzMN_GzMN_Dp00_Gp00 | A2- Bolivia 33 kV | All generators | 0.95 | cap | Victoria 115/33/13.8 kV | m:cosphi:bushv | 0.097348 | ElmTr3
2031 | 2031_DzMN_GzMN_Dp00_Gp00 | A2- Bolivia 33 kV | All generators | 0.96 | cap | Victoria 115/33/13.8 kV | m:cosphi:bushv | 0.090981 | ElmTr3
2031 | 2031_DzMN_GzMN_Dp00_Gp00 | A2- Bolivia 33 kV | All generators | 0.97 | cap | Victoria 115/33/13.8 kV | m:cosphi:bushv | 0.084244 | ElmTr3
2031 | 2031_DzMN_GzMN_Dp00_Gp00 | A2- Bolivia 33 kV | All generators | 0.98 | cap | Victoria 115/33/13.8 kV | m:cosphi:bushv | 0.076778 | ElmTr3
2031 | 2031_DzMN_GzMN_Dp00_Gp00 | A2- Bolivia 33 kV | All generators | 0.99 | cap | Victoria 115/33/13.8 kV | m:cosphi:bushv | 0.067682 | ElmTr3
2031 | 2031_DzMN_GzMN_Dp00_Gp00 | A2- Bolivia 33 kV | All generators | 1 | cap | Victoria 115/33/13.8 kV | m:cosphi:bushv | 0.047489 | ElmTr3
2031 | 2031_DzMN_GzMN_Dp00_Gp00 | A2- Bolivia 33 kV | All generators | 0.9 | ind | Dorada - Magdalena 115 kV | m:P:bus1 in MW | 31.2204 | ElmLne
2031 | 2031_DzMN_GzMN_Dp00_Gp00 | A2- Bolivia 33 kV | All generators | 0.91 | ind | Dorada - Magdalena 115 kV | m:P:bus1 in MW | 31.2158 | ElmLne
2031 | 2031_DzMN_GzMN_Dp00_Gp00 | A2- Bolivia 33 kV | All generators | 0.92 | ind | Dorada - Magdalena 115 kV | m:P:bus1 in MW | 31.2109 | ElmLne
2031 | 2031_DzMN_GzMN_Dp00_Gp00 | A2- Bolivia 33 kV | All generators | 0.93 | ind | Dorada - Magdalena 115 kV | m:P:bus1 in MW | 31.2057 | ElmLne
2031 | 2031_DzMN_GzMN_Dp00_Gp00 | A2- Bolivia 33 kV | All generators | 0.94 | ind | Dorada - Magdalena 115 kV | m:P:bus1 in MW | 31.2 | ElmLne
2031 | 2031_DzMN_GzMN_Dp00_Gp00 | A2- Bolivia 33 kV | All generators | 0.95 | ind | Dorada - Magdalena 115 kV | m:P:bus1 in MW | 31.1938 | ElmLne
2031 | 2031_DzMN_GzMN_Dp00_Gp00 | A2- Bolivia 33 kV | All generators | 0.96 | ind | Dorada - Magdalena 115 kV | m:P:bus1 in MW | 31.1869 | ElmLne
2031 | 2031_DzMN_GzMN_Dp00_Gp00 | A2- Bolivia 33 kV | All generators | 0.97 | ind | Dorada - Magdalena 115 kV | m:P:bus1 in MW | 31.1788 | ElmLne
2031 | 2031_DzMN_GzMN_Dp00_Gp00 | A2- Bolivia 33 kV | All generators | 0.98 | ind | Dorada - Magdalena 115 kV | m:P:bus1 in MW | 31.1691 | ElmLne
2031 | 2031_DzMN_GzMN_Dp00_Gp00 | A2- Bolivia 33 kV | All generators | 0.99 | ind | Dorada - Magdalena 115 kV | m:P:bus1 in MW | 31.1559 | ElmLne
2031 | 2031_DzMN_GzMN_Dp00_Gp00 | A2- Bolivia 33 kV | All generators | 1 | ind | Dorada - Magdalena 115 kV | m:P:bus1 in MW | 31.1209 | ElmLne
2031 | 2031_DzMN_GzMN_Dp00_Gp00 | A2- Bolivia 33 kV | All generators | 0.9 | ind | Dorada - Magdalena 115 kV | m:P:bus2 in MW | -31.171 | ElmLne
2031 | 2031_DzMN_GzMN_Dp00_Gp00 | A2- Bolivia 33 kV | All generators | 0.91 | ind | Dorada - Magdalena 115 kV | m:P:bus2 in MW | -31.1664 | ElmLne
2031 | 2031_DzMN_GzMN_Dp00_Gp00 | A2- Bolivia 33 kV | All generators | 0.92 | ind | Dorada - Magdalena 115 kV | m:P:bus2 in MW | -31.1615 | ElmLne
2031 | 2031_DzMN_GzMN_Dp00_Gp00 | A2- Bolivia 33 kV | All generators | 0.93 | ind | Dorada - Magdalena 115 kV | m:P:bus2 in MW | -31.1563 | ElmLne
2031 | 2031_DzMN_GzMN_Dp00_Gp00 | A2- Bolivia 33 kV | All generators | 0.94 | ind | Dorada - Magdalena 115 kV | m:P:bus2 in MW | -31.1506 | ElmLne
2031 | 2031_DzMN_GzMN_Dp00_Gp00 | A2- Bolivia 33 kV | All generators | 0.95 | ind | Dorada - Magdalena 115 kV | m:P:bus2 in MW | -31.1445 | ElmLne
2031 | 2031_DzMN_GzMN_Dp00_Gp00 | A2- Bolivia 33 kV | All generators | 0.96 | ind | Dorada - Magdalena 115 kV | m:P:bus2 in MW | -31.1375 | ElmLne
2031 | 2031_DzMN_GzMN_Dp00_Gp00 | A2- Bolivia 33 kV | All generators | 0.97 | ind | Dorada - Magdalena 115 kV | m:P:bus2 in MW | -31.1295 | ElmLne
2031 | 2031_DzMN_GzMN_Dp00_Gp00 | A2- Bolivia 33 kV | All generators | 0.98 | ind | Dorada - Magdalena 115 kV | m:P:bus2 in MW | -31.1198 | ElmLne
2031 | 2031_DzMN_GzMN_Dp00_Gp00 | A2- Bolivia 33 kV | All generators | 0.99 | ind | Dorada - Magdalena 115 kV | m:P:bus2 in MW | -31.1066 | ElmLne
2031 | 2031_DzMN_GzMN_Dp00_Gp00 | A2- Bolivia 33 kV | All generators | 1 | ind | Dorada - Magdalena 115 kV | m:P:bus2 in MW | -31.0716 | ElmLne
2031 | 2031_DzMN_GzMN_Dp00_Gp00 | A2- Bolivia 33 kV | All generators | 0.9 | ind | Dorada - Magdalena 115 kV | m:Q:bus1 in Mvar | -0.39832 | ElmLne
2031 | 2031_DzMN_GzMN_Dp00_Gp00 | A2- Bolivia 33 kV | All generators | 0.91 | ind | Dorada - Magdalena 115 kV | m:Q:bus1 in Mvar | -0.41782 | ElmLne
2031 | 2031_DzMN_GzMN_Dp00_Gp00 | A2- Bolivia 33 kV | All generators | 0.92 | ind | Dorada - Magdalena 115 kV | m:Q:bus1 in Mvar | -0.4382 | ElmLne
2031 | 2031_DzMN_GzMN_Dp00_Gp00 | A2- Bolivia 33 kV | All generators | 0.93 | ind | Dorada - Magdalena 115 kV | m:Q:bus1 in Mvar | -0.45968 | ElmLne
2031 | 2031_DzMN_GzMN_Dp00_Gp00 | A2- Bolivia 33 kV | All generators | 0.94 | ind | Dorada - Magdalena 115 kV | m:Q:bus1 in Mvar | -0.48255 | ElmLne
2031 | 2031_DzMN_GzMN_Dp00_Gp00 | A2- Bolivia 33 kV | All generators | 0.95 | ind | Dorada - Magdalena 115 kV | m:Q:bus1 in Mvar | -0.50724 | ElmLne
2031 | 2031_DzMN_GzMN_Dp00_Gp00 | A2- Bolivia 33 kV | All generators | 0.96 | ind | Dorada - Magdalena 115 kV | m:Q:bus1 in Mvar | -0.5344 | ElmLne
2031 | 2031_DzMN_GzMN_Dp00_Gp00 | A2- Bolivia 33 kV | All generators | 0.97 | ind | Dorada - Magdalena 115 kV | m:Q:bus1 in Mvar | -0.56516 | ElmLne
2031 | 2031_DzMN_GzMN_Dp00_Gp00 | A2- Bolivia 33 kV | All generators | 0.98 | ind | Dorada - Magdalena 115 kV | m:Q:bus1 in Mvar | -0.60171 | ElmLne
2031 | 2031_DzMN_GzMN_Dp00_Gp00 | A2- Bolivia 33 kV | All generators | 0.99 | ind | Dorada - Magdalena 115 kV | m:Q:bus1 in Mvar | -0.64977 | ElmLne
2031 | 2031_DzMN_GzMN_Dp00_Gp00 | A2- Bolivia 33 kV | All generators | 1 | ind | Dorada - Magdalena 115 kV | m:Q:bus1 in Mvar | -0.77081 | ElmLne
2031 | 2031_DzMN_GzMN_Dp00_Gp00 | A2- Bolivia 33 kV | All generators | 0.9 | ind | Dorada - Magdalena 115 kV | m:Q:bus2 in Mvar | 0.27192 | ElmLne
2031 | 2031_DzMN_GzMN_Dp00_Gp00 | A2- Bolivia 33 kV | All generators | 0.91 | ind | Dorada - Magdalena 115 kV | m:Q:bus2 in Mvar | 0.29147 | ElmLne
2031 | 2031_DzMN_GzMN_Dp00_Gp00 | A2- Bolivia 33 kV | All generators | 0.92 | ind | Dorada - Magdalena 115 kV | m:Q:bus2 in Mvar | 0.3119 | ElmLne
2031 | 2031_DzMN_GzMN_Dp00_Gp00 | A2- Bolivia 33 kV | All generators | 0.93 | ind | Dorada - Magdalena 115 kV | m:Q:bus2 in Mvar | 0.33343 | ElmLne
2031 | 2031_DzMN_GzMN_Dp00_Gp00 | A2- Bolivia 33 kV | All generators | 0.94 | ind | Dorada - Magdalena 115 kV | m:Q:bus2 in Mvar | 0.35636 | ElmLne
2031 | 2031_DzMN_GzMN_Dp00_Gp00 | A2- Bolivia 33 kV | All generators | 0.95 | ind | Dorada - Magdalena 115 kV | m:Q:bus2 in Mvar | 0.38111 | ElmLne
2031 | 2031_DzMN_GzMN_Dp00_Gp00 | A2- Bolivia 33 kV | All generators | 0.96 | ind | Dorada - Magdalena 115 kV | m:Q:bus2 in Mvar | 0.40834 | ElmLne
2031 | 2031_DzMN_GzMN_Dp00_Gp00 | A2- Bolivia 33 kV | All generators | 0.97 | ind | Dorada - Magdalena 115 kV | m:Q:bus2 in Mvar | 0.43917 | ElmLne
2031 | 2031_DzMN_GzMN_Dp00_Gp00 | A2- Bolivia 33 kV | All generators | 0.98 | ind | Dorada - Magdalena 115 kV | m:Q:bus2 in Mvar | 0.4758 | ElmLne
2031 | 2031_DzMN_GzMN_Dp00_Gp00 | A2- Bolivia 33 kV | All generators | 0.99 | ind | Dorada - Magdalena 115 kV | m:Q:bus2 in Mvar | 0.52397 | ElmLne
2031 | 2031_DzMN_GzMN_Dp00_Gp00 | A2- Bolivia 33 kV | All generators | 1 | ind | Dorada - Magdalena 115 kV | m:Q:bus2 in Mvar | 0.64523 | ElmLne
2031 | 2031_DzMN_GzMN_Dp00_Gp00 | A2- Bolivia 33 kV | All generators | 0.9 | ind | Dorada - Magdalena 115 kV | m:cosphi:bus1 | 0.99992 | ElmLne
2031 | 2031_DzMN_GzMN_Dp00_Gp00 | A2- Bolivia 33 kV | All generators | 0.91 | ind | Dorada - Magdalena 115 kV | m:cosphi:bus1 | 0.99991 | ElmLne
2031 | 2031_DzMN_GzMN_Dp00_Gp00 | A2- Bolivia 33 kV | All generators | 0.92 | ind | Dorada - Magdalena 115 kV | m:cosphi:bus1 | 0.9999 | ElmLne
2031 | 2031_DzMN_GzMN_Dp00_Gp00 | A2- Bolivia 33 kV | All generators | 0.93 | ind | Dorada - Magdalena 115 kV | m:cosphi:bus1 | 0.99989 | ElmLne
2031 | 2031_DzMN_GzMN_Dp00_Gp00 | A2- Bolivia 33 kV | All generators | 0.94 | ind | Dorada - Magdalena 115 kV | m:cosphi:bus1 | 0.99988 | ElmLne
2031 | 2031_DzMN_GzMN_Dp00_Gp00 | A2- Bolivia 33 kV | All generators | 0.95 | ind | Dorada - Magdalena 115 kV | m:cosphi:bus1 | 0.99987 | ElmLne
2031 | 2031_DzMN_GzMN_Dp00_Gp00 | A2- Bolivia 33 kV | All generators | 0.96 | ind | Dorada - Magdalena 115 kV | m:cosphi:bus1 | 0.99985 | ElmLne
2031 | 2031_DzMN_GzMN_Dp00_Gp00 | A2- Bolivia 33 kV | All generators | 0.97 | ind | Dorada - Magdalena 115 kV | m:cosphi:bus1 | 0.99984 | ElmLne
2031 | 2031_DzMN_GzMN_Dp00_Gp00 | A2- Bolivia 33 kV | All generators | 0.98 | ind | Dorada - Magdalena 115 kV | m:cosphi:bus1 | 0.99981 | ElmLne
2031 | 2031_DzMN_GzMN_Dp00_Gp00 | A2- Bolivia 33 kV | All generators | 0.99 | ind | Dorada - Magdalena 115 kV | m:cosphi:bus1 | 0.99978 | ElmLne
2031 | 2031_DzMN_GzMN_Dp00_Gp00 | A2- Bolivia 33 kV | All generators | 1 | ind | Dorada - Magdalena 115 kV | m:cosphi:bus1 | 0.99969 | ElmLne
2031 | 2031_DzMN_GzMN_Dp00_Gp00 | A2- Bolivia 33 kV | All generators | 0.9 | ind | Dorada - Magdalena 115 kV | m:cosphi:bus2 | -0.99996 | ElmLne
2031 | 2031_DzMN_GzMN_Dp00_Gp00 | A2- Bolivia 33 kV | All generators | 0.91 | ind | Dorada - Magdalena 115 kV | m:cosphi:bus2 | -0.99996 | ElmLne
2031 | 2031_DzMN_GzMN_Dp00_Gp00 | A2- Bolivia 33 kV | All generators | 0.92 | ind | Dorada - Magdalena 115 kV | m:cosphi:bus2 | -0.99995 | ElmLne
2031 | 2031_DzMN_GzMN_Dp00_Gp00 | A2- Bolivia 33 kV | All generators | 0.93 | ind | Dorada - Magdalena 115 kV | m:cosphi:bus2 | -0.99994 | ElmLne
2031 | 2031_DzMN_GzMN_Dp00_Gp00 | A2- Bolivia 33 kV | All generators | 0.94 | ind | Dorada - Magdalena 115 kV | m:cosphi:bus2 | -0.99994 | ElmLne
2031 | 2031_DzMN_GzMN_Dp00_Gp00 | A2- Bolivia 33 kV | All generators | 0.95 | ind | Dorada - Magdalena 115 kV | m:cosphi:bus2 | -0.99992 | ElmLne
2031 | 2031_DzMN_GzMN_Dp00_Gp00 | A2- Bolivia 33 kV | All generators | 0.96 | ind | Dorada - Magdalena 115 kV | m:cosphi:bus2 | -0.99991 | ElmLne
2031 | 2031_DzMN_GzMN_Dp00_Gp00 | A2- Bolivia 33 kV | All generators | 0.97 | ind | Dorada - Magdalena 115 kV | m:cosphi:bus2 | -0.9999 | ElmLne
2031 | 2031_DzMN_GzMN_Dp00_Gp00 | A2- Bolivia 33 kV | All generators | 0.98 | ind | Dorada - Magdalena 115 kV | m:cosphi:bus2 | -0.99988 | ElmLne
2031 | 2031_DzMN_GzMN_Dp00_Gp00 | A2- Bolivia 33 kV | All generators | 0.99 | ind | Dorada - Magdalena 115 kV | m:cosphi:bus2 | -0.99986 | ElmLne
2031 | 2031_DzMN_GzMN_Dp00_Gp00 | A2- Bolivia 33 kV | All generators | 1 | ind | Dorada - Magdalena 115 kV | m:cosphi:bus2 | -0.99978 | ElmLne
2031 | 2031_DzMN_GzMN_Dp00_Gp00 | A2- Bolivia 33 kV | All generators | 0.9 | ind | Mariquita - Victoria 2 115 | m:P:bus1 in MW | 5.3849 | ElmLne
2031 | 2031_DzMN_GzMN_Dp00_Gp00 | A2- Bolivia 33 kV | All generators | 0.91 | ind | Mariquita - Victoria 2 115 | m:P:bus1 in MW | 5.3924 | ElmLne
2031 | 2031_DzMN_GzMN_Dp00_Gp00 | A2- Bolivia 33 kV | All generators | 0.92 | ind | Mariquita - Victoria 2 115 | m:P:bus1 in MW | 5.4001 | ElmLne
2031 | 2031_DzMN_GzMN_Dp00_Gp00 | A2- Bolivia 33 kV | All generators | 0.93 | ind | Mariquita - Victoria 2 115 | m:P:bus1 in MW | 5.4081 | ElmLne
2031 | 2031_DzMN_GzMN_Dp00_Gp00 | A2- Bolivia 33 kV | All generators | 0.94 | ind | Mariquita - Victoria 2 115 | m:P:bus1 in MW | 5.4164 | ElmLne
2031 | 2031_DzMN_GzMN_Dp00_Gp00 | A2- Bolivia 33 kV | All generators | 0.95 | ind | Mariquita - Victoria 2 115 | m:P:bus1 in MW | 5.4253 | ElmLne
2031 | 2031_DzMN_GzMN_Dp00_Gp00 | A2- Bolivia 33 kV | All generators | 0.96 | ind | Mariquita - Victoria 2 115 | m:P:bus1 in MW | 5.4348 | ElmLne
2031 | 2031_DzMN_GzMN_Dp00_Gp00 | A2- Bolivia 33 kV | All generators | 0.97 | ind | Mariquita - Victoria 2 115 | m:P:bus1 in MW | 5.4453 | ElmLne
2031 | 2031_DzMN_GzMN_Dp00_Gp00 | A2- Bolivia 33 kV | All generators | 0.98 | ind | Mariquita - Victoria 2 115 | m:P:bus1 in MW | 5.4575 | ElmLne
2031 | 2031_DzMN_GzMN_Dp00_Gp00 | A2- Bolivia 33 kV | All generators | 0.99 | ind | Mariquita - Victoria 2 115 | m:P:bus1 in MW | 5.4729 | ElmLne
2031 | 2031_DzMN_GzMN_Dp00_Gp00 | A2- Bolivia 33 kV | All generators | 1 | ind | Mariquita - Victoria 2 115 | m:P:bus1 in MW | 5.5087 | ElmLne
2031 | 2031_DzMN_GzMN_Dp00_Gp00 | A2- Bolivia 33 kV | All generators | 0.9 | ind | Mariquita - Victoria 2 115 | m:P:bus2 in MW | -5.3653 | ElmLne
2031 | 2031_DzMN_GzMN_Dp00_Gp00 | A2- Bolivia 33 kV | All generators | 0.91 | ind | Mariquita - Victoria 2 115 | m:P:bus2 in MW | -5.3727 | ElmLne
2031 | 2031_DzMN_GzMN_Dp00_Gp00 | A2- Bolivia 33 kV | All generators | 0.92 | ind | Mariquita - Victoria 2 115 | m:P:bus2 in MW | -5.3803 | ElmLne
2031 | 2031_DzMN_GzMN_Dp00_Gp00 | A2- Bolivia 33 kV | All generators | 0.93 | ind | Mariquita - Victoria 2 115 | m:P:bus2 in MW | -5.3881 | ElmLne
2031 | 2031_DzMN_GzMN_Dp00_Gp00 | A2- Bolivia 33 kV | All generators | 0.94 | ind | Mariquita - Victoria 2 115 | m:P:bus2 in MW | -5.3964 | ElmLne
2031 | 2031_DzMN_GzMN_Dp00_Gp00 | A2- Bolivia 33 kV | All generators | 0.95 | ind | Mariquita - Victoria 2 115 | m:P:bus2 in MW | -5.4051 | ElmLne
2031 | 2031_DzMN_GzMN_Dp00_Gp00 | A2- Bolivia 33 kV | All generators | 0.96 | ind | Mariquita - Victoria 2 115 | m:P:bus2 in MW | -5.4145 | ElmLne
2031 | 2031_DzMN_GzMN_Dp00_Gp00 | A2- Bolivia 33 kV | All generators | 0.97 | ind | Mariquita - Victoria 2 115 | m:P:bus2 in MW | -5.4249 | ElmLne
2031 | 2031_DzMN_GzMN_Dp00_Gp00 | A2- Bolivia 33 kV | All generators | 0.98 | ind | Mariquita - Victoria 2 115 | m:P:bus2 in MW | -5.4369 | ElmLne
2031 | 2031_DzMN_GzMN_Dp00_Gp00 | A2- Bolivia 33 kV | All generators | 0.99 | ind | Mariquita - Victoria 2 115 | m:P:bus2 in MW | -5.452 | ElmLne
2031 | 2031_DzMN_GzMN_Dp00_Gp00 | A2- Bolivia 33 kV | All generators | 1 | ind | Mariquita - Victoria 2 115 | m:P:bus2 in MW | -5.4872 | ElmLne
2031 | 2031_DzMN_GzMN_Dp00_Gp00 | A2- Bolivia 33 kV | All generators | 0.9 | ind | Mariquita - Victoria 2 115 | m:Q:bus1 in Mvar | -8.4588 | ElmLne
2031 | 2031_DzMN_GzMN_Dp00_Gp00 | A2- Bolivia 33 kV | All generators | 0.91 | ind | Mariquita - Victoria 2 115 | m:Q:bus1 in Mvar | -8.4797 | ElmLne
2031 | 2031_DzMN_GzMN_Dp00_Gp00 | A2- Bolivia 33 kV | All generators | 0.92 | ind | Mariquita - Victoria 2 115 | m:Q:bus1 in Mvar | -8.5015 | ElmLne
2031 | 2031_DzMN_GzMN_Dp00_Gp00 | A2- Bolivia 33 kV | All generators | 0.93 | ind | Mariquita - Victoria 2 115 | m:Q:bus1 in Mvar | -8.5245 | ElmLne
2031 | 2031_DzMN_GzMN_Dp00_Gp00 | A2- Bolivia 33 kV | All generators | 0.94 | ind | Mariquita - Victoria 2 115 | m:Q:bus1 in Mvar | -8.549 | ElmLne
2031 | 2031_DzMN_GzMN_Dp00_Gp00 | A2- Bolivia 33 kV | All generators | 0.95 | ind | Mariquita - Victoria 2 115 | m:Q:bus1 in Mvar | -8.5755 | ElmLne
2031 | 2031_DzMN_GzMN_Dp00_Gp00 | A2- Bolivia 33 kV | All generators | 0.96 | ind | Mariquita - Victoria 2 115 | m:Q:bus1 in Mvar | -8.6047 | ElmLne
2031 | 2031_DzMN_GzMN_Dp00_Gp00 | A2- Bolivia 33 kV | All generators | 0.97 | ind | Mariquita - Victoria 2 115 | m:Q:bus1 in Mvar | -8.6378 | ElmLne
2031 | 2031_DzMN_GzMN_Dp00_Gp00 | A2- Bolivia 33 kV | All generators | 0.98 | ind | Mariquita - Victoria 2 115 | m:Q:bus1 in Mvar | -8.6772 | ElmLne
2031 | 2031_DzMN_GzMN_Dp00_Gp00 | A2- Bolivia 33 kV | All generators | 0.99 | ind | Mariquita - Victoria 2 115 | m:Q:bus1 in Mvar | -8.7292 | ElmLne
2031 | 2031_DzMN_GzMN_Dp00_Gp00 | A2- Bolivia 33 kV | All generators | 1 | ind | Mariquita - Victoria 2 115 | m:Q:bus1 in Mvar | -8.8604 | ElmLne
2031 | 2031_DzMN_GzMN_Dp00_Gp00 | A2- Bolivia 33 kV | All generators | 0.9 | ind | Mariquita - Victoria 2 115 | m:Q:bus2 in Mvar | 7.8353 | ElmLne
2031 | 2031_DzMN_GzMN_Dp00_Gp00 | A2- Bolivia 33 kV | All generators | 0.91 | ind | Mariquita - Victoria 2 115 | m:Q:bus2 in Mvar | 7.8566 | ElmLne
2031 | 2031_DzMN_GzMN_Dp00_Gp00 | A2- Bolivia 33 kV | All generators | 0.92 | ind | Mariquita - Victoria 2 115 | m:Q:bus2 in Mvar | 7.8789 | ElmLne
2031 | 2031_DzMN_GzMN_Dp00_Gp00 | A2- Bolivia 33 kV | All generators | 0.93 | ind | Mariquita - Victoria 2 115 | m:Q:bus2 in Mvar | 7.9024 | ElmLne
2031 | 2031_DzMN_GzMN_Dp00_Gp00 | A2- Bolivia 33 kV | All generators | 0.94 | ind | Mariquita - Victoria 2 115 | m:Q:bus2 in Mvar | 7.9274 | ElmLne
2031 | 2031_DzMN_GzMN_Dp00_Gp00 | A2- Bolivia 33 kV | All generators | 0.95 | ind | Mariquita - Victoria 2 115 | m:Q:bus2 in Mvar | 7.9545 | ElmLne
2031 | 2031_DzMN_GzMN_Dp00_Gp00 | A2- Bolivia 33 kV | All generators | 0.96 | ind | Mariquita - Victoria 2 115 | m:Q:bus2 in Mvar | 7.9843 | ElmLne
2031 | 2031_DzMN_GzMN_Dp00_Gp00 | A2- Bolivia 33 kV | All generators | 0.97 | ind | Mariquita - Victoria 2 115 | m:Q:bus2 in Mvar | 8.0181 | ElmLne
2031 | 2031_DzMN_GzMN_Dp00_Gp00 | A2- Bolivia 33 kV | All generators | 0.98 | ind | Mariquita - Victoria 2 115 | m:Q:bus2 in Mvar | 8.0584 | ElmLne
2031 | 2031_DzMN_GzMN_Dp00_Gp00 | A2- Bolivia 33 kV | All generators | 0.99 | ind | Mariquita - Victoria 2 115 | m:Q:bus2 in Mvar | 8.1114 | ElmLne
2031 | 2031_DzMN_GzMN_Dp00_Gp00 | A2- Bolivia 33 kV | All generators | 1 | ind | Mariquita - Victoria 2 115 | m:Q:bus2 in Mvar | 8.2454 | ElmLne
2031 | 2031_DzMN_GzMN_Dp00_Gp00 | A2- Bolivia 33 kV | All generators | 0.9 | ind | Mariquita - Victoria 2 115 | m:cosphi:bus1 | 0.53702 | ElmLne
2031 | 2031_DzMN_GzMN_Dp00_Gp00 | A2- Bolivia 33 kV | All generators | 0.91 | ind | Mariquita - Victoria 2 115 | m:cosphi:bus1 | 0.53661 | ElmLne
2031 | 2031_DzMN_GzMN_Dp00_Gp00 | A2- Bolivia 33 kV | All generators | 0.92 | ind | Mariquita - Victoria 2 115 | m:cosphi:bus1 | 0.53617 | ElmLne
2031 | 2031_DzMN_GzMN_Dp00_Gp00 | A2- Bolivia 33 kV | All generators | 0.93 | ind | Mariquita - Victoria 2 115 | m:cosphi:bus1 | 0.5357 | ElmLne
2031 | 2031_DzMN_GzMN_Dp00_Gp00 | A2- Bolivia 33 kV | All generators | 0.94 | ind | Mariquita - Victoria 2 115 | m:cosphi:bus1 | 0.53519 | ElmLne
2031 | 2031_DzMN_GzMN_Dp00_Gp00 | A2- Bolivia 33 kV | All generators | 0.95 | ind | Mariquita - Victoria 2 115 | m:cosphi:bus1 | 0.53464 | ElmLne
2031 | 2031_DzMN_GzMN_Dp00_Gp00 | A2- Bolivia 33 kV | All generators | 0.96 | ind | Mariquita - Victoria 2 115 | m:cosphi:bus1 | 0.53401 | ElmLne
2031 | 2031_DzMN_GzMN_Dp00_Gp00 | A2- Bolivia 33 kV | All generators | 0.97 | ind | Mariquita - Victoria 2 115 | m:cosphi:bus1 | 0.53328 | ElmLne
2031 | 2031_DzMN_GzMN_Dp00_Gp00 | A2- Bolivia 33 kV | All generators | 0.98 | ind | Mariquita - Victoria 2 115 | m:cosphi:bus1 | 0.5324 | ElmLne
2031 | 2031_DzMN_GzMN_Dp00_Gp00 | A2- Bolivia 33 kV | All generators | 0.99 | ind | Mariquita - Victoria 2 115 | m:cosphi:bus1 | 0.5312 | ElmLne
2031 | 2031_DzMN_GzMN_Dp00_Gp00 | A2- Bolivia 33 kV | All generators | 1 | ind | Mariquita - Victoria 2 115 | m:cosphi:bus1 | 0.52799 | ElmLne
2031 | 2031_DzMN_GzMN_Dp00_Gp00 | A2- Bolivia 33 kV | All generators | 0.9 | ind | Mariquita - Victoria 2 115 | m:cosphi:bus2 | -0.56499 | ElmLne
2031 | 2031_DzMN_GzMN_Dp00_Gp00 | A2- Bolivia 33 kV | All generators | 0.91 | ind | Mariquita - Victoria 2 115 | m:cosphi:bus2 | -0.56447 | ElmLne
2031 | 2031_DzMN_GzMN_Dp00_Gp00 | A2- Bolivia 33 kV | All generators | 0.92 | ind | Mariquita - Victoria 2 115 | m:cosphi:bus2 | -0.56393 | ElmLne
2031 | 2031_DzMN_GzMN_Dp00_Gp00 | A2- Bolivia 33 kV | All generators | 0.93 | ind | Mariquita - Victoria 2 115 | m:cosphi:bus2 | -0.56335 | ElmLne
2031 | 2031_DzMN_GzMN_Dp00_Gp00 | A2- Bolivia 33 kV | All generators | 0.94 | ind | Mariquita - Victoria 2 115 | m:cosphi:bus2 | -0.56272 | ElmLne
2031 | 2031_DzMN_GzMN_Dp00_Gp00 | A2- Bolivia 33 kV | All generators | 0.95 | ind | Mariquita - Victoria 2 115 | m:cosphi:bus2 | -0.56203 | ElmLne
2031 | 2031_DzMN_GzMN_Dp00_Gp00 | A2- Bolivia 33 kV | All generators | 0.96 | ind | Mariquita - Victoria 2 115 | m:cosphi:bus2 | -0.56126 | ElmLne
2031 | 2031_DzMN_GzMN_Dp00_Gp00 | A2- Bolivia 33 kV | All generators | 0.97 | ind | Mariquita - Victoria 2 115 | m:cosphi:bus2 | -0.56037 | ElmLne
2031 | 2031_DzMN_GzMN_Dp00_Gp00 | A2- Bolivia 33 kV | All generators | 0.98 | ind | Mariquita - Victoria 2 115 | m:cosphi:bus2 | -0.55929 | ElmLne
2031 | 2031_DzMN_GzMN_Dp00_Gp00 | A2- Bolivia 33 kV | All generators | 0.99 | ind | Mariquita - Victoria 2 115 | m:cosphi:bus2 | -0.55785 | ElmLne
2031 | 2031_DzMN_GzMN_Dp00_Gp00 | A2- Bolivia 33 kV | All generators | 1 | ind | Mariquita - Victoria 2 115 | m:cosphi:bus2 | -0.55402 | ElmLne
2031 | 2031_DzMN_GzMN_Dp00_Gp00 | A2- Bolivia 33 kV | All generators | 0.9 | ind | Dorada 115/33/13.8 kV | m:P:bushv in MW | 3.5932 | ElmTr3
2031 | 2031_DzMN_GzMN_Dp00_Gp00 | A2- Bolivia 33 kV | All generators | 0.91 | ind | Dorada 115/33/13.8 kV | m:P:bushv in MW | 3.5968 | ElmTr3
2031 | 2031_DzMN_GzMN_Dp00_Gp00 | A2- Bolivia 33 kV | All generators | 0.92 | ind | Dorada 115/33/13.8 kV | m:P:bushv in MW | 3.6006 | ElmTr3
2031 | 2031_DzMN_GzMN_Dp00_Gp00 | A2- Bolivia 33 kV | All generators | 0.93 | ind | Dorada 115/33/13.8 kV | m:P:bushv in MW | 3.6046 | ElmTr3
2031 | 2031_DzMN_GzMN_Dp00_Gp00 | A2- Bolivia 33 kV | All generators | 0.94 | ind | Dorada 115/33/13.8 kV | m:P:bushv in MW | 3.609 | ElmTr3
2031 | 2031_DzMN_GzMN_Dp00_Gp00 | A2- Bolivia 33 kV | All generators | 0.95 | ind | Dorada 115/33/13.8 kV | m:P:bushv in MW | 3.6137 | ElmTr3
2031 | 2031_DzMN_GzMN_Dp00_Gp00 | A2- Bolivia 33 kV | All generators | 0.96 | ind | Dorada 115/33/13.8 kV | m:P:bushv in MW | 3.619 | ElmTr3
2031 | 2031_DzMN_GzMN_Dp00_Gp00 | A2- Bolivia 33 kV | All generators | 0.97 | ind | Dorada 115/33/13.8 kV | m:P:bushv in MW | 3.625 | ElmTr3
2031 | 2031_DzMN_GzMN_Dp00_Gp00 | A2- Bolivia 33 kV | All generators | 0.98 | ind | Dorada 115/33/13.8 kV | m:P:bushv in MW | 3.6323 | ElmTr3
2031 | 2031_DzMN_GzMN_Dp00_Gp00 | A2- Bolivia 33 kV | All generators | 0.99 | ind | Dorada 115/33/13.8 kV | m:P:bushv in MW | 3.642 | ElmTr3
2031 | 2031_DzMN_GzMN_Dp00_Gp00 | A2- Bolivia 33 kV | All generators | 1 | ind | Dorada 115/33/13.8 kV | m:P:bushv in MW | 3.6673 | ElmTr3
2031 | 2031_DzMN_GzMN_Dp00_Gp00 | A2- Bolivia 33 kV | All generators | 0.9 | ind | Dorada 115/33/13.8 kV | m:Q:bushv in Mvar | 1.227 | ElmTr3
2031 | 2031_DzMN_GzMN_Dp00_Gp00 | A2- Bolivia 33 kV | All generators | 0.91 | ind | Dorada 115/33/13.8 kV | m:Q:bushv in Mvar | 1.2348 | ElmTr3
2031 | 2031_DzMN_GzMN_Dp00_Gp00 | A2- Bolivia 33 kV | All generators | 0.92 | ind | Dorada 115/33/13.8 kV | m:Q:bushv in Mvar | 1.2429 | ElmTr3
2031 | 2031_DzMN_GzMN_Dp00_Gp00 | A2- Bolivia 33 kV | All generators | 0.93 | ind | Dorada 115/33/13.8 kV | m:Q:bushv in Mvar | 1.2514 | ElmTr3
2031 | 2031_DzMN_GzMN_Dp00_Gp00 | A2- Bolivia 33 kV | All generators | 0.94 | ind | Dorada 115/33/13.8 kV | m:Q:bushv in Mvar | 1.2604 | ElmTr3
2031 | 2031_DzMN_GzMN_Dp00_Gp00 | A2- Bolivia 33 kV | All generators | 0.95 | ind | Dorada 115/33/13.8 kV | m:Q:bushv in Mvar | 1.2701 | ElmTr3
2031 | 2031_DzMN_GzMN_Dp00_Gp00 | A2- Bolivia 33 kV | All generators | 0.96 | ind | Dorada 115/33/13.8 kV | m:Q:bushv in Mvar | 1.2808 | ElmTr3
2031 | 2031_DzMN_GzMN_Dp00_Gp00 | A2- Bolivia 33 kV | All generators | 0.97 | ind | Dorada 115/33/13.8 kV | m:Q:bushv in Mvar | 1.2928 | ElmTr3
2031 | 2031_DzMN_GzMN_Dp00_Gp00 | A2- Bolivia 33 kV | All generators | 0.98 | ind | Dorada 115/33/13.8 kV | m:Q:bushv in Mvar | 1.3071 | ElmTr3
2031 | 2031_DzMN_GzMN_Dp00_Gp00 | A2- Bolivia 33 kV | All generators | 0.99 | ind | Dorada 115/33/13.8 kV | m:Q:bushv in Mvar | 1.3257 | ElmTr3
2031 | 2031_DzMN_GzMN_Dp00_Gp00 | A2- Bolivia 33 kV | All generators | 1 | ind | Dorada 115/33/13.8 kV | m:Q:bushv in Mvar | 1.3723 | ElmTr3
2031 | 2031_DzMN_GzMN_Dp00_Gp00 | A2- Bolivia 33 kV | All generators | 0.9 | ind | Dorada 115/33/13.8 kV | m:cosphi:bushv | 0.94634 | ElmTr3
2031 | 2031_DzMN_GzMN_Dp00_Gp00 | A2- Bolivia 33 kV | All generators | 0.91 | ind | Dorada 115/33/13.8 kV | m:cosphi:bushv | 0.94582 | ElmTr3
2031 | 2031_DzMN_GzMN_Dp00_Gp00 | A2- Bolivia 33 kV | All generators | 0.92 | ind | Dorada 115/33/13.8 kV | m:cosphi:bushv | 0.94527 | ElmTr3
2031 | 2031_DzMN_GzMN_Dp00_Gp00 | A2- Bolivia 33 kV | All generators | 0.93 | ind | Dorada 115/33/13.8 kV | m:cosphi:bushv | 0.94469 | ElmTr3
2031 | 2031_DzMN_GzMN_Dp00_Gp00 | A2- Bolivia 33 kV | All generators | 0.94 | ind | Dorada 115/33/13.8 kV | m:cosphi:bushv | 0.94408 | ElmTr3
2031 | 2031_DzMN_GzMN_Dp00_Gp00 | A2- Bolivia 33 kV | All generators | 0.95 | ind | Dorada 115/33/13.8 kV | m:cosphi:bushv | 0.94342 | ElmTr3
2031 | 2031_DzMN_GzMN_Dp00_Gp00 | A2- Bolivia 33 kV | All generators | 0.96 | ind | Dorada 115/33/13.8 kV | m:cosphi:bushv | 0.9427 | ElmTr3
2031 | 2031_DzMN_GzMN_Dp00_Gp00 | A2- Bolivia 33 kV | All generators | 0.97 | ind | Dorada 115/33/13.8 kV | m:cosphi:bushv | 0.94189 | ElmTr3
2031 | 2031_DzMN_GzMN_Dp00_Gp00 | A2- Bolivia 33 kV | All generators | 0.98 | ind | Dorada 115/33/13.8 kV | m:cosphi:bushv | 0.94093 | ElmTr3
2031 | 2031_DzMN_GzMN_Dp00_Gp00 | A2- Bolivia 33 kV | All generators | 0.99 | ind | Dorada 115/33/13.8 kV | m:cosphi:bushv | 0.93968 | ElmTr3
2031 | 2031_DzMN_GzMN_Dp00_Gp00 | A2- Bolivia 33 kV | All generators | 1 | ind | Dorada 115/33/13.8 kV | m:cosphi:bushv | 0.93658 | ElmTr3
2031 | 2031_DzMN_GzMN_Dp00_Gp00 | A2- Bolivia 33 kV | All generators | 0.9 | ind | Manzanares 115/33/13.8 kV | m:P:bushv in MW | -10.9413 | ElmTr3
2031 | 2031_DzMN_GzMN_Dp00_Gp00 | A2- Bolivia 33 kV | All generators | 0.91 | ind | Manzanares 115/33/13.8 kV | m:P:bushv in MW | -10.9657 | ElmTr3
2031 | 2031_DzMN_GzMN_Dp00_Gp00 | A2- Bolivia 33 kV | All generators | 0.92 | ind | Manzanares 115/33/13.8 kV | m:P:bushv in MW | -10.9898 | ElmTr3
2031 | 2031_DzMN_GzMN_Dp00_Gp00 | A2- Bolivia 33 kV | All generators | 0.93 | ind | Manzanares 115/33/13.8 kV | m:P:bushv in MW | -11.0135 | ElmTr3
2031 | 2031_DzMN_GzMN_Dp00_Gp00 | A2- Bolivia 33 kV | All generators | 0.94 | ind | Manzanares 115/33/13.8 kV | m:P:bushv in MW | -11.037 | ElmTr3
2031 | 2031_DzMN_GzMN_Dp00_Gp00 | A2- Bolivia 33 kV | All generators | 0.95 | ind | Manzanares 115/33/13.8 kV | m:P:bushv in MW | -11.0603 | ElmTr3
2031 | 2031_DzMN_GzMN_Dp00_Gp00 | A2- Bolivia 33 kV | All generators | 0.96 | ind | Manzanares 115/33/13.8 kV | m:P:bushv in MW | -11.0834 | ElmTr3
2031 | 2031_DzMN_GzMN_Dp00_Gp00 | A2- Bolivia 33 kV | All generators | 0.97 | ind | Manzanares 115/33/13.8 kV | m:P:bushv in MW | -11.1064 | ElmTr3
2031 | 2031_DzMN_GzMN_Dp00_Gp00 | A2- Bolivia 33 kV | All generators | 0.98 | ind | Manzanares 115/33/13.8 kV | m:P:bushv in MW | -11.1294 | ElmTr3
2031 | 2031_DzMN_GzMN_Dp00_Gp00 | A2- Bolivia 33 kV | All generators | 0.99 | ind | Manzanares 115/33/13.8 kV | m:P:bushv in MW | -11.1524 | ElmTr3
2031 | 2031_DzMN_GzMN_Dp00_Gp00 | A2- Bolivia 33 kV | All generators | 1 | ind | Manzanares 115/33/13.8 kV | m:P:bushv in MW | -11.1738 | ElmTr3
2031 | 2031_DzMN_GzMN_Dp00_Gp00 | A2- Bolivia 33 kV | All generators | 0.9 | ind | Manzanares 115/33/13.8 kV | m:Q:bushv in Mvar | -3.8496 | ElmTr3
2031 | 2031_DzMN_GzMN_Dp00_Gp00 | A2- Bolivia 33 kV | All generators | 0.91 | ind | Manzanares 115/33/13.8 kV | m:Q:bushv in Mvar | -3.5353 | ElmTr3
2031 | 2031_DzMN_GzMN_Dp00_Gp00 | A2- Bolivia 33 kV | All generators | 0.92 | ind | Manzanares 115/33/13.8 kV | m:Q:bushv in Mvar | -3.2069 | ElmTr3
2031 | 2031_DzMN_GzMN_Dp00_Gp00 | A2- Bolivia 33 kV | All generators | 0.93 | ind | Manzanares 115/33/13.8 kV | m:Q:bushv in Mvar | -2.8609 | ElmTr3
2031 | 2031_DzMN_GzMN_Dp00_Gp00 | A2- Bolivia 33 kV | All generators | 0.94 | ind | Manzanares 115/33/13.8 kV | m:Q:bushv in Mvar | -2.4926 | ElmTr3
2031 | 2031_DzMN_GzMN_Dp00_Gp00 | A2- Bolivia 33 kV | All generators | 0.95 | ind | Manzanares 115/33/13.8 kV | m:Q:bushv in Mvar | -2.0952 | ElmTr3
2031 | 2031_DzMN_GzMN_Dp00_Gp00 | A2- Bolivia 33 kV | All generators | 0.96 | ind | Manzanares 115/33/13.8 kV | m:Q:bushv in Mvar | -1.6581 | ElmTr3
2031 | 2031_DzMN_GzMN_Dp00_Gp00 | A2- Bolivia 33 kV | All generators | 0.97 | ind | Manzanares 115/33/13.8 kV | m:Q:bushv in Mvar | -1.1634 | ElmTr3
2031 | 2031_DzMN_GzMN_Dp00_Gp00 | A2- Bolivia 33 kV | All generators | 0.98 | ind | Manzanares 115/33/13.8 kV | m:Q:bushv in Mvar | -0.57587 | ElmTr3
2031 | 2031_DzMN_GzMN_Dp00_Gp00 | A2- Bolivia 33 kV | All generators | 0.99 | ind | Manzanares 115/33/13.8 kV | m:Q:bushv in Mvar | 0.19621 | ElmTr3
2031 | 2031_DzMN_GzMN_Dp00_Gp00 | A2- Bolivia 33 kV | All generators | 1 | ind | Manzanares 115/33/13.8 kV | m:Q:bushv in Mvar | 2.1377 | ElmTr3
2031 | 2031_DzMN_GzMN_Dp00_Gp00 | A2- Bolivia 33 kV | All generators | 0.9 | ind | Manzanares 115/33/13.8 kV | m:cosphi:bushv | -0.94332 | ElmTr3
2031 | 2031_DzMN_GzMN_Dp00_Gp00 | A2- Bolivia 33 kV | All generators | 0.91 | ind | Manzanares 115/33/13.8 kV | m:cosphi:bushv | -0.95176 | ElmTr3
2031 | 2031_DzMN_GzMN_Dp00_Gp00 | A2- Bolivia 33 kV | All generators | 0.92 | ind | Manzanares 115/33/13.8 kV | m:cosphi:bushv | -0.95996 | ElmTr3
2031 | 2031_DzMN_GzMN_Dp00_Gp00 | A2- Bolivia 33 kV | All generators | 0.93 | ind | Manzanares 115/33/13.8 kV | m:cosphi:bushv | -0.96788 | ElmTr3
2031 | 2031_DzMN_GzMN_Dp00_Gp00 | A2- Bolivia 33 kV | All generators | 0.94 | ind | Manzanares 115/33/13.8 kV | m:cosphi:bushv | -0.97543 | ElmTr3
2031 | 2031_DzMN_GzMN_Dp00_Gp00 | A2- Bolivia 33 kV | All generators | 0.95 | ind | Manzanares 115/33/13.8 kV | m:cosphi:bushv | -0.98253 | ElmTr3
2031 | 2031_DzMN_GzMN_Dp00_Gp00 | A2- Bolivia 33 kV | All generators | 0.96 | ind | Manzanares 115/33/13.8 kV | m:cosphi:bushv | -0.989 | ElmTr3
2031 | 2031_DzMN_GzMN_Dp00_Gp00 | A2- Bolivia 33 kV | All generators | 0.97 | ind | Manzanares 115/33/13.8 kV | m:cosphi:bushv | -0.99456 | ElmTr3
2031 | 2031_DzMN_GzMN_Dp00_Gp00 | A2- Bolivia 33 kV | All generators | 0.98 | ind | Manzanares 115/33/13.8 kV | m:cosphi:bushv | -0.99866 | ElmTr3
2031 | 2031_DzMN_GzMN_Dp00_Gp00 | A2- Bolivia 33 kV | All generators | 0.99 | ind | Manzanares 115/33/13.8 kV | m:cosphi:bushv | -0.99985 | ElmTr3
2031 | 2031_DzMN_GzMN_Dp00_Gp00 | A2- Bolivia 33 kV | All generators | 1 | ind | Manzanares 115/33/13.8 kV | m:cosphi:bushv | -0.98219 | ElmTr3
2031 | 2031_DzMN_GzMN_Dp00_Gp00 | A2- Bolivia 33 kV | All generators | 0.9 | ind | Purnio 230/115 | m:P:bushv in MW | 30.9428 | ElmTr3
2031 | 2031_DzMN_GzMN_Dp00_Gp00 | A2- Bolivia 33 kV | All generators | 0.91 | ind | Purnio 230/115 | m:P:bushv in MW | 30.9382 | ElmTr3
2031 | 2031_DzMN_GzMN_Dp00_Gp00 | A2- Bolivia 33 kV | All generators | 0.92 | ind | Purnio 230/115 | m:P:bushv in MW | 30.9337 | ElmTr3
2031 | 2031_DzMN_GzMN_Dp00_Gp00 | A2- Bolivia 33 kV | All generators | 0.93 | ind | Purnio 230/115 | m:P:bushv in MW | 30.9294 | ElmTr3
2031 | 2031_DzMN_GzMN_Dp00_Gp00 | A2- Bolivia 33 kV | All generators | 0.94 | ind | Purnio 230/115 | m:P:bushv in MW | 30.9252 | ElmTr3
2031 | 2031_DzMN_GzMN_Dp00_Gp00 | A2- Bolivia 33 kV | All generators | 0.95 | ind | Purnio 230/115 | m:P:bushv in MW | 30.9211 | ElmTr3
2031 | 2031_DzMN_GzMN_Dp00_Gp00 | A2- Bolivia 33 kV | All generators | 0.96 | ind | Purnio 230/115 | m:P:bushv in MW | 30.9173 | ElmTr3
2031 | 2031_DzMN_GzMN_Dp00_Gp00 | A2- Bolivia 33 kV | All generators | 0.97 | ind | Purnio 230/115 | m:P:bushv in MW | 30.9137 | ElmTr3
2031 | 2031_DzMN_GzMN_Dp00_Gp00 | A2- Bolivia 33 kV | All generators | 0.98 | ind | Purnio 230/115 | m:P:bushv in MW | 30.9105 | ElmTr3
2031 | 2031_DzMN_GzMN_Dp00_Gp00 | A2- Bolivia 33 kV | All generators | 0.99 | ind | Purnio 230/115 | m:P:bushv in MW | 30.9079 | ElmTr3
2031 | 2031_DzMN_GzMN_Dp00_Gp00 | A2- Bolivia 33 kV | All generators | 1 | ind | Purnio 230/115 | m:P:bushv in MW | 30.9101 | ElmTr3
2031 | 2031_DzMN_GzMN_Dp00_Gp00 | A2- Bolivia 33 kV | All generators | 0.9 | ind | Purnio 230/115 | m:Q:bushv in Mvar | -2.3763 | ElmTr3
2031 | 2031_DzMN_GzMN_Dp00_Gp00 | A2- Bolivia 33 kV | All generators | 0.91 | ind | Purnio 230/115 | m:Q:bushv in Mvar | -2.3081 | ElmTr3
2031 | 2031_DzMN_GzMN_Dp00_Gp00 | A2- Bolivia 33 kV | All generators | 0.92 | ind | Purnio 230/115 | m:Q:bushv in Mvar | -2.2368 | ElmTr3
2031 | 2031_DzMN_GzMN_Dp00_Gp00 | A2- Bolivia 33 kV | All generators | 0.93 | ind | Purnio 230/115 | m:Q:bushv in Mvar | -2.1616 | ElmTr3
2031 | 2031_DzMN_GzMN_Dp00_Gp00 | A2- Bolivia 33 kV | All generators | 0.94 | ind | Purnio 230/115 | m:Q:bushv in Mvar | -2.0815 | ElmTr3
2031 | 2031_DzMN_GzMN_Dp00_Gp00 | A2- Bolivia 33 kV | All generators | 0.95 | ind | Purnio 230/115 | m:Q:bushv in Mvar | -1.9949 | ElmTr3
2031 | 2031_DzMN_GzMN_Dp00_Gp00 | A2- Bolivia 33 kV | All generators | 0.96 | ind | Purnio 230/115 | m:Q:bushv in Mvar | -1.8997 | ElmTr3
2031 | 2031_DzMN_GzMN_Dp00_Gp00 | A2- Bolivia 33 kV | All generators | 0.97 | ind | Purnio 230/115 | m:Q:bushv in Mvar | -1.7918 | ElmTr3
2031 | 2031_DzMN_GzMN_Dp00_Gp00 | A2- Bolivia 33 kV | All generators | 0.98 | ind | Purnio 230/115 | m:Q:bushv in Mvar | -1.6636 | ElmTr3
2031 | 2031_DzMN_GzMN_Dp00_Gp00 | A2- Bolivia 33 kV | All generators | 0.99 | ind | Purnio 230/115 | m:Q:bushv in Mvar | -1.4947 | ElmTr3
2031 | 2031_DzMN_GzMN_Dp00_Gp00 | A2- Bolivia 33 kV | All generators | 1 | ind | Purnio 230/115 | m:Q:bushv in Mvar | -1.069 | ElmTr3
2031 | 2031_DzMN_GzMN_Dp00_Gp00 | A2- Bolivia 33 kV | All generators | 0.9 | ind | Purnio 230/115 | m:cosphi:bushv | 0.99706 | ElmTr3
2031 | 2031_DzMN_GzMN_Dp00_Gp00 | A2- Bolivia 33 kV | All generators | 0.91 | ind | Purnio 230/115 | m:cosphi:bushv | 0.99723 | ElmTr3
2031 | 2031_DzMN_GzMN_Dp00_Gp00 | A2- Bolivia 33 kV | All generators | 0.92 | ind | Purnio 230/115 | m:cosphi:bushv | 0.9974 | ElmTr3
2031 | 2031_DzMN_GzMN_Dp00_Gp00 | A2- Bolivia 33 kV | All generators | 0.93 | ind | Purnio 230/115 | m:cosphi:bushv | 0.99757 | ElmTr3
2031 | 2031_DzMN_GzMN_Dp00_Gp00 | A2- Bolivia 33 kV | All generators | 0.94 | ind | Purnio 230/115 | m:cosphi:bushv | 0.99774 | ElmTr3
2031 | 2031_DzMN_GzMN_Dp00_Gp00 | A2- Bolivia 33 kV | All generators | 0.95 | ind | Purnio 230/115 | m:cosphi:bushv | 0.99792 | ElmTr3
2031 | 2031_DzMN_GzMN_Dp00_Gp00 | A2- Bolivia 33 kV | All generators | 0.96 | ind | Purnio 230/115 | m:cosphi:bushv | 0.99812 | ElmTr3
2031 | 2031_DzMN_GzMN_Dp00_Gp00 | A2- Bolivia 33 kV | All generators | 0.97 | ind | Purnio 230/115 | m:cosphi:bushv | 0.99832 | ElmTr3
2031 | 2031_DzMN_GzMN_Dp00_Gp00 | A2- Bolivia 33 kV | All generators | 0.98 | ind | Purnio 230/115 | m:cosphi:bushv | 0.99855 | ElmTr3
2031 | 2031_DzMN_GzMN_Dp00_Gp00 | A2- Bolivia 33 kV | All generators | 0.99 | ind | Purnio 230/115 | m:cosphi:bushv | 0.99883 | ElmTr3
2031 | 2031_DzMN_GzMN_Dp00_Gp00 | A2- Bolivia 33 kV | All generators | 1 | ind | Purnio 230/115 | m:cosphi:bushv | 0.9994 | ElmTr3
2031 | 2031_DzMN_GzMN_Dp00_Gp00 | A2- Bolivia 33 kV | All generators | 0.9 | ind | Victoria 115/33/13.8 kV | m:P:bushv in MW | -0.036446 | ElmTr3
2031 | 2031_DzMN_GzMN_Dp00_Gp00 | A2- Bolivia 33 kV | All generators | 0.91 | ind | Victoria 115/33/13.8 kV | m:P:bushv in MW | -0.029531 | ElmTr3
2031 | 2031_DzMN_GzMN_Dp00_Gp00 | A2- Bolivia 33 kV | All generators | 0.92 | ind | Victoria 115/33/13.8 kV | m:P:bushv in MW | -0.021987 | ElmTr3
2031 | 2031_DzMN_GzMN_Dp00_Gp00 | A2- Bolivia 33 kV | All generators | 0.93 | ind | Victoria 115/33/13.8 kV | m:P:bushv in MW | -0.013691 | ElmTr3
2031 | 2031_DzMN_GzMN_Dp00_Gp00 | A2- Bolivia 33 kV | All generators | 0.94 | ind | Victoria 115/33/13.8 kV | m:P:bushv in MW | -0.004465 | ElmTr3
2031 | 2031_DzMN_GzMN_Dp00_Gp00 | A2- Bolivia 33 kV | All generators | 0.95 | ind | Victoria 115/33/13.8 kV | m:P:bushv in MW | 0.005948 | ElmTr3
2031 | 2031_DzMN_GzMN_Dp00_Gp00 | A2- Bolivia 33 kV | All generators | 0.96 | ind | Victoria 115/33/13.8 kV | m:P:bushv in MW | 0.017949 | ElmTr3
2031 | 2031_DzMN_GzMN_Dp00_Gp00 | A2- Bolivia 33 kV | All generators | 0.97 | ind | Victoria 115/33/13.8 kV | m:P:bushv in MW | 0.032224 | ElmTr3
2031 | 2031_DzMN_GzMN_Dp00_Gp00 | A2- Bolivia 33 kV | All generators | 0.98 | ind | Victoria 115/33/13.8 kV | m:P:bushv in MW | 0.050134 | ElmTr3
2031 | 2031_DzMN_GzMN_Dp00_Gp00 | A2- Bolivia 33 kV | All generators | 0.99 | ind | Victoria 115/33/13.8 kV | m:P:bushv in MW | 0.075258 | ElmTr3
2031 | 2031_DzMN_GzMN_Dp00_Gp00 | A2- Bolivia 33 kV | All generators | 1 | ind | Victoria 115/33/13.8 kV | m:P:bushv in MW | 0.14644 | ElmTr3
2031 | 2031_DzMN_GzMN_Dp00_Gp00 | A2- Bolivia 33 kV | All generators | 0.9 | ind | Victoria 115/33/13.8 kV | m:Q:bushv in Mvar | 1.8213 | ElmTr3
2031 | 2031_DzMN_GzMN_Dp00_Gp00 | A2- Bolivia 33 kV | All generators | 0.91 | ind | Victoria 115/33/13.8 kV | m:Q:bushv in Mvar | 1.8877 | ElmTr3
2031 | 2031_DzMN_GzMN_Dp00_Gp00 | A2- Bolivia 33 kV | All generators | 0.92 | ind | Victoria 115/33/13.8 kV | m:Q:bushv in Mvar | 1.9571 | ElmTr3
2031 | 2031_DzMN_GzMN_Dp00_Gp00 | A2- Bolivia 33 kV | All generators | 0.93 | ind | Victoria 115/33/13.8 kV | m:Q:bushv in Mvar | 2.0301 | ElmTr3
2031 | 2031_DzMN_GzMN_Dp00_Gp00 | A2- Bolivia 33 kV | All generators | 0.94 | ind | Victoria 115/33/13.8 kV | m:Q:bushv in Mvar | 2.1078 | ElmTr3
2031 | 2031_DzMN_GzMN_Dp00_Gp00 | A2- Bolivia 33 kV | All generators | 0.95 | ind | Victoria 115/33/13.8 kV | m:Q:bushv in Mvar | 2.1916 | ElmTr3
2031 | 2031_DzMN_GzMN_Dp00_Gp00 | A2- Bolivia 33 kV | All generators | 0.96 | ind | Victoria 115/33/13.8 kV | m:Q:bushv in Mvar | 2.2837 | ElmTr3
2031 | 2031_DzMN_GzMN_Dp00_Gp00 | A2- Bolivia 33 kV | All generators | 0.97 | ind | Victoria 115/33/13.8 kV | m:Q:bushv in Mvar | 2.3878 | ElmTr3
2031 | 2031_DzMN_GzMN_Dp00_Gp00 | A2- Bolivia 33 kV | All generators | 0.98 | ind | Victoria 115/33/13.8 kV | m:Q:bushv in Mvar | 2.5113 | ElmTr3
2031 | 2031_DzMN_GzMN_Dp00_Gp00 | A2- Bolivia 33 kV | All generators | 0.99 | ind | Victoria 115/33/13.8 kV | m:Q:bushv in Mvar | 2.6734 | ElmTr3
2031 | 2031_DzMN_GzMN_Dp00_Gp00 | A2- Bolivia 33 kV | All generators | 1 | ind | Victoria 115/33/13.8 kV | m:Q:bushv in Mvar | 3.0801 | ElmTr3
2031 | 2031_DzMN_GzMN_Dp00_Gp00 | A2- Bolivia 33 kV | All generators | 0.9 | ind | Victoria 115/33/13.8 kV | m:cosphi:bushv | -0.020007 | ElmTr3
2031 | 2031_DzMN_GzMN_Dp00_Gp00 | A2- Bolivia 33 kV | All generators | 0.91 | ind | Victoria 115/33/13.8 kV | m:cosphi:bushv | -0.015642 | ElmTr3
2031 | 2031_DzMN_GzMN_Dp00_Gp00 | A2- Bolivia 33 kV | All generators | 0.92 | ind | Victoria 115/33/13.8 kV | m:cosphi:bushv | -0.011234 | ElmTr3
2031 | 2031_DzMN_GzMN_Dp00_Gp00 | A2- Bolivia 33 kV | All generators | 0.93 | ind | Victoria 115/33/13.8 kV | m:cosphi:bushv | -0.006744 | ElmTr3
2031 | 2031_DzMN_GzMN_Dp00_Gp00 | A2- Bolivia 33 kV | All generators | 0.94 | ind | Victoria 115/33/13.8 kV | m:cosphi:bushv | -0.002118 | ElmTr3
2031 | 2031_DzMN_GzMN_Dp00_Gp00 | A2- Bolivia 33 kV | All generators | 0.95 | ind | Victoria 115/33/13.8 kV | m:cosphi:bushv | 0.002714 | ElmTr3
2031 | 2031_DzMN_GzMN_Dp00_Gp00 | A2- Bolivia 33 kV | All generators | 0.96 | ind | Victoria 115/33/13.8 kV | m:cosphi:bushv | 0.007859 | ElmTr3
2031 | 2031_DzMN_GzMN_Dp00_Gp00 | A2- Bolivia 33 kV | All generators | 0.97 | ind | Victoria 115/33/13.8 kV | m:cosphi:bushv | 0.013494 | ElmTr3
2031 | 2031_DzMN_GzMN_Dp00_Gp00 | A2- Bolivia 33 kV | All generators | 0.98 | ind | Victoria 115/33/13.8 kV | m:cosphi:bushv | 0.019959 | ElmTr3
2031 | 2031_DzMN_GzMN_Dp00_Gp00 | A2- Bolivia 33 kV | All generators | 0.99 | ind | Victoria 115/33/13.8 kV | m:cosphi:bushv | 0.028139 | ElmTr3
2031 | 2031_DzMN_GzMN_Dp00_Gp00 | A2- Bolivia 33 kV | All generators | 1 | ind | Victoria 115/33/13.8 kV | m:cosphi:bushv | 0.047489 | ElmTr3
2031 | 2031_DzMN_GzMN_Dp00_Gp00 | A3 -Florencia 33 kV | All generators | 0.9 | cap | Dorada - Magdalena 115 kV | m:P:bus1 in MW | 31.0858 | ElmLne
2031 | 2031_DzMN_GzMN_Dp00_Gp00 | A3 -Florencia 33 kV | All generators | 0.91 | cap | Dorada - Magdalena 115 kV | m:P:bus1 in MW | 31.1032 | ElmLne
2031 | 2031_DzMN_GzMN_Dp00_Gp00 | A3 -Florencia 33 kV | All generators | 0.92 | cap | Dorada - Magdalena 115 kV | m:P:bus1 in MW | 31.1199 | ElmLne
2031 | 2031_DzMN_GzMN_Dp00_Gp00 | A3 -Florencia 33 kV | All generators | 0.93 | cap | Dorada - Magdalena 115 kV | m:P:bus1 in MW | 31.136 | ElmLne
2031 | 2031_DzMN_GzMN_Dp00_Gp00 | A3 -Florencia 33 kV | All generators | 0.94 | cap | Dorada - Magdalena 115 kV | m:P:bus1 in MW | 31.1517 | ElmLne
2031 | 2031_DzMN_GzMN_Dp00_Gp00 | A3 -Florencia 33 kV | All generators | 0.95 | cap | Dorada - Magdalena 115 kV | m:P:bus1 in MW | 31.1674 | ElmLne
2031 | 2031_DzMN_GzMN_Dp00_Gp00 | A3 -Florencia 33 kV | All generators | 0.96 | cap | Dorada - Magdalena 115 kV | m:P:bus1 in MW | 31.1831 | ElmLne
2031 | 2031_DzMN_GzMN_Dp00_Gp00 | A3 -Florencia 33 kV | All generators | 0.97 | cap | Dorada - Magdalena 115 kV | m:P:bus1 in MW | 31.1995 | ElmLne
2031 | 2031_DzMN_GzMN_Dp00_Gp00 | A3 -Florencia 33 kV | All generators | 0.98 | cap | Dorada - Magdalena 115 kV | m:P:bus1 in MW | 31.2171 | ElmLne
2031 | 2031_DzMN_GzMN_Dp00_Gp00 | A3 -Florencia 33 kV | All generators | 0.99 | cap | Dorada - Magdalena 115 kV | m:P:bus1 in MW | 31.2376 | ElmLne
2031 | 2031_DzMN_GzMN_Dp00_Gp00 | A3 -Florencia 33 kV | All generators | 1 | cap | Dorada - Magdalena 115 kV | m:P:bus1 in MW | 31.2797 | ElmLne
2031 | 2031_DzMN_GzMN_Dp00_Gp00 | A3 -Florencia 33 kV | All generators | 0.9 | cap | Dorada - Magdalena 115 kV | m:P:bus2 in MW | -31.0362 | ElmLne
2031 | 2031_DzMN_GzMN_Dp00_Gp00 | A3 -Florencia 33 kV | All generators | 0.91 | cap | Dorada - Magdalena 115 kV | m:P:bus2 in MW | -31.0536 | ElmLne
2031 | 2031_DzMN_GzMN_Dp00_Gp00 | A3 -Florencia 33 kV | All generators | 0.92 | cap | Dorada - Magdalena 115 kV | m:P:bus2 in MW | -31.0703 | ElmLne
2031 | 2031_DzMN_GzMN_Dp00_Gp00 | A3 -Florencia 33 kV | All generators | 0.93 | cap | Dorada - Magdalena 115 kV | m:P:bus2 in MW | -31.0863 | ElmLne
2031 | 2031_DzMN_GzMN_Dp00_Gp00 | A3 -Florencia 33 kV | All generators | 0.94 | cap | Dorada - Magdalena 115 kV | m:P:bus2 in MW | -31.1021 | ElmLne
2031 | 2031_DzMN_GzMN_Dp00_Gp00 | A3 -Florencia 33 kV | All generators | 0.95 | cap | Dorada - Magdalena 115 kV | m:P:bus2 in MW | -31.1177 | ElmLne
2031 | 2031_DzMN_GzMN_Dp00_Gp00 | A3 -Florencia 33 kV | All generators | 0.96 | cap | Dorada - Magdalena 115 kV | m:P:bus2 in MW | -31.1335 | ElmLne
2031 | 2031_DzMN_GzMN_Dp00_Gp00 | A3 -Florencia 33 kV | All generators | 0.97 | cap | Dorada - Magdalena 115 kV | m:P:bus2 in MW | -31.1498 | ElmLne
2031 | 2031_DzMN_GzMN_Dp00_Gp00 | A3 -Florencia 33 kV | All generators | 0.98 | cap | Dorada - Magdalena 115 kV | m:P:bus2 in MW | -31.1673 | ElmLne
2031 | 2031_DzMN_GzMN_Dp00_Gp00 | A3 -Florencia 33 kV | All generators | 0.99 | cap | Dorada - Magdalena 115 kV | m:P:bus2 in MW | -31.1879 | ElmLne
2031 | 2031_DzMN_GzMN_Dp00_Gp00 | A3 -Florencia 33 kV | All generators | 1 | cap | Dorada - Magdalena 115 kV | m:P:bus2 in MW | -31.2299 | ElmLne
2031 | 2031_DzMN_GzMN_Dp00_Gp00 | A3 -Florencia 33 kV | All generators | 0.9 | cap | Dorada - Magdalena 115 kV | m:Q:bus1 in Mvar | -1.41 | ElmLne
2031 | 2031_DzMN_GzMN_Dp00_Gp00 | A3 -Florencia 33 kV | All generators | 0.91 | cap | Dorada - Magdalena 115 kV | m:Q:bus1 in Mvar | -1.3592 | ElmLne
2031 | 2031_DzMN_GzMN_Dp00_Gp00 | A3 -Florencia 33 kV | All generators | 0.92 | cap | Dorada - Magdalena 115 kV | m:Q:bus1 in Mvar | -1.3096 | ElmLne
2031 | 2031_DzMN_GzMN_Dp00_Gp00 | A3 -Florencia 33 kV | All generators | 0.93 | cap | Dorada - Magdalena 115 kV | m:Q:bus1 in Mvar | -1.2606 | ElmLne
2031 | 2031_DzMN_GzMN_Dp00_Gp00 | A3 -Florencia 33 kV | All generators | 0.94 | cap | Dorada - Magdalena 115 kV | m:Q:bus1 in Mvar | -1.2116 | ElmLne
2031 | 2031_DzMN_GzMN_Dp00_Gp00 | A3 -Florencia 33 kV | All generators | 0.95 | cap | Dorada - Magdalena 115 kV | m:Q:bus1 in Mvar | -1.1619 | ElmLne
2031 | 2031_DzMN_GzMN_Dp00_Gp00 | A3 -Florencia 33 kV | All generators | 0.96 | cap | Dorada - Magdalena 115 kV | m:Q:bus1 in Mvar | -1.1105 | ElmLne
2031 | 2031_DzMN_GzMN_Dp00_Gp00 | A3 -Florencia 33 kV | All generators | 0.97 | cap | Dorada - Magdalena 115 kV | m:Q:bus1 in Mvar | -1.0561 | ElmLne
2031 | 2031_DzMN_GzMN_Dp00_Gp00 | A3 -Florencia 33 kV | All generators | 0.98 | cap | Dorada - Magdalena 115 kV | m:Q:bus1 in Mvar | -0.99582 | ElmLne
2031 | 2031_DzMN_GzMN_Dp00_Gp00 | A3 -Florencia 33 kV | All generators | 0.99 | cap | Dorada - Magdalena 115 kV | m:Q:bus1 in Mvar | -0.9229 | ElmLne
2031 | 2031_DzMN_GzMN_Dp00_Gp00 | A3 -Florencia 33 kV | All generators | 1 | cap | Dorada - Magdalena 115 kV | m:Q:bus1 in Mvar | -0.76488 | ElmLne
2031 | 2031_DzMN_GzMN_Dp00_Gp00 | A3 -Florencia 33 kV | All generators | 0.9 | cap | Dorada - Magdalena 115 kV | m:Q:bus2 in Mvar | 1.2881 | ElmLne
2031 | 2031_DzMN_GzMN_Dp00_Gp00 | A3 -Florencia 33 kV | All generators | 0.91 | cap | Dorada - Magdalena 115 kV | m:Q:bus2 in Mvar | 1.2372 | ElmLne
2031 | 2031_DzMN_GzMN_Dp00_Gp00 | A3 -Florencia 33 kV | All generators | 0.92 | cap | Dorada - Magdalena 115 kV | m:Q:bus2 in Mvar | 1.1875 | ElmLne
2031 | 2031_DzMN_GzMN_Dp00_Gp00 | A3 -Florencia 33 kV | All generators | 0.93 | cap | Dorada - Magdalena 115 kV | m:Q:bus2 in Mvar | 1.1384 | ElmLne
2031 | 2031_DzMN_GzMN_Dp00_Gp00 | A3 -Florencia 33 kV | All generators | 0.94 | cap | Dorada - Magdalena 115 kV | m:Q:bus2 in Mvar | 1.0893 | ElmLne
2031 | 2031_DzMN_GzMN_Dp00_Gp00 | A3 -Florencia 33 kV | All generators | 0.95 | cap | Dorada - Magdalena 115 kV | m:Q:bus2 in Mvar | 1.0395 | ElmLne
2031 | 2031_DzMN_GzMN_Dp00_Gp00 | A3 -Florencia 33 kV | All generators | 0.96 | cap | Dorada - Magdalena 115 kV | m:Q:bus2 in Mvar | 0.98809 | ElmLne
2031 | 2031_DzMN_GzMN_Dp00_Gp00 | A3 -Florencia 33 kV | All generators | 0.97 | cap | Dorada - Magdalena 115 kV | m:Q:bus2 in Mvar | 0.93353 | ElmLne
2031 | 2031_DzMN_GzMN_Dp00_Gp00 | A3 -Florencia 33 kV | All generators | 0.98 | cap | Dorada - Magdalena 115 kV | m:Q:bus2 in Mvar | 0.87315 | ElmLne
2031 | 2031_DzMN_GzMN_Dp00_Gp00 | A3 -Florencia 33 kV | All generators | 0.99 | cap | Dorada - Magdalena 115 kV | m:Q:bus2 in Mvar | 0.80007 | ElmLne
2031 | 2031_DzMN_GzMN_Dp00_Gp00 | A3 -Florencia 33 kV | All generators | 1 | cap | Dorada - Magdalena 115 kV | m:Q:bus2 in Mvar | 0.64169 | ElmLne
2031 | 2031_DzMN_GzMN_Dp00_Gp00 | A3 -Florencia 33 kV | All generators | 0.9 | cap | Dorada - Magdalena 115 kV | m:cosphi:bus1 | 0.99897 | ElmLne
2031 | 2031_DzMN_GzMN_Dp00_Gp00 | A3 -Florencia 33 kV | All generators | 0.91 | cap | Dorada - Magdalena 115 kV | m:cosphi:bus1 | 0.99905 | ElmLne
2031 | 2031_DzMN_GzMN_Dp00_Gp00 | A3 -Florencia 33 kV | All generators | 0.92 | cap | Dorada - Magdalena 115 kV | m:cosphi:bus1 | 0.99912 | ElmLne
2031 | 2031_DzMN_GzMN_Dp00_Gp00 | A3 -Florencia 33 kV | All generators | 0.93 | cap | Dorada - Magdalena 115 kV | m:cosphi:bus1 | 0.99918 | ElmLne
2031 | 2031_DzMN_GzMN_Dp00_Gp00 | A3 -Florencia 33 kV | All generators | 0.94 | cap | Dorada - Magdalena 115 kV | m:cosphi:bus1 | 0.99925 | ElmLne
2031 | 2031_DzMN_GzMN_Dp00_Gp00 | A3 -Florencia 33 kV | All generators | 0.95 | cap | Dorada - Magdalena 115 kV | m:cosphi:bus1 | 0.99931 | ElmLne
2031 | 2031_DzMN_GzMN_Dp00_Gp00 | A3 -Florencia 33 kV | All generators | 0.96 | cap | Dorada - Magdalena 115 kV | m:cosphi:bus1 | 0.99937 | ElmLne
2031 | 2031_DzMN_GzMN_Dp00_Gp00 | A3 -Florencia 33 kV | All generators | 0.97 | cap | Dorada - Magdalena 115 kV | m:cosphi:bus1 | 0.99943 | ElmLne
2031 | 2031_DzMN_GzMN_Dp00_Gp00 | A3 -Florencia 33 kV | All generators | 0.98 | cap | Dorada - Magdalena 115 kV | m:cosphi:bus1 | 0.99949 | ElmLne
2031 | 2031_DzMN_GzMN_Dp00_Gp00 | A3 -Florencia 33 kV | All generators | 0.99 | cap | Dorada - Magdalena 115 kV | m:cosphi:bus1 | 0.99956 | ElmLne
2031 | 2031_DzMN_GzMN_Dp00_Gp00 | A3 -Florencia 33 kV | All generators | 1 | cap | Dorada - Magdalena 115 kV | m:cosphi:bus1 | 0.9997 | ElmLne
2031 | 2031_DzMN_GzMN_Dp00_Gp00 | A3 -Florencia 33 kV | All generators | 0.9 | cap | Dorada - Magdalena 115 kV | m:cosphi:bus2 | -0.99914 | ElmLne
2031 | 2031_DzMN_GzMN_Dp00_Gp00 | A3 -Florencia 33 kV | All generators | 0.91 | cap | Dorada - Magdalena 115 kV | m:cosphi:bus2 | -0.99921 | ElmLne
2031 | 2031_DzMN_GzMN_Dp00_Gp00 | A3 -Florencia 33 kV | All generators | 0.92 | cap | Dorada - Magdalena 115 kV | m:cosphi:bus2 | -0.99927 | ElmLne
2031 | 2031_DzMN_GzMN_Dp00_Gp00 | A3 -Florencia 33 kV | All generators | 0.93 | cap | Dorada - Magdalena 115 kV | m:cosphi:bus2 | -0.99933 | ElmLne
2031 | 2031_DzMN_GzMN_Dp00_Gp00 | A3 -Florencia 33 kV | All generators | 0.94 | cap | Dorada - Magdalena 115 kV | m:cosphi:bus2 | -0.99939 | ElmLne
2031 | 2031_DzMN_GzMN_Dp00_Gp00 | A3 -Florencia 33 kV | All generators | 0.95 | cap | Dorada - Magdalena 115 kV | m:cosphi:bus2 | -0.99944 | ElmLne
2031 | 2031_DzMN_GzMN_Dp00_Gp00 | A3 -Florencia 33 kV | All generators | 0.96 | cap | Dorada - Magdalena 115 kV | m:cosphi:bus2 | -0.9995 | ElmLne
2031 | 2031_DzMN_GzMN_Dp00_Gp00 | A3 -Florencia 33 kV | All generators | 0.97 | cap | Dorada - Magdalena 115 kV | m:cosphi:bus2 | -0.99955 | ElmLne
2031 | 2031_DzMN_GzMN_Dp00_Gp00 | A3 -Florencia 33 kV | All generators | 0.98 | cap | Dorada - Magdalena 115 kV | m:cosphi:bus2 | -0.99961 | ElmLne
2031 | 2031_DzMN_GzMN_Dp00_Gp00 | A3 -Florencia 33 kV | All generators | 0.99 | cap | Dorada - Magdalena 115 kV | m:cosphi:bus2 | -0.99967 | ElmLne
2031 | 2031_DzMN_GzMN_Dp00_Gp00 | A3 -Florencia 33 kV | All generators | 1 | cap | Dorada - Magdalena 115 kV | m:cosphi:bus2 | -0.99979 | ElmLne
2031 | 2031_DzMN_GzMN_Dp00_Gp00 | A3 -Florencia 33 kV | All generators | 0.9 | cap | Mariquita - Victoria 2 115 | m:P:bus1 in MW | 4.9446 | ElmLne
2031 | 2031_DzMN_GzMN_Dp00_Gp00 | A3 -Florencia 33 kV | All generators | 0.91 | cap | Mariquita - Victoria 2 115 | m:P:bus1 in MW | 4.9418 | ElmLne
2031 | 2031_DzMN_GzMN_Dp00_Gp00 | A3 -Florencia 33 kV | All generators | 0.92 | cap | Mariquita - Victoria 2 115 | m:P:bus1 in MW | 4.9389 | ElmLne
2031 | 2031_DzMN_GzMN_Dp00_Gp00 | A3 -Florencia 33 kV | All generators | 0.93 | cap | Mariquita - Victoria 2 115 | m:P:bus1 in MW | 4.9359 | ElmLne
2031 | 2031_DzMN_GzMN_Dp00_Gp00 | A3 -Florencia 33 kV | All generators | 0.94 | cap | Mariquita - Victoria 2 115 | m:P:bus1 in MW | 4.9328 | ElmLne
2031 | 2031_DzMN_GzMN_Dp00_Gp00 | A3 -Florencia 33 kV | All generators | 0.95 | cap | Mariquita - Victoria 2 115 | m:P:bus1 in MW | 4.9295 | ElmLne
2031 | 2031_DzMN_GzMN_Dp00_Gp00 | A3 -Florencia 33 kV | All generators | 0.96 | cap | Mariquita - Victoria 2 115 | m:P:bus1 in MW | 4.926 | ElmLne
2031 | 2031_DzMN_GzMN_Dp00_Gp00 | A3 -Florencia 33 kV | All generators | 0.97 | cap | Mariquita - Victoria 2 115 | m:P:bus1 in MW | 4.9222 | ElmLne
2031 | 2031_DzMN_GzMN_Dp00_Gp00 | A3 -Florencia 33 kV | All generators | 0.98 | cap | Mariquita - Victoria 2 115 | m:P:bus1 in MW | 4.9178 | ElmLne
2031 | 2031_DzMN_GzMN_Dp00_Gp00 | A3 -Florencia 33 kV | All generators | 0.99 | cap | Mariquita - Victoria 2 115 | m:P:bus1 in MW | 4.9122 | ElmLne
2031 | 2031_DzMN_GzMN_Dp00_Gp00 | A3 -Florencia 33 kV | All generators | 1 | cap | Mariquita - Victoria 2 115 | m:P:bus1 in MW | 4.8992 | ElmLne
2031 | 2031_DzMN_GzMN_Dp00_Gp00 | A3 -Florencia 33 kV | All generators | 0.9 | cap | Mariquita - Victoria 2 115 | m:P:bus2 in MW | -4.9243 | ElmLne
2031 | 2031_DzMN_GzMN_Dp00_Gp00 | A3 -Florencia 33 kV | All generators | 0.91 | cap | Mariquita - Victoria 2 115 | m:P:bus2 in MW | -4.9215 | ElmLne
2031 | 2031_DzMN_GzMN_Dp00_Gp00 | A3 -Florencia 33 kV | All generators | 0.92 | cap | Mariquita - Victoria 2 115 | m:P:bus2 in MW | -4.9186 | ElmLne
2031 | 2031_DzMN_GzMN_Dp00_Gp00 | A3 -Florencia 33 kV | All generators | 0.93 | cap | Mariquita - Victoria 2 115 | m:P:bus2 in MW | -4.9157 | ElmLne
2031 | 2031_DzMN_GzMN_Dp00_Gp00 | A3 -Florencia 33 kV | All generators | 0.94 | cap | Mariquita - Victoria 2 115 | m:P:bus2 in MW | -4.9126 | ElmLne
2031 | 2031_DzMN_GzMN_Dp00_Gp00 | A3 -Florencia 33 kV | All generators | 0.95 | cap | Mariquita - Victoria 2 115 | m:P:bus2 in MW | -4.9094 | ElmLne
2031 | 2031_DzMN_GzMN_Dp00_Gp00 | A3 -Florencia 33 kV | All generators | 0.96 | cap | Mariquita - Victoria 2 115 | m:P:bus2 in MW | -4.906 | ElmLne
2031 | 2031_DzMN_GzMN_Dp00_Gp00 | A3 -Florencia 33 kV | All generators | 0.97 | cap | Mariquita - Victoria 2 115 | m:P:bus2 in MW | -4.9022 | ElmLne
2031 | 2031_DzMN_GzMN_Dp00_Gp00 | A3 -Florencia 33 kV | All generators | 0.98 | cap | Mariquita - Victoria 2 115 | m:P:bus2 in MW | -4.8978 | ElmLne
2031 | 2031_DzMN_GzMN_Dp00_Gp00 | A3 -Florencia 33 kV | All generators | 0.99 | cap | Mariquita - Victoria 2 115 | m:P:bus2 in MW | -4.8923 | ElmLne
2031 | 2031_DzMN_GzMN_Dp00_Gp00 | A3 -Florencia 33 kV | All generators | 1 | cap | Mariquita - Victoria 2 115 | m:P:bus2 in MW | -4.8794 | ElmLne
2031 | 2031_DzMN_GzMN_Dp00_Gp00 | A3 -Florencia 33 kV | All generators | 0.9 | cap | Mariquita - Victoria 2 115 | m:Q:bus1 in Mvar | -8.8448 | ElmLne
2031 | 2031_DzMN_GzMN_Dp00_Gp00 | A3 -Florencia 33 kV | All generators | 0.91 | cap | Mariquita - Victoria 2 115 | m:Q:bus1 in Mvar | -8.8373 | ElmLne
2031 | 2031_DzMN_GzMN_Dp00_Gp00 | A3 -Florencia 33 kV | All generators | 0.92 | cap | Mariquita - Victoria 2 115 | m:Q:bus1 in Mvar | -8.83 | ElmLne
2031 | 2031_DzMN_GzMN_Dp00_Gp00 | A3 -Florencia 33 kV | All generators | 0.93 | cap | Mariquita - Victoria 2 115 | m:Q:bus1 in Mvar | -8.8228 | ElmLne
2031 | 2031_DzMN_GzMN_Dp00_Gp00 | A3 -Florencia 33 kV | All generators | 0.94 | cap | Mariquita - Victoria 2 115 | m:Q:bus1 in Mvar | -8.8156 | ElmLne
2031 | 2031_DzMN_GzMN_Dp00_Gp00 | A3 -Florencia 33 kV | All generators | 0.95 | cap | Mariquita - Victoria 2 115 | m:Q:bus1 in Mvar | -8.8084 | ElmLne
2031 | 2031_DzMN_GzMN_Dp00_Gp00 | A3 -Florencia 33 kV | All generators | 0.96 | cap | Mariquita - Victoria 2 115 | m:Q:bus1 in Mvar | -8.8009 | ElmLne
2031 | 2031_DzMN_GzMN_Dp00_Gp00 | A3 -Florencia 33 kV | All generators | 0.97 | cap | Mariquita - Victoria 2 115 | m:Q:bus1 in Mvar | -8.793 | ElmLne
2031 | 2031_DzMN_GzMN_Dp00_Gp00 | A3 -Florencia 33 kV | All generators | 0.98 | cap | Mariquita - Victoria 2 115 | m:Q:bus1 in Mvar | -8.7842 | ElmLne
2031 | 2031_DzMN_GzMN_Dp00_Gp00 | A3 -Florencia 33 kV | All generators | 0.99 | cap | Mariquita - Victoria 2 115 | m:Q:bus1 in Mvar | -8.7736 | ElmLne
2031 | 2031_DzMN_GzMN_Dp00_Gp00 | A3 -Florencia 33 kV | All generators | 1 | cap | Mariquita - Victoria 2 115 | m:Q:bus1 in Mvar | -8.7508 | ElmLne
2031 | 2031_DzMN_GzMN_Dp00_Gp00 | A3 -Florencia 33 kV | All generators | 0.9 | cap | Mariquita - Victoria 2 115 | m:Q:bus2 in Mvar | 8.2328 | ElmLne
2031 | 2031_DzMN_GzMN_Dp00_Gp00 | A3 -Florencia 33 kV | All generators | 0.91 | cap | Mariquita - Victoria 2 115 | m:Q:bus2 in Mvar | 8.2247 | ElmLne
2031 | 2031_DzMN_GzMN_Dp00_Gp00 | A3 -Florencia 33 kV | All generators | 0.92 | cap | Mariquita - Victoria 2 115 | m:Q:bus2 in Mvar | 8.2169 | ElmLne
2031 | 2031_DzMN_GzMN_Dp00_Gp00 | A3 -Florencia 33 kV | All generators | 0.93 | cap | Mariquita - Victoria 2 115 | m:Q:bus2 in Mvar | 8.2091 | ElmLne
2031 | 2031_DzMN_GzMN_Dp00_Gp00 | A3 -Florencia 33 kV | All generators | 0.94 | cap | Mariquita - Victoria 2 115 | m:Q:bus2 in Mvar | 8.2014 | ElmLne
2031 | 2031_DzMN_GzMN_Dp00_Gp00 | A3 -Florencia 33 kV | All generators | 0.95 | cap | Mariquita - Victoria 2 115 | m:Q:bus2 in Mvar | 8.1935 | ElmLne
2031 | 2031_DzMN_GzMN_Dp00_Gp00 | A3 -Florencia 33 kV | All generators | 0.96 | cap | Mariquita - Victoria 2 115 | m:Q:bus2 in Mvar | 8.1855 | ElmLne
2031 | 2031_DzMN_GzMN_Dp00_Gp00 | A3 -Florencia 33 kV | All generators | 0.97 | cap | Mariquita - Victoria 2 115 | m:Q:bus2 in Mvar | 8.1769 | ElmLne
2031 | 2031_DzMN_GzMN_Dp00_Gp00 | A3 -Florencia 33 kV | All generators | 0.98 | cap | Mariquita - Victoria 2 115 | m:Q:bus2 in Mvar | 8.1675 | ElmLne
2031 | 2031_DzMN_GzMN_Dp00_Gp00 | A3 -Florencia 33 kV | All generators | 0.99 | cap | Mariquita - Victoria 2 115 | m:Q:bus2 in Mvar | 8.1561 | ElmLne
2031 | 2031_DzMN_GzMN_Dp00_Gp00 | A3 -Florencia 33 kV | All generators | 1 | cap | Mariquita - Victoria 2 115 | m:Q:bus2 in Mvar | 8.1315 | ElmLne
2031 | 2031_DzMN_GzMN_Dp00_Gp00 | A3 -Florencia 33 kV | All generators | 0.9 | cap | Mariquita - Victoria 2 115 | m:cosphi:bus1 | 0.48797 | ElmLne
2031 | 2031_DzMN_GzMN_Dp00_Gp00 | A3 -Florencia 33 kV | All generators | 0.91 | cap | Mariquita - Victoria 2 115 | m:cosphi:bus1 | 0.48807 | ElmLne
2031 | 2031_DzMN_GzMN_Dp00_Gp00 | A3 -Florencia 33 kV | All generators | 0.92 | cap | Mariquita - Victoria 2 115 | m:cosphi:bus1 | 0.48816 | ElmLne
2031 | 2031_DzMN_GzMN_Dp00_Gp00 | A3 -Florencia 33 kV | All generators | 0.93 | cap | Mariquita - Victoria 2 115 | m:cosphi:bus1 | 0.48823 | ElmLne
2031 | 2031_DzMN_GzMN_Dp00_Gp00 | A3 -Florencia 33 kV | All generators | 0.94 | cap | Mariquita - Victoria 2 115 | m:cosphi:bus1 | 0.4883 | ElmLne
2031 | 2031_DzMN_GzMN_Dp00_Gp00 | A3 -Florencia 33 kV | All generators | 0.95 | cap | Mariquita - Victoria 2 115 | m:cosphi:bus1 | 0.48836 | ElmLne
2031 | 2031_DzMN_GzMN_Dp00_Gp00 | A3 -Florencia 33 kV | All generators | 0.96 | cap | Mariquita - Victoria 2 115 | m:cosphi:bus1 | 0.48842 | ElmLne
2031 | 2031_DzMN_GzMN_Dp00_Gp00 | A3 -Florencia 33 kV | All generators | 0.97 | cap | Mariquita - Victoria 2 115 | m:cosphi:bus1 | 0.48846 | ElmLne
2031 | 2031_DzMN_GzMN_Dp00_Gp00 | A3 -Florencia 33 kV | All generators | 0.98 | cap | Mariquita - Victoria 2 115 | m:cosphi:bus1 | 0.4885 | ElmLne
2031 | 2031_DzMN_GzMN_Dp00_Gp00 | A3 -Florencia 33 kV | All generators | 0.99 | cap | Mariquita - Victoria 2 115 | m:cosphi:bus1 | 0.48852 | ElmLne
2031 | 2031_DzMN_GzMN_Dp00_Gp00 | A3 -Florencia 33 kV | All generators | 1 | cap | Mariquita - Victoria 2 115 | m:cosphi:bus1 | 0.48851 | ElmLne
2031 | 2031_DzMN_GzMN_Dp00_Gp00 | A3 -Florencia 33 kV | All generators | 0.9 | cap | Mariquita - Victoria 2 115 | m:cosphi:bus2 | -0.51331 | ElmLne
2031 | 2031_DzMN_GzMN_Dp00_Gp00 | A3 -Florencia 33 kV | All generators | 0.91 | cap | Mariquita - Victoria 2 115 | m:cosphi:bus2 | -0.51347 | ElmLne
2031 | 2031_DzMN_GzMN_Dp00_Gp00 | A3 -Florencia 33 kV | All generators | 0.92 | cap | Mariquita - Victoria 2 115 | m:cosphi:bus2 | -0.51361 | ElmLne
2031 | 2031_DzMN_GzMN_Dp00_Gp00 | A3 -Florencia 33 kV | All generators | 0.93 | cap | Mariquita - Victoria 2 115 | m:cosphi:bus2 | -0.51374 | ElmLne
2031 | 2031_DzMN_GzMN_Dp00_Gp00 | A3 -Florencia 33 kV | All generators | 0.94 | cap | Mariquita - Victoria 2 115 | m:cosphi:bus2 | -0.51387 | ElmLne
2031 | 2031_DzMN_GzMN_Dp00_Gp00 | A3 -Florencia 33 kV | All generators | 0.95 | cap | Mariquita - Victoria 2 115 | m:cosphi:bus2 | -0.51398 | ElmLne
2031 | 2031_DzMN_GzMN_Dp00_Gp00 | A3 -Florencia 33 kV | All generators | 0.96 | cap | Mariquita - Victoria 2 115 | m:cosphi:bus2 | -0.51409 | ElmLne
2031 | 2031_DzMN_GzMN_Dp00_Gp00 | A3 -Florencia 33 kV | All generators | 0.97 | cap | Mariquita - Victoria 2 115 | m:cosphi:bus2 | -0.51419 | ElmLne
2031 | 2031_DzMN_GzMN_Dp00_Gp00 | A3 -Florencia 33 kV | All generators | 0.98 | cap | Mariquita - Victoria 2 115 | m:cosphi:bus2 | -0.51429 | ElmLne
2031 | 2031_DzMN_GzMN_Dp00_Gp00 | A3 -Florencia 33 kV | All generators | 0.99 | cap | Mariquita - Victoria 2 115 | m:cosphi:bus2 | -0.51439 | ElmLne
2031 | 2031_DzMN_GzMN_Dp00_Gp00 | A3 -Florencia 33 kV | All generators | 1 | cap | Mariquita - Victoria 2 115 | m:cosphi:bus2 | -0.51454 | ElmLne
2031 | 2031_DzMN_GzMN_Dp00_Gp00 | A3 -Florencia 33 kV | All generators | 0.9 | cap | Dorada 115/33/13.8 kV | m:P:bushv in MW | 1.8094 | ElmTr3
2031 | 2031_DzMN_GzMN_Dp00_Gp00 | A3 -Florencia 33 kV | All generators | 0.91 | cap | Dorada 115/33/13.8 kV | m:P:bushv in MW | 1.8035 | ElmTr3
2031 | 2031_DzMN_GzMN_Dp00_Gp00 | A3 -Florencia 33 kV | All generators | 0.92 | cap | Dorada 115/33/13.8 kV | m:P:bushv in MW | 1.799 | ElmTr3
2031 | 2031_DzMN_GzMN_Dp00_Gp00 | A3 -Florencia 33 kV | All generators | 0.93 | cap | Dorada 115/33/13.8 kV | m:P:bushv in MW | 1.7956 | ElmTr3
2031 | 2031_DzMN_GzMN_Dp00_Gp00 | A3 -Florencia 33 kV | All generators | 0.94 | cap | Dorada 115/33/13.8 kV | m:P:bushv in MW | 1.7932 | ElmTr3
2031 | 2031_DzMN_GzMN_Dp00_Gp00 | A3 -Florencia 33 kV | All generators | 0.95 | cap | Dorada 115/33/13.8 kV | m:P:bushv in MW | 1.7919 | ElmTr3
2031 | 2031_DzMN_GzMN_Dp00_Gp00 | A3 -Florencia 33 kV | All generators | 0.96 | cap | Dorada 115/33/13.8 kV | m:P:bushv in MW | 1.7918 | ElmTr3
2031 | 2031_DzMN_GzMN_Dp00_Gp00 | A3 -Florencia 33 kV | All generators | 0.97 | cap | Dorada 115/33/13.8 kV | m:P:bushv in MW | 1.7929 | ElmTr3
2031 | 2031_DzMN_GzMN_Dp00_Gp00 | A3 -Florencia 33 kV | All generators | 0.98 | cap | Dorada 115/33/13.8 kV | m:P:bushv in MW | 1.7956 | ElmTr3
2031 | 2031_DzMN_GzMN_Dp00_Gp00 | A3 -Florencia 33 kV | All generators | 0.99 | cap | Dorada 115/33/13.8 kV | m:P:bushv in MW | 1.8011 | ElmTr3
2031 | 2031_DzMN_GzMN_Dp00_Gp00 | A3 -Florencia 33 kV | All generators | 1 | cap | Dorada 115/33/13.8 kV | m:P:bushv in MW | 1.821 | ElmTr3
2031 | 2031_DzMN_GzMN_Dp00_Gp00 | A3 -Florencia 33 kV | All generators | 0.9 | cap | Dorada 115/33/13.8 kV | m:Q:bushv in Mvar | 3.3314 | ElmTr3
2031 | 2031_DzMN_GzMN_Dp00_Gp00 | A3 -Florencia 33 kV | All generators | 0.91 | cap | Dorada 115/33/13.8 kV | m:Q:bushv in Mvar | 3.1976 | ElmTr3
2031 | 2031_DzMN_GzMN_Dp00_Gp00 | A3 -Florencia 33 kV | All generators | 0.92 | cap | Dorada 115/33/13.8 kV | m:Q:bushv in Mvar | 3.067 | ElmTr3
2031 | 2031_DzMN_GzMN_Dp00_Gp00 | A3 -Florencia 33 kV | All generators | 0.93 | cap | Dorada 115/33/13.8 kV | m:Q:bushv in Mvar | 2.938 | ElmTr3
2031 | 2031_DzMN_GzMN_Dp00_Gp00 | A3 -Florencia 33 kV | All generators | 0.94 | cap | Dorada 115/33/13.8 kV | m:Q:bushv in Mvar | 2.8092 | ElmTr3
2031 | 2031_DzMN_GzMN_Dp00_Gp00 | A3 -Florencia 33 kV | All generators | 0.95 | cap | Dorada 115/33/13.8 kV | m:Q:bushv in Mvar | 2.6786 | ElmTr3
2031 | 2031_DzMN_GzMN_Dp00_Gp00 | A3 -Florencia 33 kV | All generators | 0.96 | cap | Dorada 115/33/13.8 kV | m:Q:bushv in Mvar | 2.5438 | ElmTr3
2031 | 2031_DzMN_GzMN_Dp00_Gp00 | A3 -Florencia 33 kV | All generators | 0.97 | cap | Dorada 115/33/13.8 kV | m:Q:bushv in Mvar | 2.4009 | ElmTr3
2031 | 2031_DzMN_GzMN_Dp00_Gp00 | A3 -Florencia 33 kV | All generators | 0.98 | cap | Dorada 115/33/13.8 kV | m:Q:bushv in Mvar | 2.2428 | ElmTr3
2031 | 2031_DzMN_GzMN_Dp00_Gp00 | A3 -Florencia 33 kV | All generators | 0.99 | cap | Dorada 115/33/13.8 kV | m:Q:bushv in Mvar | 2.0518 | ElmTr3
2031 | 2031_DzMN_GzMN_Dp00_Gp00 | A3 -Florencia 33 kV | All generators | 1 | cap | Dorada 115/33/13.8 kV | m:Q:bushv in Mvar | 1.6383 | ElmTr3
2031 | 2031_DzMN_GzMN_Dp00_Gp00 | A3 -Florencia 33 kV | All generators | 0.9 | cap | Dorada 115/33/13.8 kV | m:cosphi:bushv | 0.47727 | ElmTr3
2031 | 2031_DzMN_GzMN_Dp00_Gp00 | A3 -Florencia 33 kV | All generators | 0.91 | cap | Dorada 115/33/13.8 kV | m:cosphi:bushv | 0.49127 | ElmTr3
2031 | 2031_DzMN_GzMN_Dp00_Gp00 | A3 -Florencia 33 kV | All generators | 0.92 | cap | Dorada 115/33/13.8 kV | m:cosphi:bushv | 0.50595 | ElmTr3
2031 | 2031_DzMN_GzMN_Dp00_Gp00 | A3 -Florencia 33 kV | All generators | 0.93 | cap | Dorada 115/33/13.8 kV | m:cosphi:bushv | 0.52147 | ElmTr3
2031 | 2031_DzMN_GzMN_Dp00_Gp00 | A3 -Florencia 33 kV | All generators | 0.94 | cap | Dorada 115/33/13.8 kV | m:cosphi:bushv | 0.53806 | ElmTr3
2031 | 2031_DzMN_GzMN_Dp00_Gp00 | A3 -Florencia 33 kV | All generators | 0.95 | cap | Dorada 115/33/13.8 kV | m:cosphi:bushv | 0.55603 | ElmTr3
2031 | 2031_DzMN_GzMN_Dp00_Gp00 | A3 -Florencia 33 kV | All generators | 0.96 | cap | Dorada 115/33/13.8 kV | m:cosphi:bushv | 0.57586 | ElmTr3
2031 | 2031_DzMN_GzMN_Dp00_Gp00 | A3 -Florencia 33 kV | All generators | 0.97 | cap | Dorada 115/33/13.8 kV | m:cosphi:bushv | 0.59834 | ElmTr3
2031 | 2031_DzMN_GzMN_Dp00_Gp00 | A3 -Florencia 33 kV | All generators | 0.98 | cap | Dorada 115/33/13.8 kV | m:cosphi:bushv | 0.62498 | ElmTr3
2031 | 2031_DzMN_GzMN_Dp00_Gp00 | A3 -Florencia 33 kV | All generators | 0.99 | cap | Dorada 115/33/13.8 kV | m:cosphi:bushv | 0.65971 | ElmTr3
2031 | 2031_DzMN_GzMN_Dp00_Gp00 | A3 -Florencia 33 kV | All generators | 1 | cap | Dorada 115/33/13.8 kV | m:cosphi:bushv | 0.74342 | ElmTr3
2031 | 2031_DzMN_GzMN_Dp00_Gp00 | A3 -Florencia 33 kV | All generators | 0.9 | cap | Manzanares 115/33/13.8 kV | m:P:bushv in MW | -6.2414 | ElmTr3
2031 | 2031_DzMN_GzMN_Dp00_Gp00 | A3 -Florencia 33 kV | All generators | 0.91 | cap | Manzanares 115/33/13.8 kV | m:P:bushv in MW | -6.3195 | ElmTr3
2031 | 2031_DzMN_GzMN_Dp00_Gp00 | A3 -Florencia 33 kV | All generators | 0.92 | cap | Manzanares 115/33/13.8 kV | m:P:bushv in MW | -6.3925 | ElmTr3
2031 | 2031_DzMN_GzMN_Dp00_Gp00 | A3 -Florencia 33 kV | All generators | 0.93 | cap | Manzanares 115/33/13.8 kV | m:P:bushv in MW | -6.4613 | ElmTr3
2031 | 2031_DzMN_GzMN_Dp00_Gp00 | A3 -Florencia 33 kV | All generators | 0.94 | cap | Manzanares 115/33/13.8 kV | m:P:bushv in MW | -6.527 | ElmTr3
2031 | 2031_DzMN_GzMN_Dp00_Gp00 | A3 -Florencia 33 kV | All generators | 0.95 | cap | Manzanares 115/33/13.8 kV | m:P:bushv in MW | -6.5903 | ElmTr3
2031 | 2031_DzMN_GzMN_Dp00_Gp00 | A3 -Florencia 33 kV | All generators | 0.96 | cap | Manzanares 115/33/13.8 kV | m:P:bushv in MW | -6.6524 | ElmTr3
2031 | 2031_DzMN_GzMN_Dp00_Gp00 | A3 -Florencia 33 kV | All generators | 0.97 | cap | Manzanares 115/33/13.8 kV | m:P:bushv in MW | -6.7143 | ElmTr3
2031 | 2031_DzMN_GzMN_Dp00_Gp00 | A3 -Florencia 33 kV | All generators | 0.98 | cap | Manzanares 115/33/13.8 kV | m:P:bushv in MW | -6.7784 | ElmTr3
2031 | 2031_DzMN_GzMN_Dp00_Gp00 | A3 -Florencia 33 kV | All generators | 0.99 | cap | Manzanares 115/33/13.8 kV | m:P:bushv in MW | -6.8496 | ElmTr3
2031 | 2031_DzMN_GzMN_Dp00_Gp00 | A3 -Florencia 33 kV | All generators | 1 | cap | Manzanares 115/33/13.8 kV | m:P:bushv in MW | -6.9799 | ElmTr3
2031 | 2031_DzMN_GzMN_Dp00_Gp00 | A3 -Florencia 33 kV | All generators | 0.9 | cap | Manzanares 115/33/13.8 kV | m:Q:bushv in Mvar | 6.1298 | ElmTr3
2031 | 2031_DzMN_GzMN_Dp00_Gp00 | A3 -Florencia 33 kV | All generators | 0.91 | cap | Manzanares 115/33/13.8 kV | m:Q:bushv in Mvar | 5.736 | ElmTr3
2031 | 2031_DzMN_GzMN_Dp00_Gp00 | A3 -Florencia 33 kV | All generators | 0.92 | cap | Manzanares 115/33/13.8 kV | m:Q:bushv in Mvar | 5.3509 | ElmTr3
2031 | 2031_DzMN_GzMN_Dp00_Gp00 | A3 -Florencia 33 kV | All generators | 0.93 | cap | Manzanares 115/33/13.8 kV | m:Q:bushv in Mvar | 4.9698 | ElmTr3
2031 | 2031_DzMN_GzMN_Dp00_Gp00 | A3 -Florencia 33 kV | All generators | 0.94 | cap | Manzanares 115/33/13.8 kV | m:Q:bushv in Mvar | 4.5883 | ElmTr3
2031 | 2031_DzMN_GzMN_Dp00_Gp00 | A3 -Florencia 33 kV | All generators | 0.95 | cap | Manzanares 115/33/13.8 kV | m:Q:bushv in Mvar | 4.2008 | ElmTr3
2031 | 2031_DzMN_GzMN_Dp00_Gp00 | A3 -Florencia 33 kV | All generators | 0.96 | cap | Manzanares 115/33/13.8 kV | m:Q:bushv in Mvar | 3.7999 | ElmTr3
2031 | 2031_DzMN_GzMN_Dp00_Gp00 | A3 -Florencia 33 kV | All generators | 0.97 | cap | Manzanares 115/33/13.8 kV | m:Q:bushv in Mvar | 3.3742 | ElmTr3
2031 | 2031_DzMN_GzMN_Dp00_Gp00 | A3 -Florencia 33 kV | All generators | 0.98 | cap | Manzanares 115/33/13.8 kV | m:Q:bushv in Mvar | 2.9023 | ElmTr3
2031 | 2031_DzMN_GzMN_Dp00_Gp00 | A3 -Florencia 33 kV | All generators | 0.99 | cap | Manzanares 115/33/13.8 kV | m:Q:bushv in Mvar | 2.3301 | ElmTr3
2031 | 2031_DzMN_GzMN_Dp00_Gp00 | A3 -Florencia 33 kV | All generators | 1 | cap | Manzanares 115/33/13.8 kV | m:Q:bushv in Mvar | 1.0863 | ElmTr3
2031 | 2031_DzMN_GzMN_Dp00_Gp00 | A3 -Florencia 33 kV | All generators | 0.9 | cap | Manzanares 115/33/13.8 kV | m:cosphi:bushv | -0.71346 | ElmTr3
2031 | 2031_DzMN_GzMN_Dp00_Gp00 | A3 -Florencia 33 kV | All generators | 0.91 | cap | Manzanares 115/33/13.8 kV | m:cosphi:bushv | -0.74046 | ElmTr3
2031 | 2031_DzMN_GzMN_Dp00_Gp00 | A3 -Florencia 33 kV | All generators | 0.92 | cap | Manzanares 115/33/13.8 kV | m:cosphi:bushv | -0.76681 | ElmTr3
2031 | 2031_DzMN_GzMN_Dp00_Gp00 | A3 -Florencia 33 kV | All generators | 0.93 | cap | Manzanares 115/33/13.8 kV | m:cosphi:bushv | -0.79265 | ElmTr3
2031 | 2031_DzMN_GzMN_Dp00_Gp00 | A3 -Florencia 33 kV | All generators | 0.94 | cap | Manzanares 115/33/13.8 kV | m:cosphi:bushv | -0.81809 | ElmTr3
2031 | 2031_DzMN_GzMN_Dp00_Gp00 | A3 -Florencia 33 kV | All generators | 0.95 | cap | Manzanares 115/33/13.8 kV | m:cosphi:bushv | -0.84326 | ElmTr3
2031 | 2031_DzMN_GzMN_Dp00_Gp00 | A3 -Florencia 33 kV | All generators | 0.96 | cap | Manzanares 115/33/13.8 kV | m:cosphi:bushv | -0.86832 | ElmTr3
2031 | 2031_DzMN_GzMN_Dp00_Gp00 | A3 -Florencia 33 kV | All generators | 0.97 | cap | Manzanares 115/33/13.8 kV | m:cosphi:bushv | -0.89352 | ElmTr3
2031 | 2031_DzMN_GzMN_Dp00_Gp00 | A3 -Florencia 33 kV | All generators | 0.98 | cap | Manzanares 115/33/13.8 kV | m:cosphi:bushv | -0.91928 | ElmTr3
2031 | 2031_DzMN_GzMN_Dp00_Gp00 | A3 -Florencia 33 kV | All generators | 0.99 | cap | Manzanares 115/33/13.8 kV | m:cosphi:bushv | -0.94672 | ElmTr3
2031 | 2031_DzMN_GzMN_Dp00_Gp00 | A3 -Florencia 33 kV | All generators | 1 | cap | Manzanares 115/33/13.8 kV | m:cosphi:bushv | -0.9881 | ElmTr3
2031 | 2031_DzMN_GzMN_Dp00_Gp00 | A3 -Florencia 33 kV | All generators | 0.9 | cap | Purnio 230/115 | m:P:bushv in MW | 30.5243 | ElmTr3
2031 | 2031_DzMN_GzMN_Dp00_Gp00 | A3 -Florencia 33 kV | All generators | 0.91 | cap | Purnio 230/115 | m:P:bushv in MW | 30.5084 | ElmTr3
2031 | 2031_DzMN_GzMN_Dp00_Gp00 | A3 -Florencia 33 kV | All generators | 0.92 | cap | Purnio 230/115 | m:P:bushv in MW | 30.4944 | ElmTr3
2031 | 2031_DzMN_GzMN_Dp00_Gp00 | A3 -Florencia 33 kV | All generators | 0.93 | cap | Purnio 230/115 | m:P:bushv in MW | 30.4821 | ElmTr3
2031 | 2031_DzMN_GzMN_Dp00_Gp00 | A3 -Florencia 33 kV | All generators | 0.94 | cap | Purnio 230/115 | m:P:bushv in MW | 30.4712 | ElmTr3
2031 | 2031_DzMN_GzMN_Dp00_Gp00 | A3 -Florencia 33 kV | All generators | 0.95 | cap | Purnio 230/115 | m:P:bushv in MW | 30.4617 | ElmTr3
2031 | 2031_DzMN_GzMN_Dp00_Gp00 | A3 -Florencia 33 kV | All generators | 0.96 | cap | Purnio 230/115 | m:P:bushv in MW | 30.4535 | ElmTr3
2031 | 2031_DzMN_GzMN_Dp00_Gp00 | A3 -Florencia 33 kV | All generators | 0.97 | cap | Purnio 230/115 | m:P:bushv in MW | 30.4466 | ElmTr3
2031 | 2031_DzMN_GzMN_Dp00_Gp00 | A3 -Florencia 33 kV | All generators | 0.98 | cap | Purnio 230/115 | m:P:bushv in MW | 30.441 | ElmTr3
2031 | 2031_DzMN_GzMN_Dp00_Gp00 | A3 -Florencia 33 kV | All generators | 0.99 | cap | Purnio 230/115 | m:P:bushv in MW | 30.4372 | ElmTr3
2031 | 2031_DzMN_GzMN_Dp00_Gp00 | A3 -Florencia 33 kV | All generators | 1 | cap | Purnio 230/115 | m:P:bushv in MW | 30.4401 | ElmTr3
2031 | 2031_DzMN_GzMN_Dp00_Gp00 | A3 -Florencia 33 kV | All generators | 0.9 | cap | Purnio 230/115 | m:Q:bushv in Mvar | 1.1449 | ElmTr3
2031 | 2031_DzMN_GzMN_Dp00_Gp00 | A3 -Florencia 33 kV | All generators | 0.91 | cap | Purnio 230/115 | m:Q:bushv in Mvar | 0.96745 | ElmTr3
2031 | 2031_DzMN_GzMN_Dp00_Gp00 | A3 -Florencia 33 kV | All generators | 0.92 | cap | Purnio 230/115 | m:Q:bushv in Mvar | 0.79424 | ElmTr3
2031 | 2031_DzMN_GzMN_Dp00_Gp00 | A3 -Florencia 33 kV | All generators | 0.93 | cap | Purnio 230/115 | m:Q:bushv in Mvar | 0.62326 | ElmTr3
2031 | 2031_DzMN_GzMN_Dp00_Gp00 | A3 -Florencia 33 kV | All generators | 0.94 | cap | Purnio 230/115 | m:Q:bushv in Mvar | 0.45243 | ElmTr3
2031 | 2031_DzMN_GzMN_Dp00_Gp00 | A3 -Florencia 33 kV | All generators | 0.95 | cap | Purnio 230/115 | m:Q:bushv in Mvar | 0.27927 | ElmTr3
2031 | 2031_DzMN_GzMN_Dp00_Gp00 | A3 -Florencia 33 kV | All generators | 0.96 | cap | Purnio 230/115 | m:Q:bushv in Mvar | 0.10051 | ElmTr3
2031 | 2031_DzMN_GzMN_Dp00_Gp00 | A3 -Florencia 33 kV | All generators | 0.97 | cap | Purnio 230/115 | m:Q:bushv in Mvar | -0.088909 | ElmTr3
2031 | 2031_DzMN_GzMN_Dp00_Gp00 | A3 -Florencia 33 kV | All generators | 0.98 | cap | Purnio 230/115 | m:Q:bushv in Mvar | -0.29837 | ElmTr3
2031 | 2031_DzMN_GzMN_Dp00_Gp00 | A3 -Florencia 33 kV | All generators | 0.99 | cap | Purnio 230/115 | m:Q:bushv in Mvar | -0.55161 | ElmTr3
2031 | 2031_DzMN_GzMN_Dp00_Gp00 | A3 -Florencia 33 kV | All generators | 1 | cap | Purnio 230/115 | m:Q:bushv in Mvar | -1.0995 | ElmTr3
2031 | 2031_DzMN_GzMN_Dp00_Gp00 | A3 -Florencia 33 kV | All generators | 0.9 | cap | Purnio 230/115 | m:cosphi:bushv | 0.9993 | ElmTr3
2031 | 2031_DzMN_GzMN_Dp00_Gp00 | A3 -Florencia 33 kV | All generators | 0.91 | cap | Purnio 230/115 | m:cosphi:bushv | 0.9995 | ElmTr3
2031 | 2031_DzMN_GzMN_Dp00_Gp00 | A3 -Florencia 33 kV | All generators | 0.92 | cap | Purnio 230/115 | m:cosphi:bushv | 0.99966 | ElmTr3
2031 | 2031_DzMN_GzMN_Dp00_Gp00 | A3 -Florencia 33 kV | All generators | 0.93 | cap | Purnio 230/115 | m:cosphi:bushv | 0.99979 | ElmTr3
2031 | 2031_DzMN_GzMN_Dp00_Gp00 | A3 -Florencia 33 kV | All generators | 0.94 | cap | Purnio 230/115 | m:cosphi:bushv | 0.99989 | ElmTr3
2031 | 2031_DzMN_GzMN_Dp00_Gp00 | A3 -Florencia 33 kV | All generators | 0.95 | cap | Purnio 230/115 | m:cosphi:bushv | 0.99996 | ElmTr3
2031 | 2031_DzMN_GzMN_Dp00_Gp00 | A3 -Florencia 33 kV | All generators | 0.96 | cap | Purnio 230/115 | m:cosphi:bushv | 1 | ElmTr3
2031 | 2031_DzMN_GzMN_Dp00_Gp00 | A3 -Florencia 33 kV | All generators | 0.97 | cap | Purnio 230/115 | m:cosphi:bushv | 1 | ElmTr3
2031 | 2031_DzMN_GzMN_Dp00_Gp00 | A3 -Florencia 33 kV | All generators | 0.98 | cap | Purnio 230/115 | m:cosphi:bushv | 0.99995 | ElmTr3
2031 | 2031_DzMN_GzMN_Dp00_Gp00 | A3 -Florencia 33 kV | All generators | 0.99 | cap | Purnio 230/115 | m:cosphi:bushv | 0.99984 | ElmTr3
2031 | 2031_DzMN_GzMN_Dp00_Gp00 | A3 -Florencia 33 kV | All generators | 1 | cap | Purnio 230/115 | m:cosphi:bushv | 0.99935 | ElmTr3
2031 | 2031_DzMN_GzMN_Dp00_Gp00 | A3 -Florencia 33 kV | All generators | 0.9 | cap | Victoria 115/33/13.8 kV | m:P:bushv in MW | -1.2325 | ElmTr3
2031 | 2031_DzMN_GzMN_Dp00_Gp00 | A3 -Florencia 33 kV | All generators | 0.91 | cap | Victoria 115/33/13.8 kV | m:P:bushv in MW | -1.255 | ElmTr3
2031 | 2031_DzMN_GzMN_Dp00_Gp00 | A3 -Florencia 33 kV | All generators | 0.92 | cap | Victoria 115/33/13.8 kV | m:P:bushv in MW | -1.275 | ElmTr3
2031 | 2031_DzMN_GzMN_Dp00_Gp00 | A3 -Florencia 33 kV | All generators | 0.93 | cap | Victoria 115/33/13.8 kV | m:P:bushv in MW | -1.2929 | ElmTr3
2031 | 2031_DzMN_GzMN_Dp00_Gp00 | A3 -Florencia 33 kV | All generators | 0.94 | cap | Victoria 115/33/13.8 kV | m:P:bushv in MW | -1.3089 | ElmTr3
2031 | 2031_DzMN_GzMN_Dp00_Gp00 | A3 -Florencia 33 kV | All generators | 0.95 | cap | Victoria 115/33/13.8 kV | m:P:bushv in MW | -1.3232 | ElmTr3
2031 | 2031_DzMN_GzMN_Dp00_Gp00 | A3 -Florencia 33 kV | All generators | 0.96 | cap | Victoria 115/33/13.8 kV | m:P:bushv in MW | -1.3359 | ElmTr3
2031 | 2031_DzMN_GzMN_Dp00_Gp00 | A3 -Florencia 33 kV | All generators | 0.97 | cap | Victoria 115/33/13.8 kV | m:P:bushv in MW | -1.3472 | ElmTr3
2031 | 2031_DzMN_GzMN_Dp00_Gp00 | A3 -Florencia 33 kV | All generators | 0.98 | cap | Victoria 115/33/13.8 kV | m:P:bushv in MW | -1.357 | ElmTr3
2031 | 2031_DzMN_GzMN_Dp00_Gp00 | A3 -Florencia 33 kV | All generators | 0.99 | cap | Victoria 115/33/13.8 kV | m:P:bushv in MW | -1.3651 | ElmTr3
2031 | 2031_DzMN_GzMN_Dp00_Gp00 | A3 -Florencia 33 kV | All generators | 1 | cap | Victoria 115/33/13.8 kV | m:P:bushv in MW | -1.3686 | ElmTr3
2031 | 2031_DzMN_GzMN_Dp00_Gp00 | A3 -Florencia 33 kV | All generators | 0.9 | cap | Victoria 115/33/13.8 kV | m:Q:bushv in Mvar | 5.9873 | ElmTr3
2031 | 2031_DzMN_GzMN_Dp00_Gp00 | A3 -Florencia 33 kV | All generators | 0.91 | cap | Victoria 115/33/13.8 kV | m:Q:bushv in Mvar | 5.7581 | ElmTr3
2031 | 2031_DzMN_GzMN_Dp00_Gp00 | A3 -Florencia 33 kV | All generators | 0.92 | cap | Victoria 115/33/13.8 kV | m:Q:bushv in Mvar | 5.5341 | ElmTr3
2031 | 2031_DzMN_GzMN_Dp00_Gp00 | A3 -Florencia 33 kV | All generators | 0.93 | cap | Victoria 115/33/13.8 kV | m:Q:bushv in Mvar | 5.3127 | ElmTr3
2031 | 2031_DzMN_GzMN_Dp00_Gp00 | A3 -Florencia 33 kV | All generators | 0.94 | cap | Victoria 115/33/13.8 kV | m:Q:bushv in Mvar | 5.0912 | ElmTr3
2031 | 2031_DzMN_GzMN_Dp00_Gp00 | A3 -Florencia 33 kV | All generators | 0.95 | cap | Victoria 115/33/13.8 kV | m:Q:bushv in Mvar | 4.8664 | ElmTr3
2031 | 2031_DzMN_GzMN_Dp00_Gp00 | A3 -Florencia 33 kV | All generators | 0.96 | cap | Victoria 115/33/13.8 kV | m:Q:bushv in Mvar | 4.634 | ElmTr3
2031 | 2031_DzMN_GzMN_Dp00_Gp00 | A3 -Florencia 33 kV | All generators | 0.97 | cap | Victoria 115/33/13.8 kV | m:Q:bushv in Mvar | 4.3875 | ElmTr3
2031 | 2031_DzMN_GzMN_Dp00_Gp00 | A3 -Florencia 33 kV | All generators | 0.98 | cap | Victoria 115/33/13.8 kV | m:Q:bushv in Mvar | 4.1145 | ElmTr3
2031 | 2031_DzMN_GzMN_Dp00_Gp00 | A3 -Florencia 33 kV | All generators | 0.99 | cap | Victoria 115/33/13.8 kV | m:Q:bushv in Mvar | 3.7838 | ElmTr3
2031 | 2031_DzMN_GzMN_Dp00_Gp00 | A3 -Florencia 33 kV | All generators | 1 | cap | Victoria 115/33/13.8 kV | m:Q:bushv in Mvar | 3.0665 | ElmTr3
2031 | 2031_DzMN_GzMN_Dp00_Gp00 | A3 -Florencia 33 kV | All generators | 0.9 | cap | Victoria 115/33/13.8 kV | m:cosphi:bushv | -0.20163 | ElmTr3
2031 | 2031_DzMN_GzMN_Dp00_Gp00 | A3 -Florencia 33 kV | All generators | 0.91 | cap | Victoria 115/33/13.8 kV | m:cosphi:bushv | -0.21296 | ElmTr3
2031 | 2031_DzMN_GzMN_Dp00_Gp00 | A3 -Florencia 33 kV | All generators | 0.92 | cap | Victoria 115/33/13.8 kV | m:cosphi:bushv | -0.22451 | ElmTr3
2031 | 2031_DzMN_GzMN_Dp00_Gp00 | A3 -Florencia 33 kV | All generators | 0.93 | cap | Victoria 115/33/13.8 kV | m:cosphi:bushv | -0.23646 | ElmTr3
2031 | 2031_DzMN_GzMN_Dp00_Gp00 | A3 -Florencia 33 kV | All generators | 0.94 | cap | Victoria 115/33/13.8 kV | m:cosphi:bushv | -0.24899 | ElmTr3
2031 | 2031_DzMN_GzMN_Dp00_Gp00 | A3 -Florencia 33 kV | All generators | 0.95 | cap | Victoria 115/33/13.8 kV | m:cosphi:bushv | -0.26237 | ElmTr3
2031 | 2031_DzMN_GzMN_Dp00_Gp00 | A3 -Florencia 33 kV | All generators | 0.96 | cap | Victoria 115/33/13.8 kV | m:cosphi:bushv | -0.277 | ElmTr3
2031 | 2031_DzMN_GzMN_Dp00_Gp00 | A3 -Florencia 33 kV | All generators | 0.97 | cap | Victoria 115/33/13.8 kV | m:cosphi:bushv | -0.29353 | ElmTr3
2031 | 2031_DzMN_GzMN_Dp00_Gp00 | A3 -Florencia 33 kV | All generators | 0.98 | cap | Victoria 115/33/13.8 kV | m:cosphi:bushv | -0.31322 | ElmTr3
2031 | 2031_DzMN_GzMN_Dp00_Gp00 | A3 -Florencia 33 kV | All generators | 0.99 | cap | Victoria 115/33/13.8 kV | m:cosphi:bushv | -0.33937 | ElmTr3
2031 | 2031_DzMN_GzMN_Dp00_Gp00 | A3 -Florencia 33 kV | All generators | 1 | cap | Victoria 115/33/13.8 kV | m:cosphi:bushv | -0.40758 | ElmTr3
2031 | 2031_DzMN_GzMN_Dp00_Gp00 | A3 -Florencia 33 kV | All generators | 0.9 | ind | Dorada - Magdalena 115 kV | m:P:bus1 in MW | 31.3795 | ElmLne
2031 | 2031_DzMN_GzMN_Dp00_Gp00 | A3 -Florencia 33 kV | All generators | 0.91 | ind | Dorada - Magdalena 115 kV | m:P:bus1 in MW | 31.3749 | ElmLne
2031 | 2031_DzMN_GzMN_Dp00_Gp00 | A3 -Florencia 33 kV | All generators | 0.92 | ind | Dorada - Magdalena 115 kV | m:P:bus1 in MW | 31.37 | ElmLne
2031 | 2031_DzMN_GzMN_Dp00_Gp00 | A3 -Florencia 33 kV | All generators | 0.93 | ind | Dorada - Magdalena 115 kV | m:P:bus1 in MW | 31.3648 | ElmLne
2031 | 2031_DzMN_GzMN_Dp00_Gp00 | A3 -Florencia 33 kV | All generators | 0.94 | ind | Dorada - Magdalena 115 kV | m:P:bus1 in MW | 31.3591 | ElmLne
2031 | 2031_DzMN_GzMN_Dp00_Gp00 | A3 -Florencia 33 kV | All generators | 0.95 | ind | Dorada - Magdalena 115 kV | m:P:bus1 in MW | 31.3529 | ElmLne
2031 | 2031_DzMN_GzMN_Dp00_Gp00 | A3 -Florencia 33 kV | All generators | 0.96 | ind | Dorada - Magdalena 115 kV | m:P:bus1 in MW | 31.3459 | ElmLne
2031 | 2031_DzMN_GzMN_Dp00_Gp00 | A3 -Florencia 33 kV | All generators | 0.97 | ind | Dorada - Magdalena 115 kV | m:P:bus1 in MW | 31.3379 | ElmLne
2031 | 2031_DzMN_GzMN_Dp00_Gp00 | A3 -Florencia 33 kV | All generators | 0.98 | ind | Dorada - Magdalena 115 kV | m:P:bus1 in MW | 31.3281 | ElmLne
2031 | 2031_DzMN_GzMN_Dp00_Gp00 | A3 -Florencia 33 kV | All generators | 0.99 | ind | Dorada - Magdalena 115 kV | m:P:bus1 in MW | 31.3148 | ElmLne
2031 | 2031_DzMN_GzMN_Dp00_Gp00 | A3 -Florencia 33 kV | All generators | 1 | ind | Dorada - Magdalena 115 kV | m:P:bus1 in MW | 31.2797 | ElmLne
2031 | 2031_DzMN_GzMN_Dp00_Gp00 | A3 -Florencia 33 kV | All generators | 0.9 | ind | Dorada - Magdalena 115 kV | m:P:bus2 in MW | -31.3296 | ElmLne
2031 | 2031_DzMN_GzMN_Dp00_Gp00 | A3 -Florencia 33 kV | All generators | 0.91 | ind | Dorada - Magdalena 115 kV | m:P:bus2 in MW | -31.325 | ElmLne
2031 | 2031_DzMN_GzMN_Dp00_Gp00 | A3 -Florencia 33 kV | All generators | 0.92 | ind | Dorada - Magdalena 115 kV | m:P:bus2 in MW | -31.3202 | ElmLne
2031 | 2031_DzMN_GzMN_Dp00_Gp00 | A3 -Florencia 33 kV | All generators | 0.93 | ind | Dorada - Magdalena 115 kV | m:P:bus2 in MW | -31.3149 | ElmLne
2031 | 2031_DzMN_GzMN_Dp00_Gp00 | A3 -Florencia 33 kV | All generators | 0.94 | ind | Dorada - Magdalena 115 kV | m:P:bus2 in MW | -31.3093 | ElmLne
2031 | 2031_DzMN_GzMN_Dp00_Gp00 | A3 -Florencia 33 kV | All generators | 0.95 | ind | Dorada - Magdalena 115 kV | m:P:bus2 in MW | -31.3031 | ElmLne
2031 | 2031_DzMN_GzMN_Dp00_Gp00 | A3 -Florencia 33 kV | All generators | 0.96 | ind | Dorada - Magdalena 115 kV | m:P:bus2 in MW | -31.2961 | ElmLne
2031 | 2031_DzMN_GzMN_Dp00_Gp00 | A3 -Florencia 33 kV | All generators | 0.97 | ind | Dorada - Magdalena 115 kV | m:P:bus2 in MW | -31.288 | ElmLne
2031 | 2031_DzMN_GzMN_Dp00_Gp00 | A3 -Florencia 33 kV | All generators | 0.98 | ind | Dorada - Magdalena 115 kV | m:P:bus2 in MW | -31.2782 | ElmLne
2031 | 2031_DzMN_GzMN_Dp00_Gp00 | A3 -Florencia 33 kV | All generators | 0.99 | ind | Dorada - Magdalena 115 kV | m:P:bus2 in MW | -31.265 | ElmLne
2031 | 2031_DzMN_GzMN_Dp00_Gp00 | A3 -Florencia 33 kV | All generators | 1 | ind | Dorada - Magdalena 115 kV | m:P:bus2 in MW | -31.2299 | ElmLne
2031 | 2031_DzMN_GzMN_Dp00_Gp00 | A3 -Florencia 33 kV | All generators | 0.9 | ind | Dorada - Magdalena 115 kV | m:Q:bus1 in Mvar | -0.31942 | ElmLne
2031 | 2031_DzMN_GzMN_Dp00_Gp00 | A3 -Florencia 33 kV | All generators | 0.91 | ind | Dorada - Magdalena 115 kV | m:Q:bus1 in Mvar | -0.34301 | ElmLne
2031 | 2031_DzMN_GzMN_Dp00_Gp00 | A3 -Florencia 33 kV | All generators | 0.92 | ind | Dorada - Magdalena 115 kV | m:Q:bus1 in Mvar | -0.36764 | ElmLne
2031 | 2031_DzMN_GzMN_Dp00_Gp00 | A3 -Florencia 33 kV | All generators | 0.93 | ind | Dorada - Magdalena 115 kV | m:Q:bus1 in Mvar | -0.39358 | ElmLne
2031 | 2031_DzMN_GzMN_Dp00_Gp00 | A3 -Florencia 33 kV | All generators | 0.94 | ind | Dorada - Magdalena 115 kV | m:Q:bus1 in Mvar | -0.42117 | ElmLne
2031 | 2031_DzMN_GzMN_Dp00_Gp00 | A3 -Florencia 33 kV | All generators | 0.95 | ind | Dorada - Magdalena 115 kV | m:Q:bus1 in Mvar | -0.4509 | ElmLne
2031 | 2031_DzMN_GzMN_Dp00_Gp00 | A3 -Florencia 33 kV | All generators | 0.96 | ind | Dorada - Magdalena 115 kV | m:Q:bus1 in Mvar | -0.48357 | ElmLne
2031 | 2031_DzMN_GzMN_Dp00_Gp00 | A3 -Florencia 33 kV | All generators | 0.97 | ind | Dorada - Magdalena 115 kV | m:Q:bus1 in Mvar | -0.52048 | ElmLne
2031 | 2031_DzMN_GzMN_Dp00_Gp00 | A3 -Florencia 33 kV | All generators | 0.98 | ind | Dorada - Magdalena 115 kV | m:Q:bus1 in Mvar | -0.56424 | ElmLne
2031 | 2031_DzMN_GzMN_Dp00_Gp00 | A3 -Florencia 33 kV | All generators | 0.99 | ind | Dorada - Magdalena 115 kV | m:Q:bus1 in Mvar | -0.62159 | ElmLne
2031 | 2031_DzMN_GzMN_Dp00_Gp00 | A3 -Florencia 33 kV | All generators | 1 | ind | Dorada - Magdalena 115 kV | m:Q:bus1 in Mvar | -0.76488 | ElmLne
2031 | 2031_DzMN_GzMN_Dp00_Gp00 | A3 -Florencia 33 kV | All generators | 0.9 | ind | Dorada - Magdalena 115 kV | m:Q:bus2 in Mvar | 0.19498 | ElmLne
2031 | 2031_DzMN_GzMN_Dp00_Gp00 | A3 -Florencia 33 kV | All generators | 0.91 | ind | Dorada - Magdalena 115 kV | m:Q:bus2 in Mvar | 0.21865 | ElmLne
2031 | 2031_DzMN_GzMN_Dp00_Gp00 | A3 -Florencia 33 kV | All generators | 0.92 | ind | Dorada - Magdalena 115 kV | m:Q:bus2 in Mvar | 0.24336 | ElmLne
2031 | 2031_DzMN_GzMN_Dp00_Gp00 | A3 -Florencia 33 kV | All generators | 0.93 | ind | Dorada - Magdalena 115 kV | m:Q:bus2 in Mvar | 0.26938 | ElmLne
2031 | 2031_DzMN_GzMN_Dp00_Gp00 | A3 -Florencia 33 kV | All generators | 0.94 | ind | Dorada - Magdalena 115 kV | m:Q:bus2 in Mvar | 0.29705 | ElmLne
2031 | 2031_DzMN_GzMN_Dp00_Gp00 | A3 -Florencia 33 kV | All generators | 0.95 | ind | Dorada - Magdalena 115 kV | m:Q:bus2 in Mvar | 0.32687 | ElmLne
2031 | 2031_DzMN_GzMN_Dp00_Gp00 | A3 -Florencia 33 kV | All generators | 0.96 | ind | Dorada - Magdalena 115 kV | m:Q:bus2 in Mvar | 0.35963 | ElmLne
2031 | 2031_DzMN_GzMN_Dp00_Gp00 | A3 -Florencia 33 kV | All generators | 0.97 | ind | Dorada - Magdalena 115 kV | m:Q:bus2 in Mvar | 0.39665 | ElmLne
2031 | 2031_DzMN_GzMN_Dp00_Gp00 | A3 -Florencia 33 kV | All generators | 0.98 | ind | Dorada - Magdalena 115 kV | m:Q:bus2 in Mvar | 0.44053 | ElmLne
2031 | 2031_DzMN_GzMN_Dp00_Gp00 | A3 -Florencia 33 kV | All generators | 0.99 | ind | Dorada - Magdalena 115 kV | m:Q:bus2 in Mvar | 0.49803 | ElmLne
2031 | 2031_DzMN_GzMN_Dp00_Gp00 | A3 -Florencia 33 kV | All generators | 1 | ind | Dorada - Magdalena 115 kV | m:Q:bus2 in Mvar | 0.64169 | ElmLne
2031 | 2031_DzMN_GzMN_Dp00_Gp00 | A3 -Florencia 33 kV | All generators | 0.9 | ind | Dorada - Magdalena 115 kV | m:cosphi:bus1 | 0.99995 | ElmLne
2031 | 2031_DzMN_GzMN_Dp00_Gp00 | A3 -Florencia 33 kV | All generators | 0.91 | ind | Dorada - Magdalena 115 kV | m:cosphi:bus1 | 0.99994 | ElmLne
2031 | 2031_DzMN_GzMN_Dp00_Gp00 | A3 -Florencia 33 kV | All generators | 0.92 | ind | Dorada - Magdalena 115 kV | m:cosphi:bus1 | 0.99993 | ElmLne
2031 | 2031_DzMN_GzMN_Dp00_Gp00 | A3 -Florencia 33 kV | All generators | 0.93 | ind | Dorada - Magdalena 115 kV | m:cosphi:bus1 | 0.99992 | ElmLne
2031 | 2031_DzMN_GzMN_Dp00_Gp00 | A3 -Florencia 33 kV | All generators | 0.94 | ind | Dorada - Magdalena 115 kV | m:cosphi:bus1 | 0.99991 | ElmLne
2031 | 2031_DzMN_GzMN_Dp00_Gp00 | A3 -Florencia 33 kV | All generators | 0.95 | ind | Dorada - Magdalena 115 kV | m:cosphi:bus1 | 0.9999 | ElmLne
2031 | 2031_DzMN_GzMN_Dp00_Gp00 | A3 -Florencia 33 kV | All generators | 0.96 | ind | Dorada - Magdalena 115 kV | m:cosphi:bus1 | 0.99988 | ElmLne
2031 | 2031_DzMN_GzMN_Dp00_Gp00 | A3 -Florencia 33 kV | All generators | 0.97 | ind | Dorada - Magdalena 115 kV | m:cosphi:bus1 | 0.99986 | ElmLne
2031 | 2031_DzMN_GzMN_Dp00_Gp00 | A3 -Florencia 33 kV | All generators | 0.98 | ind | Dorada - Magdalena 115 kV | m:cosphi:bus1 | 0.99984 | ElmLne
2031 | 2031_DzMN_GzMN_Dp00_Gp00 | A3 -Florencia 33 kV | All generators | 0.99 | ind | Dorada - Magdalena 115 kV | m:cosphi:bus1 | 0.9998 | ElmLne
2031 | 2031_DzMN_GzMN_Dp00_Gp00 | A3 -Florencia 33 kV | All generators | 1 | ind | Dorada - Magdalena 115 kV | m:cosphi:bus1 | 0.9997 | ElmLne
2031 | 2031_DzMN_GzMN_Dp00_Gp00 | A3 -Florencia 33 kV | All generators | 0.9 | ind | Dorada - Magdalena 115 kV | m:cosphi:bus2 | -0.99998 | ElmLne
2031 | 2031_DzMN_GzMN_Dp00_Gp00 | A3 -Florencia 33 kV | All generators | 0.91 | ind | Dorada - Magdalena 115 kV | m:cosphi:bus2 | -0.99998 | ElmLne
2031 | 2031_DzMN_GzMN_Dp00_Gp00 | A3 -Florencia 33 kV | All generators | 0.92 | ind | Dorada - Magdalena 115 kV | m:cosphi:bus2 | -0.99997 | ElmLne
2031 | 2031_DzMN_GzMN_Dp00_Gp00 | A3 -Florencia 33 kV | All generators | 0.93 | ind | Dorada - Magdalena 115 kV | m:cosphi:bus2 | -0.99996 | ElmLne
2031 | 2031_DzMN_GzMN_Dp00_Gp00 | A3 -Florencia 33 kV | All generators | 0.94 | ind | Dorada - Magdalena 115 kV | m:cosphi:bus2 | -0.99995 | ElmLne
2031 | 2031_DzMN_GzMN_Dp00_Gp00 | A3 -Florencia 33 kV | All generators | 0.95 | ind | Dorada - Magdalena 115 kV | m:cosphi:bus2 | -0.99995 | ElmLne
2031 | 2031_DzMN_GzMN_Dp00_Gp00 | A3 -Florencia 33 kV | All generators | 0.96 | ind | Dorada - Magdalena 115 kV | m:cosphi:bus2 | -0.99993 | ElmLne
2031 | 2031_DzMN_GzMN_Dp00_Gp00 | A3 -Florencia 33 kV | All generators | 0.97 | ind | Dorada - Magdalena 115 kV | m:cosphi:bus2 | -0.99992 | ElmLne
2031 | 2031_DzMN_GzMN_Dp00_Gp00 | A3 -Florencia 33 kV | All generators | 0.98 | ind | Dorada - Magdalena 115 kV | m:cosphi:bus2 | -0.9999 | ElmLne
2031 | 2031_DzMN_GzMN_Dp00_Gp00 | A3 -Florencia 33 kV | All generators | 0.99 | ind | Dorada - Magdalena 115 kV | m:cosphi:bus2 | -0.99987 | ElmLne
2031 | 2031_DzMN_GzMN_Dp00_Gp00 | A3 -Florencia 33 kV | All generators | 1 | ind | Dorada - Magdalena 115 kV | m:cosphi:bus2 | -0.99979 | ElmLne
2031 | 2031_DzMN_GzMN_Dp00_Gp00 | A3 -Florencia 33 kV | All generators | 0.9 | ind | Mariquita - Victoria 2 115 | m:P:bus1 in MW | 4.8561 | ElmLne
2031 | 2031_DzMN_GzMN_Dp00_Gp00 | A3 -Florencia 33 kV | All generators | 0.91 | ind | Mariquita - Victoria 2 115 | m:P:bus1 in MW | 4.8586 | ElmLne
2031 | 2031_DzMN_GzMN_Dp00_Gp00 | A3 -Florencia 33 kV | All generators | 0.92 | ind | Mariquita - Victoria 2 115 | m:P:bus1 in MW | 4.8612 | ElmLne
2031 | 2031_DzMN_GzMN_Dp00_Gp00 | A3 -Florencia 33 kV | All generators | 0.93 | ind | Mariquita - Victoria 2 115 | m:P:bus1 in MW | 4.8639 | ElmLne
2031 | 2031_DzMN_GzMN_Dp00_Gp00 | A3 -Florencia 33 kV | All generators | 0.94 | ind | Mariquita - Victoria 2 115 | m:P:bus1 in MW | 4.8668 | ElmLne
2031 | 2031_DzMN_GzMN_Dp00_Gp00 | A3 -Florencia 33 kV | All generators | 0.95 | ind | Mariquita - Victoria 2 115 | m:P:bus1 in MW | 4.8698 | ElmLne
2031 | 2031_DzMN_GzMN_Dp00_Gp00 | A3 -Florencia 33 kV | All generators | 0.96 | ind | Mariquita - Victoria 2 115 | m:P:bus1 in MW | 4.8731 | ElmLne
2031 | 2031_DzMN_GzMN_Dp00_Gp00 | A3 -Florencia 33 kV | All generators | 0.97 | ind | Mariquita - Victoria 2 115 | m:P:bus1 in MW | 4.8767 | ElmLne
2031 | 2031_DzMN_GzMN_Dp00_Gp00 | A3 -Florencia 33 kV | All generators | 0.98 | ind | Mariquita - Victoria 2 115 | m:P:bus1 in MW | 4.8809 | ElmLne
2031 | 2031_DzMN_GzMN_Dp00_Gp00 | A3 -Florencia 33 kV | All generators | 0.99 | ind | Mariquita - Victoria 2 115 | m:P:bus1 in MW | 4.8864 | ElmLne
2031 | 2031_DzMN_GzMN_Dp00_Gp00 | A3 -Florencia 33 kV | All generators | 1 | ind | Mariquita - Victoria 2 115 | m:P:bus1 in MW | 4.8992 | ElmLne
2031 | 2031_DzMN_GzMN_Dp00_Gp00 | A3 -Florencia 33 kV | All generators | 0.9 | ind | Mariquita - Victoria 2 115 | m:P:bus2 in MW | -4.8368 | ElmLne
2031 | 2031_DzMN_GzMN_Dp00_Gp00 | A3 -Florencia 33 kV | All generators | 0.91 | ind | Mariquita - Victoria 2 115 | m:P:bus2 in MW | -4.8393 | ElmLne
2031 | 2031_DzMN_GzMN_Dp00_Gp00 | A3 -Florencia 33 kV | All generators | 0.92 | ind | Mariquita - Victoria 2 115 | m:P:bus2 in MW | -4.8419 | ElmLne
2031 | 2031_DzMN_GzMN_Dp00_Gp00 | A3 -Florencia 33 kV | All generators | 0.93 | ind | Mariquita - Victoria 2 115 | m:P:bus2 in MW | -4.8446 | ElmLne
2031 | 2031_DzMN_GzMN_Dp00_Gp00 | A3 -Florencia 33 kV | All generators | 0.94 | ind | Mariquita - Victoria 2 115 | m:P:bus2 in MW | -4.8474 | ElmLne
2031 | 2031_DzMN_GzMN_Dp00_Gp00 | A3 -Florencia 33 kV | All generators | 0.95 | ind | Mariquita - Victoria 2 115 | m:P:bus2 in MW | -4.8504 | ElmLne
2031 | 2031_DzMN_GzMN_Dp00_Gp00 | A3 -Florencia 33 kV | All generators | 0.96 | ind | Mariquita - Victoria 2 115 | m:P:bus2 in MW | -4.8536 | ElmLne
2031 | 2031_DzMN_GzMN_Dp00_Gp00 | A3 -Florencia 33 kV | All generators | 0.97 | ind | Mariquita - Victoria 2 115 | m:P:bus2 in MW | -4.8572 | ElmLne
2031 | 2031_DzMN_GzMN_Dp00_Gp00 | A3 -Florencia 33 kV | All generators | 0.98 | ind | Mariquita - Victoria 2 115 | m:P:bus2 in MW | -4.8614 | ElmLne
2031 | 2031_DzMN_GzMN_Dp00_Gp00 | A3 -Florencia 33 kV | All generators | 0.99 | ind | Mariquita - Victoria 2 115 | m:P:bus2 in MW | -4.8668 | ElmLne
2031 | 2031_DzMN_GzMN_Dp00_Gp00 | A3 -Florencia 33 kV | All generators | 1 | ind | Mariquita - Victoria 2 115 | m:P:bus2 in MW | -4.8794 | ElmLne
2031 | 2031_DzMN_GzMN_Dp00_Gp00 | A3 -Florencia 33 kV | All generators | 0.9 | ind | Mariquita - Victoria 2 115 | m:Q:bus1 in Mvar | -8.6874 | ElmLne
2031 | 2031_DzMN_GzMN_Dp00_Gp00 | A3 -Florencia 33 kV | All generators | 0.91 | ind | Mariquita - Victoria 2 115 | m:Q:bus1 in Mvar | -8.6907 | ElmLne
2031 | 2031_DzMN_GzMN_Dp00_Gp00 | A3 -Florencia 33 kV | All generators | 0.92 | ind | Mariquita - Victoria 2 115 | m:Q:bus1 in Mvar | -8.6942 | ElmLne
2031 | 2031_DzMN_GzMN_Dp00_Gp00 | A3 -Florencia 33 kV | All generators | 0.93 | ind | Mariquita - Victoria 2 115 | m:Q:bus1 in Mvar | -8.6979 | ElmLne
2031 | 2031_DzMN_GzMN_Dp00_Gp00 | A3 -Florencia 33 kV | All generators | 0.94 | ind | Mariquita - Victoria 2 115 | m:Q:bus1 in Mvar | -8.7018 | ElmLne
2031 | 2031_DzMN_GzMN_Dp00_Gp00 | A3 -Florencia 33 kV | All generators | 0.95 | ind | Mariquita - Victoria 2 115 | m:Q:bus1 in Mvar | -8.706 | ElmLne
2031 | 2031_DzMN_GzMN_Dp00_Gp00 | A3 -Florencia 33 kV | All generators | 0.96 | ind | Mariquita - Victoria 2 115 | m:Q:bus1 in Mvar | -8.7106 | ElmLne
2031 | 2031_DzMN_GzMN_Dp00_Gp00 | A3 -Florencia 33 kV | All generators | 0.97 | ind | Mariquita - Victoria 2 115 | m:Q:bus1 in Mvar | -8.7159 | ElmLne
2031 | 2031_DzMN_GzMN_Dp00_Gp00 | A3 -Florencia 33 kV | All generators | 0.98 | ind | Mariquita - Victoria 2 115 | m:Q:bus1 in Mvar | -8.7221 | ElmLne
2031 | 2031_DzMN_GzMN_Dp00_Gp00 | A3 -Florencia 33 kV | All generators | 0.99 | ind | Mariquita - Victoria 2 115 | m:Q:bus1 in Mvar | -8.7303 | ElmLne
2031 | 2031_DzMN_GzMN_Dp00_Gp00 | A3 -Florencia 33 kV | All generators | 1 | ind | Mariquita - Victoria 2 115 | m:Q:bus1 in Mvar | -8.7508 | ElmLne
2031 | 2031_DzMN_GzMN_Dp00_Gp00 | A3 -Florencia 33 kV | All generators | 0.9 | ind | Mariquita - Victoria 2 115 | m:Q:bus2 in Mvar | 8.0631 | ElmLne
2031 | 2031_DzMN_GzMN_Dp00_Gp00 | A3 -Florencia 33 kV | All generators | 0.91 | ind | Mariquita - Victoria 2 115 | m:Q:bus2 in Mvar | 8.0667 | ElmLne
2031 | 2031_DzMN_GzMN_Dp00_Gp00 | A3 -Florencia 33 kV | All generators | 0.92 | ind | Mariquita - Victoria 2 115 | m:Q:bus2 in Mvar | 8.0704 | ElmLne
2031 | 2031_DzMN_GzMN_Dp00_Gp00 | A3 -Florencia 33 kV | All generators | 0.93 | ind | Mariquita - Victoria 2 115 | m:Q:bus2 in Mvar | 8.0744 | ElmLne
2031 | 2031_DzMN_GzMN_Dp00_Gp00 | A3 -Florencia 33 kV | All generators | 0.94 | ind | Mariquita - Victoria 2 115 | m:Q:bus2 in Mvar | 8.0786 | ElmLne
2031 | 2031_DzMN_GzMN_Dp00_Gp00 | A3 -Florencia 33 kV | All generators | 0.95 | ind | Mariquita - Victoria 2 115 | m:Q:bus2 in Mvar | 8.0832 | ElmLne
2031 | 2031_DzMN_GzMN_Dp00_Gp00 | A3 -Florencia 33 kV | All generators | 0.96 | ind | Mariquita - Victoria 2 115 | m:Q:bus2 in Mvar | 8.0882 | ElmLne
2031 | 2031_DzMN_GzMN_Dp00_Gp00 | A3 -Florencia 33 kV | All generators | 0.97 | ind | Mariquita - Victoria 2 115 | m:Q:bus2 in Mvar | 8.0938 | ElmLne
2031 | 2031_DzMN_GzMN_Dp00_Gp00 | A3 -Florencia 33 kV | All generators | 0.98 | ind | Mariquita - Victoria 2 115 | m:Q:bus2 in Mvar | 8.1006 | ElmLne
2031 | 2031_DzMN_GzMN_Dp00_Gp00 | A3 -Florencia 33 kV | All generators | 0.99 | ind | Mariquita - Victoria 2 115 | m:Q:bus2 in Mvar | 8.1094 | ElmLne
2031 | 2031_DzMN_GzMN_Dp00_Gp00 | A3 -Florencia 33 kV | All generators | 1 | ind | Mariquita - Victoria 2 115 | m:Q:bus2 in Mvar | 8.1315 | ElmLne
2031 | 2031_DzMN_GzMN_Dp00_Gp00 | A3 -Florencia 33 kV | All generators | 0.9 | ind | Mariquita - Victoria 2 115 | m:cosphi:bus1 | 0.48793 | ElmLne
2031 | 2031_DzMN_GzMN_Dp00_Gp00 | A3 -Florencia 33 kV | All generators | 0.91 | ind | Mariquita - Victoria 2 115 | m:cosphi:bus1 | 0.48798 | ElmLne
2031 | 2031_DzMN_GzMN_Dp00_Gp00 | A3 -Florencia 33 kV | All generators | 0.92 | ind | Mariquita - Victoria 2 115 | m:cosphi:bus1 | 0.48803 | ElmLne
2031 | 2031_DzMN_GzMN_Dp00_Gp00 | A3 -Florencia 33 kV | All generators | 0.93 | ind | Mariquita - Victoria 2 115 | m:cosphi:bus1 | 0.48808 | ElmLne
2031 | 2031_DzMN_GzMN_Dp00_Gp00 | A3 -Florencia 33 kV | All generators | 0.94 | ind | Mariquita - Victoria 2 115 | m:cosphi:bus1 | 0.48813 | ElmLne
2031 | 2031_DzMN_GzMN_Dp00_Gp00 | A3 -Florencia 33 kV | All generators | 0.95 | ind | Mariquita - Victoria 2 115 | m:cosphi:bus1 | 0.48818 | ElmLne
2031 | 2031_DzMN_GzMN_Dp00_Gp00 | A3 -Florencia 33 kV | All generators | 0.96 | ind | Mariquita - Victoria 2 115 | m:cosphi:bus1 | 0.48823 | ElmLne
2031 | 2031_DzMN_GzMN_Dp00_Gp00 | A3 -Florencia 33 kV | All generators | 0.97 | ind | Mariquita - Victoria 2 115 | m:cosphi:bus1 | 0.48829 | ElmLne
2031 | 2031_DzMN_GzMN_Dp00_Gp00 | A3 -Florencia 33 kV | All generators | 0.98 | ind | Mariquita - Victoria 2 115 | m:cosphi:bus1 | 0.48834 | ElmLne
2031 | 2031_DzMN_GzMN_Dp00_Gp00 | A3 -Florencia 33 kV | All generators | 0.99 | ind | Mariquita - Victoria 2 115 | m:cosphi:bus1 | 0.4884 | ElmLne
2031 | 2031_DzMN_GzMN_Dp00_Gp00 | A3 -Florencia 33 kV | All generators | 1 | ind | Mariquita - Victoria 2 115 | m:cosphi:bus1 | 0.48851 | ElmLne
2031 | 2031_DzMN_GzMN_Dp00_Gp00 | A3 -Florencia 33 kV | All generators | 0.9 | ind | Mariquita - Victoria 2 115 | m:cosphi:bus2 | -0.51441 | ElmLne
2031 | 2031_DzMN_GzMN_Dp00_Gp00 | A3 -Florencia 33 kV | All generators | 0.91 | ind | Mariquita - Victoria 2 115 | m:cosphi:bus2 | -0.51444 | ElmLne
2031 | 2031_DzMN_GzMN_Dp00_Gp00 | A3 -Florencia 33 kV | All generators | 0.92 | ind | Mariquita - Victoria 2 115 | m:cosphi:bus2 | -0.51447 | ElmLne
2031 | 2031_DzMN_GzMN_Dp00_Gp00 | A3 -Florencia 33 kV | All generators | 0.93 | ind | Mariquita - Victoria 2 115 | m:cosphi:bus2 | -0.51449 | ElmLne
2031 | 2031_DzMN_GzMN_Dp00_Gp00 | A3 -Florencia 33 kV | All generators | 0.94 | ind | Mariquita - Victoria 2 115 | m:cosphi:bus2 | -0.51451 | ElmLne
2031 | 2031_DzMN_GzMN_Dp00_Gp00 | A3 -Florencia 33 kV | All generators | 0.95 | ind | Mariquita - Victoria 2 115 | m:cosphi:bus2 | -0.51453 | ElmLne
2031 | 2031_DzMN_GzMN_Dp00_Gp00 | A3 -Florencia 33 kV | All generators | 0.96 | ind | Mariquita - Victoria 2 115 | m:cosphi:bus2 | -0.51455 | ElmLne
2031 | 2031_DzMN_GzMN_Dp00_Gp00 | A3 -Florencia 33 kV | All generators | 0.97 | ind | Mariquita - Victoria 2 115 | m:cosphi:bus2 | -0.51457 | ElmLne
2031 | 2031_DzMN_GzMN_Dp00_Gp00 | A3 -Florencia 33 kV | All generators | 0.98 | ind | Mariquita - Victoria 2 115 | m:cosphi:bus2 | -0.51458 | ElmLne
2031 | 2031_DzMN_GzMN_Dp00_Gp00 | A3 -Florencia 33 kV | All generators | 0.99 | ind | Mariquita - Victoria 2 115 | m:cosphi:bus2 | -0.51458 | ElmLne
2031 | 2031_DzMN_GzMN_Dp00_Gp00 | A3 -Florencia 33 kV | All generators | 1 | ind | Mariquita - Victoria 2 115 | m:cosphi:bus2 | -0.51454 | ElmLne
2031 | 2031_DzMN_GzMN_Dp00_Gp00 | A3 -Florencia 33 kV | All generators | 0.9 | ind | Dorada 115/33/13.8 kV | m:P:bushv in MW | 1.9362 | ElmTr3
2031 | 2031_DzMN_GzMN_Dp00_Gp00 | A3 -Florencia 33 kV | All generators | 0.91 | ind | Dorada 115/33/13.8 kV | m:P:bushv in MW | 1.9279 | ElmTr3
2031 | 2031_DzMN_GzMN_Dp00_Gp00 | A3 -Florencia 33 kV | All generators | 0.92 | ind | Dorada 115/33/13.8 kV | m:P:bushv in MW | 1.9195 | ElmTr3
2031 | 2031_DzMN_GzMN_Dp00_Gp00 | A3 -Florencia 33 kV | All generators | 0.93 | ind | Dorada 115/33/13.8 kV | m:P:bushv in MW | 1.911 | ElmTr3
2031 | 2031_DzMN_GzMN_Dp00_Gp00 | A3 -Florencia 33 kV | All generators | 0.94 | ind | Dorada 115/33/13.8 kV | m:P:bushv in MW | 1.9022 | ElmTr3
2031 | 2031_DzMN_GzMN_Dp00_Gp00 | A3 -Florencia 33 kV | All generators | 0.95 | ind | Dorada 115/33/13.8 kV | m:P:bushv in MW | 1.8931 | ElmTr3
2031 | 2031_DzMN_GzMN_Dp00_Gp00 | A3 -Florencia 33 kV | All generators | 0.96 | ind | Dorada 115/33/13.8 kV | m:P:bushv in MW | 1.8836 | ElmTr3
2031 | 2031_DzMN_GzMN_Dp00_Gp00 | A3 -Florencia 33 kV | All generators | 0.97 | ind | Dorada 115/33/13.8 kV | m:P:bushv in MW | 1.8734 | ElmTr3
2031 | 2031_DzMN_GzMN_Dp00_Gp00 | A3 -Florencia 33 kV | All generators | 0.98 | ind | Dorada 115/33/13.8 kV | m:P:bushv in MW | 1.8621 | ElmTr3
2031 | 2031_DzMN_GzMN_Dp00_Gp00 | A3 -Florencia 33 kV | All generators | 0.99 | ind | Dorada 115/33/13.8 kV | m:P:bushv in MW | 1.8486 | ElmTr3
2031 | 2031_DzMN_GzMN_Dp00_Gp00 | A3 -Florencia 33 kV | All generators | 1 | ind | Dorada 115/33/13.8 kV | m:P:bushv in MW | 1.821 | ElmTr3
2031 | 2031_DzMN_GzMN_Dp00_Gp00 | A3 -Florencia 33 kV | All generators | 0.9 | ind | Dorada 115/33/13.8 kV | m:Q:bushv in Mvar | 0.47699 | ElmTr3
2031 | 2031_DzMN_GzMN_Dp00_Gp00 | A3 -Florencia 33 kV | All generators | 0.91 | ind | Dorada 115/33/13.8 kV | m:Q:bushv in Mvar | 0.53834 | ElmTr3
2031 | 2031_DzMN_GzMN_Dp00_Gp00 | A3 -Florencia 33 kV | All generators | 0.92 | ind | Dorada 115/33/13.8 kV | m:Q:bushv in Mvar | 0.60242 | ElmTr3
2031 | 2031_DzMN_GzMN_Dp00_Gp00 | A3 -Florencia 33 kV | All generators | 0.93 | ind | Dorada 115/33/13.8 kV | m:Q:bushv in Mvar | 0.66991 | ElmTr3
2031 | 2031_DzMN_GzMN_Dp00_Gp00 | A3 -Florencia 33 kV | All generators | 0.94 | ind | Dorada 115/33/13.8 kV | m:Q:bushv in Mvar | 0.7417 | ElmTr3
2031 | 2031_DzMN_GzMN_Dp00_Gp00 | A3 -Florencia 33 kV | All generators | 0.95 | ind | Dorada 115/33/13.8 kV | m:Q:bushv in Mvar | 0.81912 | ElmTr3
2031 | 2031_DzMN_GzMN_Dp00_Gp00 | A3 -Florencia 33 kV | All generators | 0.96 | ind | Dorada 115/33/13.8 kV | m:Q:bushv in Mvar | 0.9042 | ElmTr3
2031 | 2031_DzMN_GzMN_Dp00_Gp00 | A3 -Florencia 33 kV | All generators | 0.97 | ind | Dorada 115/33/13.8 kV | m:Q:bushv in Mvar | 1.0004 | ElmTr3
2031 | 2031_DzMN_GzMN_Dp00_Gp00 | A3 -Florencia 33 kV | All generators | 0.98 | ind | Dorada 115/33/13.8 kV | m:Q:bushv in Mvar | 1.1145 | ElmTr3
2031 | 2031_DzMN_GzMN_Dp00_Gp00 | A3 -Florencia 33 kV | All generators | 0.99 | ind | Dorada 115/33/13.8 kV | m:Q:bushv in Mvar | 1.2641 | ElmTr3
2031 | 2031_DzMN_GzMN_Dp00_Gp00 | A3 -Florencia 33 kV | All generators | 1 | ind | Dorada 115/33/13.8 kV | m:Q:bushv in Mvar | 1.6383 | ElmTr3
2031 | 2031_DzMN_GzMN_Dp00_Gp00 | A3 -Florencia 33 kV | All generators | 0.9 | ind | Dorada 115/33/13.8 kV | m:cosphi:bushv | 0.97097 | ElmTr3
2031 | 2031_DzMN_GzMN_Dp00_Gp00 | A3 -Florencia 33 kV | All generators | 0.91 | ind | Dorada 115/33/13.8 kV | m:cosphi:bushv | 0.96316 | ElmTr3
2031 | 2031_DzMN_GzMN_Dp00_Gp00 | A3 -Florencia 33 kV | All generators | 0.92 | ind | Dorada 115/33/13.8 kV | m:cosphi:bushv | 0.95412 | ElmTr3
2031 | 2031_DzMN_GzMN_Dp00_Gp00 | A3 -Florencia 33 kV | All generators | 0.93 | ind | Dorada 115/33/13.8 kV | m:cosphi:bushv | 0.9437 | ElmTr3
2031 | 2031_DzMN_GzMN_Dp00_Gp00 | A3 -Florencia 33 kV | All generators | 0.94 | ind | Dorada 115/33/13.8 kV | m:cosphi:bushv | 0.93168 | ElmTr3
2031 | 2031_DzMN_GzMN_Dp00_Gp00 | A3 -Florencia 33 kV | All generators | 0.95 | ind | Dorada 115/33/13.8 kV | m:cosphi:bushv | 0.91778 | ElmTr3
2031 | 2031_DzMN_GzMN_Dp00_Gp00 | A3 -Florencia 33 kV | All generators | 0.96 | ind | Dorada 115/33/13.8 kV | m:cosphi:bushv | 0.90151 | ElmTr3
2031 | 2031_DzMN_GzMN_Dp00_Gp00 | A3 -Florencia 33 kV | All generators | 0.97 | ind | Dorada 115/33/13.8 kV | m:cosphi:bushv | 0.88211 | ElmTr3
2031 | 2031_DzMN_GzMN_Dp00_Gp00 | A3 -Florencia 33 kV | All generators | 0.98 | ind | Dorada 115/33/13.8 kV | m:cosphi:bushv | 0.85806 | ElmTr3
2031 | 2031_DzMN_GzMN_Dp00_Gp00 | A3 -Florencia 33 kV | All generators | 0.99 | ind | Dorada 115/33/13.8 kV | m:cosphi:bushv | 0.82546 | ElmTr3
2031 | 2031_DzMN_GzMN_Dp00_Gp00 | A3 -Florencia 33 kV | All generators | 1 | ind | Dorada 115/33/13.8 kV | m:cosphi:bushv | 0.74342 | ElmTr3
2031 | 2031_DzMN_GzMN_Dp00_Gp00 | A3 -Florencia 33 kV | All generators | 0.9 | ind | Manzanares 115/33/13.8 kV | m:P:bushv in MW | -7.1724 | ElmTr3
2031 | 2031_DzMN_GzMN_Dp00_Gp00 | A3 -Florencia 33 kV | All generators | 0.91 | ind | Manzanares 115/33/13.8 kV | m:P:bushv in MW | -7.1687 | ElmTr3
2031 | 2031_DzMN_GzMN_Dp00_Gp00 | A3 -Florencia 33 kV | All generators | 0.92 | ind | Manzanares 115/33/13.8 kV | m:P:bushv in MW | -7.164 | ElmTr3
2031 | 2031_DzMN_GzMN_Dp00_Gp00 | A3 -Florencia 33 kV | All generators | 0.93 | ind | Manzanares 115/33/13.8 kV | m:P:bushv in MW | -7.1583 | ElmTr3
2031 | 2031_DzMN_GzMN_Dp00_Gp00 | A3 -Florencia 33 kV | All generators | 0.94 | ind | Manzanares 115/33/13.8 kV | m:P:bushv in MW | -7.1512 | ElmTr3
2031 | 2031_DzMN_GzMN_Dp00_Gp00 | A3 -Florencia 33 kV | All generators | 0.95 | ind | Manzanares 115/33/13.8 kV | m:P:bushv in MW | -7.1425 | ElmTr3
2031 | 2031_DzMN_GzMN_Dp00_Gp00 | A3 -Florencia 33 kV | All generators | 0.96 | ind | Manzanares 115/33/13.8 kV | m:P:bushv in MW | -7.1315 | ElmTr3
2031 | 2031_DzMN_GzMN_Dp00_Gp00 | A3 -Florencia 33 kV | All generators | 0.97 | ind | Manzanares 115/33/13.8 kV | m:P:bushv in MW | -7.1175 | ElmTr3
2031 | 2031_DzMN_GzMN_Dp00_Gp00 | A3 -Florencia 33 kV | All generators | 0.98 | ind | Manzanares 115/33/13.8 kV | m:P:bushv in MW | -7.0986 | ElmTr3
2031 | 2031_DzMN_GzMN_Dp00_Gp00 | A3 -Florencia 33 kV | All generators | 0.99 | ind | Manzanares 115/33/13.8 kV | m:P:bushv in MW | -7.07 | ElmTr3
2031 | 2031_DzMN_GzMN_Dp00_Gp00 | A3 -Florencia 33 kV | All generators | 1 | ind | Manzanares 115/33/13.8 kV | m:P:bushv in MW | -6.9799 | ElmTr3
2031 | 2031_DzMN_GzMN_Dp00_Gp00 | A3 -Florencia 33 kV | All generators | 0.9 | ind | Manzanares 115/33/13.8 kV | m:Q:bushv in Mvar | -2.4495 | ElmTr3
2031 | 2031_DzMN_GzMN_Dp00_Gp00 | A3 -Florencia 33 kV | All generators | 0.91 | ind | Manzanares 115/33/13.8 kV | m:Q:bushv in Mvar | -2.2612 | ElmTr3
2031 | 2031_DzMN_GzMN_Dp00_Gp00 | A3 -Florencia 33 kV | All generators | 0.92 | ind | Manzanares 115/33/13.8 kV | m:Q:bushv in Mvar | -2.0646 | ElmTr3
2031 | 2031_DzMN_GzMN_Dp00_Gp00 | A3 -Florencia 33 kV | All generators | 0.93 | ind | Manzanares 115/33/13.8 kV | m:Q:bushv in Mvar | -1.8578 | ElmTr3
2031 | 2031_DzMN_GzMN_Dp00_Gp00 | A3 -Florencia 33 kV | All generators | 0.94 | ind | Manzanares 115/33/13.8 kV | m:Q:bushv in Mvar | -1.6381 | ElmTr3
2031 | 2031_DzMN_GzMN_Dp00_Gp00 | A3 -Florencia 33 kV | All generators | 0.95 | ind | Manzanares 115/33/13.8 kV | m:Q:bushv in Mvar | -1.4014 | ElmTr3
2031 | 2031_DzMN_GzMN_Dp00_Gp00 | A3 -Florencia 33 kV | All generators | 0.96 | ind | Manzanares 115/33/13.8 kV | m:Q:bushv in Mvar | -1.1416 | ElmTr3
2031 | 2031_DzMN_GzMN_Dp00_Gp00 | A3 -Florencia 33 kV | All generators | 0.97 | ind | Manzanares 115/33/13.8 kV | m:Q:bushv in Mvar | -0.84824 | ElmTr3
2031 | 2031_DzMN_GzMN_Dp00_Gp00 | A3 -Florencia 33 kV | All generators | 0.98 | ind | Manzanares 115/33/13.8 kV | m:Q:bushv in Mvar | -0.50095 | ElmTr3
2031 | 2031_DzMN_GzMN_Dp00_Gp00 | A3 -Florencia 33 kV | All generators | 0.99 | ind | Manzanares 115/33/13.8 kV | m:Q:bushv in Mvar | -0.046358 | ElmTr3
2031 | 2031_DzMN_GzMN_Dp00_Gp00 | A3 -Florencia 33 kV | All generators | 1 | ind | Manzanares 115/33/13.8 kV | m:Q:bushv in Mvar | 1.0863 | ElmTr3
2031 | 2031_DzMN_GzMN_Dp00_Gp00 | A3 -Florencia 33 kV | All generators | 0.9 | ind | Manzanares 115/33/13.8 kV | m:cosphi:bushv | -0.94633 | ElmTr3
2031 | 2031_DzMN_GzMN_Dp00_Gp00 | A3 -Florencia 33 kV | All generators | 0.91 | ind | Manzanares 115/33/13.8 kV | m:cosphi:bushv | -0.95368 | ElmTr3
2031 | 2031_DzMN_GzMN_Dp00_Gp00 | A3 -Florencia 33 kV | All generators | 0.92 | ind | Manzanares 115/33/13.8 kV | m:cosphi:bushv | -0.96089 | ElmTr3
2031 | 2031_DzMN_GzMN_Dp00_Gp00 | A3 -Florencia 33 kV | All generators | 0.93 | ind | Manzanares 115/33/13.8 kV | m:cosphi:bushv | -0.96793 | ElmTr3
2031 | 2031_DzMN_GzMN_Dp00_Gp00 | A3 -Florencia 33 kV | All generators | 0.94 | ind | Manzanares 115/33/13.8 kV | m:cosphi:bushv | -0.97475 | ElmTr3
2031 | 2031_DzMN_GzMN_Dp00_Gp00 | A3 -Florencia 33 kV | All generators | 0.95 | ind | Manzanares 115/33/13.8 kV | m:cosphi:bushv | -0.98129 | ElmTr3
2031 | 2031_DzMN_GzMN_Dp00_Gp00 | A3 -Florencia 33 kV | All generators | 0.96 | ind | Manzanares 115/33/13.8 kV | m:cosphi:bushv | -0.98743 | ElmTr3
2031 | 2031_DzMN_GzMN_Dp00_Gp00 | A3 -Florencia 33 kV | All generators | 0.97 | ind | Manzanares 115/33/13.8 kV | m:cosphi:bushv | -0.99297 | ElmTr3
2031 | 2031_DzMN_GzMN_Dp00_Gp00 | A3 -Florencia 33 kV | All generators | 0.98 | ind | Manzanares 115/33/13.8 kV | m:cosphi:bushv | -0.99752 | ElmTr3
2031 | 2031_DzMN_GzMN_Dp00_Gp00 | A3 -Florencia 33 kV | All generators | 0.99 | ind | Manzanares 115/33/13.8 kV | m:cosphi:bushv | -0.99998 | ElmTr3
2031 | 2031_DzMN_GzMN_Dp00_Gp00 | A3 -Florencia 33 kV | All generators | 1 | ind | Manzanares 115/33/13.8 kV | m:cosphi:bushv | -0.9881 | ElmTr3
2031 | 2031_DzMN_GzMN_Dp00_Gp00 | A3 -Florencia 33 kV | All generators | 0.9 | ind | Purnio 230/115 | m:P:bushv in MW | 30.5296 | ElmTr3
2031 | 2031_DzMN_GzMN_Dp00_Gp00 | A3 -Florencia 33 kV | All generators | 0.91 | ind | Purnio 230/115 | m:P:bushv in MW | 30.5218 | ElmTr3
2031 | 2031_DzMN_GzMN_Dp00_Gp00 | A3 -Florencia 33 kV | All generators | 0.92 | ind | Purnio 230/115 | m:P:bushv in MW | 30.5141 | ElmTr3
2031 | 2031_DzMN_GzMN_Dp00_Gp00 | A3 -Florencia 33 kV | All generators | 0.93 | ind | Purnio 230/115 | m:P:bushv in MW | 30.5063 | ElmTr3
2031 | 2031_DzMN_GzMN_Dp00_Gp00 | A3 -Florencia 33 kV | All generators | 0.94 | ind | Purnio 230/115 | m:P:bushv in MW | 30.4985 | ElmTr3
2031 | 2031_DzMN_GzMN_Dp00_Gp00 | A3 -Florencia 33 kV | All generators | 0.95 | ind | Purnio 230/115 | m:P:bushv in MW | 30.4907 | ElmTr3
2031 | 2031_DzMN_GzMN_Dp00_Gp00 | A3 -Florencia 33 kV | All generators | 0.96 | ind | Purnio 230/115 | m:P:bushv in MW | 30.4826 | ElmTr3
2031 | 2031_DzMN_GzMN_Dp00_Gp00 | A3 -Florencia 33 kV | All generators | 0.97 | ind | Purnio 230/115 | m:P:bushv in MW | 30.4743 | ElmTr3
2031 | 2031_DzMN_GzMN_Dp00_Gp00 | A3 -Florencia 33 kV | All generators | 0.98 | ind | Purnio 230/115 | m:P:bushv in MW | 30.4655 | ElmTr3
2031 | 2031_DzMN_GzMN_Dp00_Gp00 | A3 -Florencia 33 kV | All generators | 0.99 | ind | Purnio 230/115 | m:P:bushv in MW | 30.4558 | ElmTr3
2031 | 2031_DzMN_GzMN_Dp00_Gp00 | A3 -Florencia 33 kV | All generators | 1 | ind | Purnio 230/115 | m:P:bushv in MW | 30.4401 | ElmTr3
2031 | 2031_DzMN_GzMN_Dp00_Gp00 | A3 -Florencia 33 kV | All generators | 0.9 | ind | Purnio 230/115 | m:Q:bushv in Mvar | -2.6377 | ElmTr3
2031 | 2031_DzMN_GzMN_Dp00_Gp00 | A3 -Florencia 33 kV | All generators | 0.91 | ind | Purnio 230/115 | m:Q:bushv in Mvar | -2.5565 | ElmTr3
2031 | 2031_DzMN_GzMN_Dp00_Gp00 | A3 -Florencia 33 kV | All generators | 0.92 | ind | Purnio 230/115 | m:Q:bushv in Mvar | -2.4716 | ElmTr3
2031 | 2031_DzMN_GzMN_Dp00_Gp00 | A3 -Florencia 33 kV | All generators | 0.93 | ind | Purnio 230/115 | m:Q:bushv in Mvar | -2.3822 | ElmTr3
2031 | 2031_DzMN_GzMN_Dp00_Gp00 | A3 -Florencia 33 kV | All generators | 0.94 | ind | Purnio 230/115 | m:Q:bushv in Mvar | -2.2872 | ElmTr3
2031 | 2031_DzMN_GzMN_Dp00_Gp00 | A3 -Florencia 33 kV | All generators | 0.95 | ind | Purnio 230/115 | m:Q:bushv in Mvar | -2.1846 | ElmTr3
2031 | 2031_DzMN_GzMN_Dp00_Gp00 | A3 -Florencia 33 kV | All generators | 0.96 | ind | Purnio 230/115 | m:Q:bushv in Mvar | -2.072 | ElmTr3
2031 | 2031_DzMN_GzMN_Dp00_Gp00 | A3 -Florencia 33 kV | All generators | 0.97 | ind | Purnio 230/115 | m:Q:bushv in Mvar | -1.9446 | ElmTr3
2031 | 2031_DzMN_GzMN_Dp00_Gp00 | A3 -Florencia 33 kV | All generators | 0.98 | ind | Purnio 230/115 | m:Q:bushv in Mvar | -1.7935 | ElmTr3
2031 | 2031_DzMN_GzMN_Dp00_Gp00 | A3 -Florencia 33 kV | All generators | 0.99 | ind | Purnio 230/115 | m:Q:bushv in Mvar | -1.5953 | ElmTr3
2031 | 2031_DzMN_GzMN_Dp00_Gp00 | A3 -Florencia 33 kV | All generators | 1 | ind | Purnio 230/115 | m:Q:bushv in Mvar | -1.0995 | ElmTr3
2031 | 2031_DzMN_GzMN_Dp00_Gp00 | A3 -Florencia 33 kV | All generators | 0.9 | ind | Purnio 230/115 | m:cosphi:bushv | 0.99629 | ElmTr3
2031 | 2031_DzMN_GzMN_Dp00_Gp00 | A3 -Florencia 33 kV | All generators | 0.91 | ind | Purnio 230/115 | m:cosphi:bushv | 0.99651 | ElmTr3
2031 | 2031_DzMN_GzMN_Dp00_Gp00 | A3 -Florencia 33 kV | All generators | 0.92 | ind | Purnio 230/115 | m:cosphi:bushv | 0.99674 | ElmTr3
2031 | 2031_DzMN_GzMN_Dp00_Gp00 | A3 -Florencia 33 kV | All generators | 0.93 | ind | Purnio 230/115 | m:cosphi:bushv | 0.99696 | ElmTr3
2031 | 2031_DzMN_GzMN_Dp00_Gp00 | A3 -Florencia 33 kV | All generators | 0.94 | ind | Purnio 230/115 | m:cosphi:bushv | 0.9972 | ElmTr3
2031 | 2031_DzMN_GzMN_Dp00_Gp00 | A3 -Florencia 33 kV | All generators | 0.95 | ind | Purnio 230/115 | m:cosphi:bushv | 0.99744 | ElmTr3
2031 | 2031_DzMN_GzMN_Dp00_Gp00 | A3 -Florencia 33 kV | All generators | 0.96 | ind | Purnio 230/115 | m:cosphi:bushv | 0.9977 | ElmTr3
2031 | 2031_DzMN_GzMN_Dp00_Gp00 | A3 -Florencia 33 kV | All generators | 0.97 | ind | Purnio 230/115 | m:cosphi:bushv | 0.99797 | ElmTr3
2031 | 2031_DzMN_GzMN_Dp00_Gp00 | A3 -Florencia 33 kV | All generators | 0.98 | ind | Purnio 230/115 | m:cosphi:bushv | 0.99827 | ElmTr3
2031 | 2031_DzMN_GzMN_Dp00_Gp00 | A3 -Florencia 33 kV | All generators | 0.99 | ind | Purnio 230/115 | m:cosphi:bushv | 0.99863 | ElmTr3
2031 | 2031_DzMN_GzMN_Dp00_Gp00 | A3 -Florencia 33 kV | All generators | 1 | ind | Purnio 230/115 | m:cosphi:bushv | 0.99935 | ElmTr3
2031 | 2031_DzMN_GzMN_Dp00_Gp00 | A3 -Florencia 33 kV | All generators | 0.9 | ind | Victoria 115/33/13.8 kV | m:P:bushv in MW | -1.2754 | ElmTr3
2031 | 2031_DzMN_GzMN_Dp00_Gp00 | A3 -Florencia 33 kV | All generators | 0.91 | ind | Victoria 115/33/13.8 kV | m:P:bushv in MW | -1.2842 | ElmTr3
2031 | 2031_DzMN_GzMN_Dp00_Gp00 | A3 -Florencia 33 kV | All generators | 0.92 | ind | Victoria 115/33/13.8 kV | m:P:bushv in MW | -1.2929 | ElmTr3
2031 | 2031_DzMN_GzMN_Dp00_Gp00 | A3 -Florencia 33 kV | All generators | 0.93 | ind | Victoria 115/33/13.8 kV | m:P:bushv in MW | -1.3015 | ElmTr3
2031 | 2031_DzMN_GzMN_Dp00_Gp00 | A3 -Florencia 33 kV | All generators | 0.94 | ind | Victoria 115/33/13.8 kV | m:P:bushv in MW | -1.3102 | ElmTr3
2031 | 2031_DzMN_GzMN_Dp00_Gp00 | A3 -Florencia 33 kV | All generators | 0.95 | ind | Victoria 115/33/13.8 kV | m:P:bushv in MW | -1.3188 | ElmTr3
2031 | 2031_DzMN_GzMN_Dp00_Gp00 | A3 -Florencia 33 kV | All generators | 0.96 | ind | Victoria 115/33/13.8 kV | m:P:bushv in MW | -1.3275 | ElmTr3
2031 | 2031_DzMN_GzMN_Dp00_Gp00 | A3 -Florencia 33 kV | All generators | 0.97 | ind | Victoria 115/33/13.8 kV | m:P:bushv in MW | -1.3364 | ElmTr3
2031 | 2031_DzMN_GzMN_Dp00_Gp00 | A3 -Florencia 33 kV | All generators | 0.98 | ind | Victoria 115/33/13.8 kV | m:P:bushv in MW | -1.3455 | ElmTr3
2031 | 2031_DzMN_GzMN_Dp00_Gp00 | A3 -Florencia 33 kV | All generators | 0.99 | ind | Victoria 115/33/13.8 kV | m:P:bushv in MW | -1.3553 | ElmTr3
2031 | 2031_DzMN_GzMN_Dp00_Gp00 | A3 -Florencia 33 kV | All generators | 1 | ind | Victoria 115/33/13.8 kV | m:P:bushv in MW | -1.3686 | ElmTr3
2031 | 2031_DzMN_GzMN_Dp00_Gp00 | A3 -Florencia 33 kV | All generators | 0.9 | ind | Victoria 115/33/13.8 kV | m:Q:bushv in Mvar | 1.0374 | ElmTr3
2031 | 2031_DzMN_GzMN_Dp00_Gp00 | A3 -Florencia 33 kV | All generators | 0.91 | ind | Victoria 115/33/13.8 kV | m:Q:bushv in Mvar | 1.1451 | ElmTr3
2031 | 2031_DzMN_GzMN_Dp00_Gp00 | A3 -Florencia 33 kV | All generators | 0.92 | ind | Victoria 115/33/13.8 kV | m:Q:bushv in Mvar | 1.2576 | ElmTr3
2031 | 2031_DzMN_GzMN_Dp00_Gp00 | A3 -Florencia 33 kV | All generators | 0.93 | ind | Victoria 115/33/13.8 kV | m:Q:bushv in Mvar | 1.3759 | ElmTr3
2031 | 2031_DzMN_GzMN_Dp00_Gp00 | A3 -Florencia 33 kV | All generators | 0.94 | ind | Victoria 115/33/13.8 kV | m:Q:bushv in Mvar | 1.5018 | ElmTr3
2031 | 2031_DzMN_GzMN_Dp00_Gp00 | A3 -Florencia 33 kV | All generators | 0.95 | ind | Victoria 115/33/13.8 kV | m:Q:bushv in Mvar | 1.6374 | ElmTr3
2031 | 2031_DzMN_GzMN_Dp00_Gp00 | A3 -Florencia 33 kV | All generators | 0.96 | ind | Victoria 115/33/13.8 kV | m:Q:bushv in Mvar | 1.7863 | ElmTr3
2031 | 2031_DzMN_GzMN_Dp00_Gp00 | A3 -Florencia 33 kV | All generators | 0.97 | ind | Victoria 115/33/13.8 kV | m:Q:bushv in Mvar | 1.9545 | ElmTr3
2031 | 2031_DzMN_GzMN_Dp00_Gp00 | A3 -Florencia 33 kV | All generators | 0.98 | ind | Victoria 115/33/13.8 kV | m:Q:bushv in Mvar | 2.1538 | ElmTr3
2031 | 2031_DzMN_GzMN_Dp00_Gp00 | A3 -Florencia 33 kV | All generators | 0.99 | ind | Victoria 115/33/13.8 kV | m:Q:bushv in Mvar | 2.4149 | ElmTr3
2031 | 2031_DzMN_GzMN_Dp00_Gp00 | A3 -Florencia 33 kV | All generators | 1 | ind | Victoria 115/33/13.8 kV | m:Q:bushv in Mvar | 3.0665 | ElmTr3
2031 | 2031_DzMN_GzMN_Dp00_Gp00 | A3 -Florencia 33 kV | All generators | 0.9 | ind | Victoria 115/33/13.8 kV | m:cosphi:bushv | -0.77578 | ElmTr3
2031 | 2031_DzMN_GzMN_Dp00_Gp00 | A3 -Florencia 33 kV | All generators | 0.91 | ind | Victoria 115/33/13.8 kV | m:cosphi:bushv | -0.74637 | ElmTr3
2031 | 2031_DzMN_GzMN_Dp00_Gp00 | A3 -Florencia 33 kV | All generators | 0.92 | ind | Victoria 115/33/13.8 kV | m:cosphi:bushv | -0.71683 | ElmTr3
2031 | 2031_DzMN_GzMN_Dp00_Gp00 | A3 -Florencia 33 kV | All generators | 0.93 | ind | Victoria 115/33/13.8 kV | m:cosphi:bushv | -0.6872 | ElmTr3
2031 | 2031_DzMN_GzMN_Dp00_Gp00 | A3 -Florencia 33 kV | All generators | 0.94 | ind | Victoria 115/33/13.8 kV | m:cosphi:bushv | -0.6574 | ElmTr3
2031 | 2031_DzMN_GzMN_Dp00_Gp00 | A3 -Florencia 33 kV | All generators | 0.95 | ind | Victoria 115/33/13.8 kV | m:cosphi:bushv | -0.62728 | ElmTr3
2031 | 2031_DzMN_GzMN_Dp00_Gp00 | A3 -Florencia 33 kV | All generators | 0.96 | ind | Victoria 115/33/13.8 kV | m:cosphi:bushv | -0.59649 | ElmTr3
2031 | 2031_DzMN_GzMN_Dp00_Gp00 | A3 -Florencia 33 kV | All generators | 0.97 | ind | Victoria 115/33/13.8 kV | m:cosphi:bushv | -0.56442 | ElmTr3
2031 | 2031_DzMN_GzMN_Dp00_Gp00 | A3 -Florencia 33 kV | All generators | 0.98 | ind | Victoria 115/33/13.8 kV | m:cosphi:bushv | -0.52983 | ElmTr3
2031 | 2031_DzMN_GzMN_Dp00_Gp00 | A3 -Florencia 33 kV | All generators | 0.99 | ind | Victoria 115/33/13.8 kV | m:cosphi:bushv | -0.48941 | ElmTr3
2031 | 2031_DzMN_GzMN_Dp00_Gp00 | A3 -Florencia 33 kV | All generators | 1 | ind | Victoria 115/33/13.8 kV | m:cosphi:bushv | -0.40758 | ElmTr3
2031 | 2031_DzMN_GzMN_Dp00_Gp00 | Caso Base | All generators | 0.9 | cap | Dorada - Magdalena 115 kV | m:P:bus1 in MW | 30.6531 | ElmLne
2031 | 2031_DzMN_GzMN_Dp00_Gp00 | Caso Base | All generators | 0.91 | cap | Dorada - Magdalena 115 kV | m:P:bus1 in MW | 30.6531 | ElmLne
2031 | 2031_DzMN_GzMN_Dp00_Gp00 | Caso Base | All generators | 0.92 | cap | Dorada - Magdalena 115 kV | m:P:bus1 in MW | 30.6531 | ElmLne
2031 | 2031_DzMN_GzMN_Dp00_Gp00 | Caso Base | All generators | 0.93 | cap | Dorada - Magdalena 115 kV | m:P:bus1 in MW | 30.6531 | ElmLne
2031 | 2031_DzMN_GzMN_Dp00_Gp00 | Caso Base | All generators | 0.94 | cap | Dorada - Magdalena 115 kV | m:P:bus1 in MW | 30.6531 | ElmLne
2031 | 2031_DzMN_GzMN_Dp00_Gp00 | Caso Base | All generators | 0.95 | cap | Dorada - Magdalena 115 kV | m:P:bus1 in MW | 30.6531 | ElmLne
2031 | 2031_DzMN_GzMN_Dp00_Gp00 | Caso Base | All generators | 0.96 | cap | Dorada - Magdalena 115 kV | m:P:bus1 in MW | 30.6531 | ElmLne
2031 | 2031_DzMN_GzMN_Dp00_Gp00 | Caso Base | All generators | 0.97 | cap | Dorada - Magdalena 115 kV | m:P:bus1 in MW | 30.6531 | ElmLne
2031 | 2031_DzMN_GzMN_Dp00_Gp00 | Caso Base | All generators | 0.98 | cap | Dorada - Magdalena 115 kV | m:P:bus1 in MW | 30.6531 | ElmLne
2031 | 2031_DzMN_GzMN_Dp00_Gp00 | Caso Base | All generators | 0.99 | cap | Dorada - Magdalena 115 kV | m:P:bus1 in MW | 30.6531 | ElmLne
2031 | 2031_DzMN_GzMN_Dp00_Gp00 | Caso Base | All generators | 1 | cap | Dorada - Magdalena 115 kV | m:P:bus1 in MW | 30.6531 | ElmLne
2031 | 2031_DzMN_GzMN_Dp00_Gp00 | Caso Base | All generators | 0.9 | cap | Dorada - Magdalena 115 kV | m:P:bus2 in MW | -30.6054 | ElmLne
2031 | 2031_DzMN_GzMN_Dp00_Gp00 | Caso Base | All generators | 0.91 | cap | Dorada - Magdalena 115 kV | m:P:bus2 in MW | -30.6054 | ElmLne
2031 | 2031_DzMN_GzMN_Dp00_Gp00 | Caso Base | All generators | 0.92 | cap | Dorada - Magdalena 115 kV | m:P:bus2 in MW | -30.6054 | ElmLne
2031 | 2031_DzMN_GzMN_Dp00_Gp00 | Caso Base | All generators | 0.93 | cap | Dorada - Magdalena 115 kV | m:P:bus2 in MW | -30.6054 | ElmLne
2031 | 2031_DzMN_GzMN_Dp00_Gp00 | Caso Base | All generators | 0.94 | cap | Dorada - Magdalena 115 kV | m:P:bus2 in MW | -30.6054 | ElmLne
2031 | 2031_DzMN_GzMN_Dp00_Gp00 | Caso Base | All generators | 0.95 | cap | Dorada - Magdalena 115 kV | m:P:bus2 in MW | -30.6054 | ElmLne
2031 | 2031_DzMN_GzMN_Dp00_Gp00 | Caso Base | All generators | 0.96 | cap | Dorada - Magdalena 115 kV | m:P:bus2 in MW | -30.6054 | ElmLne
2031 | 2031_DzMN_GzMN_Dp00_Gp00 | Caso Base | All generators | 0.97 | cap | Dorada - Magdalena 115 kV | m:P:bus2 in MW | -30.6054 | ElmLne
2031 | 2031_DzMN_GzMN_Dp00_Gp00 | Caso Base | All generators | 0.98 | cap | Dorada - Magdalena 115 kV | m:P:bus2 in MW | -30.6054 | ElmLne
2031 | 2031_DzMN_GzMN_Dp00_Gp00 | Caso Base | All generators | 0.99 | cap | Dorada - Magdalena 115 kV | m:P:bus2 in MW | -30.6054 | ElmLne
2031 | 2031_DzMN_GzMN_Dp00_Gp00 | Caso Base | All generators | 1 | cap | Dorada - Magdalena 115 kV | m:P:bus2 in MW | -30.6054 | ElmLne
2031 | 2031_DzMN_GzMN_Dp00_Gp00 | Caso Base | All generators | 0.9 | cap | Dorada - Magdalena 115 kV | m:Q:bus1 in Mvar | -0.57414 | ElmLne
2031 | 2031_DzMN_GzMN_Dp00_Gp00 | Caso Base | All generators | 0.91 | cap | Dorada - Magdalena 115 kV | m:Q:bus1 in Mvar | -0.57414 | ElmLne
2031 | 2031_DzMN_GzMN_Dp00_Gp00 | Caso Base | All generators | 0.92 | cap | Dorada - Magdalena 115 kV | m:Q:bus1 in Mvar | -0.57414 | ElmLne
2031 | 2031_DzMN_GzMN_Dp00_Gp00 | Caso Base | All generators | 0.93 | cap | Dorada - Magdalena 115 kV | m:Q:bus1 in Mvar | -0.57414 | ElmLne
2031 | 2031_DzMN_GzMN_Dp00_Gp00 | Caso Base | All generators | 0.94 | cap | Dorada - Magdalena 115 kV | m:Q:bus1 in Mvar | -0.57414 | ElmLne
2031 | 2031_DzMN_GzMN_Dp00_Gp00 | Caso Base | All generators | 0.95 | cap | Dorada - Magdalena 115 kV | m:Q:bus1 in Mvar | -0.57414 | ElmLne
2031 | 2031_DzMN_GzMN_Dp00_Gp00 | Caso Base | All generators | 0.96 | cap | Dorada - Magdalena 115 kV | m:Q:bus1 in Mvar | -0.57414 | ElmLne
2031 | 2031_DzMN_GzMN_Dp00_Gp00 | Caso Base | All generators | 0.97 | cap | Dorada - Magdalena 115 kV | m:Q:bus1 in Mvar | -0.57414 | ElmLne
2031 | 2031_DzMN_GzMN_Dp00_Gp00 | Caso Base | All generators | 0.98 | cap | Dorada - Magdalena 115 kV | m:Q:bus1 in Mvar | -0.57414 | ElmLne
2031 | 2031_DzMN_GzMN_Dp00_Gp00 | Caso Base | All generators | 0.99 | cap | Dorada - Magdalena 115 kV | m:Q:bus1 in Mvar | -0.57414 | ElmLne
2031 | 2031_DzMN_GzMN_Dp00_Gp00 | Caso Base | All generators | 1 | cap | Dorada - Magdalena 115 kV | m:Q:bus1 in Mvar | -0.57414 | ElmLne
2031 | 2031_DzMN_GzMN_Dp00_Gp00 | Caso Base | All generators | 0.9 | cap | Dorada - Magdalena 115 kV | m:Q:bus2 in Mvar | 0.44031 | ElmLne
2031 | 2031_DzMN_GzMN_Dp00_Gp00 | Caso Base | All generators | 0.91 | cap | Dorada - Magdalena 115 kV | m:Q:bus2 in Mvar | 0.44031 | ElmLne
2031 | 2031_DzMN_GzMN_Dp00_Gp00 | Caso Base | All generators | 0.92 | cap | Dorada - Magdalena 115 kV | m:Q:bus2 in Mvar | 0.44031 | ElmLne
2031 | 2031_DzMN_GzMN_Dp00_Gp00 | Caso Base | All generators | 0.93 | cap | Dorada - Magdalena 115 kV | m:Q:bus2 in Mvar | 0.44031 | ElmLne
2031 | 2031_DzMN_GzMN_Dp00_Gp00 | Caso Base | All generators | 0.94 | cap | Dorada - Magdalena 115 kV | m:Q:bus2 in Mvar | 0.44031 | ElmLne
2031 | 2031_DzMN_GzMN_Dp00_Gp00 | Caso Base | All generators | 0.95 | cap | Dorada - Magdalena 115 kV | m:Q:bus2 in Mvar | 0.44031 | ElmLne
2031 | 2031_DzMN_GzMN_Dp00_Gp00 | Caso Base | All generators | 0.96 | cap | Dorada - Magdalena 115 kV | m:Q:bus2 in Mvar | 0.44031 | ElmLne
2031 | 2031_DzMN_GzMN_Dp00_Gp00 | Caso Base | All generators | 0.97 | cap | Dorada - Magdalena 115 kV | m:Q:bus2 in Mvar | 0.44031 | ElmLne
2031 | 2031_DzMN_GzMN_Dp00_Gp00 | Caso Base | All generators | 0.98 | cap | Dorada - Magdalena 115 kV | m:Q:bus2 in Mvar | 0.44031 | ElmLne
2031 | 2031_DzMN_GzMN_Dp00_Gp00 | Caso Base | All generators | 0.99 | cap | Dorada - Magdalena 115 kV | m:Q:bus2 in Mvar | 0.44031 | ElmLne
2031 | 2031_DzMN_GzMN_Dp00_Gp00 | Caso Base | All generators | 1 | cap | Dorada - Magdalena 115 kV | m:Q:bus2 in Mvar | 0.44031 | ElmLne
2031 | 2031_DzMN_GzMN_Dp00_Gp00 | Caso Base | All generators | 0.9 | cap | Dorada - Magdalena 115 kV | m:cosphi:bus1 | 0.99982 | ElmLne
2031 | 2031_DzMN_GzMN_Dp00_Gp00 | Caso Base | All generators | 0.91 | cap | Dorada - Magdalena 115 kV | m:cosphi:bus1 | 0.99982 | ElmLne
2031 | 2031_DzMN_GzMN_Dp00_Gp00 | Caso Base | All generators | 0.92 | cap | Dorada - Magdalena 115 kV | m:cosphi:bus1 | 0.99982 | ElmLne
2031 | 2031_DzMN_GzMN_Dp00_Gp00 | Caso Base | All generators | 0.93 | cap | Dorada - Magdalena 115 kV | m:cosphi:bus1 | 0.99982 | ElmLne
2031 | 2031_DzMN_GzMN_Dp00_Gp00 | Caso Base | All generators | 0.94 | cap | Dorada - Magdalena 115 kV | m:cosphi:bus1 | 0.99982 | ElmLne
2031 | 2031_DzMN_GzMN_Dp00_Gp00 | Caso Base | All generators | 0.95 | cap | Dorada - Magdalena 115 kV | m:cosphi:bus1 | 0.99982 | ElmLne
2031 | 2031_DzMN_GzMN_Dp00_Gp00 | Caso Base | All generators | 0.96 | cap | Dorada - Magdalena 115 kV | m:cosphi:bus1 | 0.99982 | ElmLne
2031 | 2031_DzMN_GzMN_Dp00_Gp00 | Caso Base | All generators | 0.97 | cap | Dorada - Magdalena 115 kV | m:cosphi:bus1 | 0.99982 | ElmLne
2031 | 2031_DzMN_GzMN_Dp00_Gp00 | Caso Base | All generators | 0.98 | cap | Dorada - Magdalena 115 kV | m:cosphi:bus1 | 0.99982 | ElmLne
2031 | 2031_DzMN_GzMN_Dp00_Gp00 | Caso Base | All generators | 0.99 | cap | Dorada - Magdalena 115 kV | m:cosphi:bus1 | 0.99982 | ElmLne
2031 | 2031_DzMN_GzMN_Dp00_Gp00 | Caso Base | All generators | 1 | cap | Dorada - Magdalena 115 kV | m:cosphi:bus1 | 0.99982 | ElmLne
2031 | 2031_DzMN_GzMN_Dp00_Gp00 | Caso Base | All generators | 0.9 | cap | Dorada - Magdalena 115 kV | m:cosphi:bus2 | -0.9999 | ElmLne
2031 | 2031_DzMN_GzMN_Dp00_Gp00 | Caso Base | All generators | 0.91 | cap | Dorada - Magdalena 115 kV | m:cosphi:bus2 | -0.9999 | ElmLne
2031 | 2031_DzMN_GzMN_Dp00_Gp00 | Caso Base | All generators | 0.92 | cap | Dorada - Magdalena 115 kV | m:cosphi:bus2 | -0.9999 | ElmLne
2031 | 2031_DzMN_GzMN_Dp00_Gp00 | Caso Base | All generators | 0.93 | cap | Dorada - Magdalena 115 kV | m:cosphi:bus2 | -0.9999 | ElmLne
2031 | 2031_DzMN_GzMN_Dp00_Gp00 | Caso Base | All generators | 0.94 | cap | Dorada - Magdalena 115 kV | m:cosphi:bus2 | -0.9999 | ElmLne
2031 | 2031_DzMN_GzMN_Dp00_Gp00 | Caso Base | All generators | 0.95 | cap | Dorada - Magdalena 115 kV | m:cosphi:bus2 | -0.9999 | ElmLne
2031 | 2031_DzMN_GzMN_Dp00_Gp00 | Caso Base | All generators | 0.96 | cap | Dorada - Magdalena 115 kV | m:cosphi:bus2 | -0.9999 | ElmLne
2031 | 2031_DzMN_GzMN_Dp00_Gp00 | Caso Base | All generators | 0.97 | cap | Dorada - Magdalena 115 kV | m:cosphi:bus2 | -0.9999 | ElmLne
2031 | 2031_DzMN_GzMN_Dp00_Gp00 | Caso Base | All generators | 0.98 | cap | Dorada - Magdalena 115 kV | m:cosphi:bus2 | -0.9999 | ElmLne
2031 | 2031_DzMN_GzMN_Dp00_Gp00 | Caso Base | All generators | 0.99 | cap | Dorada - Magdalena 115 kV | m:cosphi:bus2 | -0.9999 | ElmLne
2031 | 2031_DzMN_GzMN_Dp00_Gp00 | Caso Base | All generators | 1 | cap | Dorada - Magdalena 115 kV | m:cosphi:bus2 | -0.9999 | ElmLne
2031 | 2031_DzMN_GzMN_Dp00_Gp00 | Caso Base | All generators | 0.9 | cap | Mariquita - Victoria 2 115 | m:P:bus1 in MW | 4.5818 | ElmLne
2031 | 2031_DzMN_GzMN_Dp00_Gp00 | Caso Base | All generators | 0.91 | cap | Mariquita - Victoria 2 115 | m:P:bus1 in MW | 4.5818 | ElmLne
2031 | 2031_DzMN_GzMN_Dp00_Gp00 | Caso Base | All generators | 0.92 | cap | Mariquita - Victoria 2 115 | m:P:bus1 in MW | 4.5818 | ElmLne
2031 | 2031_DzMN_GzMN_Dp00_Gp00 | Caso Base | All generators | 0.93 | cap | Mariquita - Victoria 2 115 | m:P:bus1 in MW | 4.5818 | ElmLne
2031 | 2031_DzMN_GzMN_Dp00_Gp00 | Caso Base | All generators | 0.94 | cap | Mariquita - Victoria 2 115 | m:P:bus1 in MW | 4.5818 | ElmLne
2031 | 2031_DzMN_GzMN_Dp00_Gp00 | Caso Base | All generators | 0.95 | cap | Mariquita - Victoria 2 115 | m:P:bus1 in MW | 4.5818 | ElmLne
2031 | 2031_DzMN_GzMN_Dp00_Gp00 | Caso Base | All generators | 0.96 | cap | Mariquita - Victoria 2 115 | m:P:bus1 in MW | 4.5818 | ElmLne
2031 | 2031_DzMN_GzMN_Dp00_Gp00 | Caso Base | All generators | 0.97 | cap | Mariquita - Victoria 2 115 | m:P:bus1 in MW | 4.5818 | ElmLne
2031 | 2031_DzMN_GzMN_Dp00_Gp00 | Caso Base | All generators | 0.98 | cap | Mariquita - Victoria 2 115 | m:P:bus1 in MW | 4.5818 | ElmLne
2031 | 2031_DzMN_GzMN_Dp00_Gp00 | Caso Base | All generators | 0.99 | cap | Mariquita - Victoria 2 115 | m:P:bus1 in MW | 4.5818 | ElmLne
2031 | 2031_DzMN_GzMN_Dp00_Gp00 | Caso Base | All generators | 1 | cap | Mariquita - Victoria 2 115 | m:P:bus1 in MW | 4.5818 | ElmLne
2031 | 2031_DzMN_GzMN_Dp00_Gp00 | Caso Base | All generators | 0.9 | cap | Mariquita - Victoria 2 115 | m:P:bus2 in MW | -4.5624 | ElmLne
2031 | 2031_DzMN_GzMN_Dp00_Gp00 | Caso Base | All generators | 0.91 | cap | Mariquita - Victoria 2 115 | m:P:bus2 in MW | -4.5624 | ElmLne
2031 | 2031_DzMN_GzMN_Dp00_Gp00 | Caso Base | All generators | 0.92 | cap | Mariquita - Victoria 2 115 | m:P:bus2 in MW | -4.5624 | ElmLne
2031 | 2031_DzMN_GzMN_Dp00_Gp00 | Caso Base | All generators | 0.93 | cap | Mariquita - Victoria 2 115 | m:P:bus2 in MW | -4.5624 | ElmLne
2031 | 2031_DzMN_GzMN_Dp00_Gp00 | Caso Base | All generators | 0.94 | cap | Mariquita - Victoria 2 115 | m:P:bus2 in MW | -4.5624 | ElmLne
2031 | 2031_DzMN_GzMN_Dp00_Gp00 | Caso Base | All generators | 0.95 | cap | Mariquita - Victoria 2 115 | m:P:bus2 in MW | -4.5624 | ElmLne
2031 | 2031_DzMN_GzMN_Dp00_Gp00 | Caso Base | All generators | 0.96 | cap | Mariquita - Victoria 2 115 | m:P:bus2 in MW | -4.5624 | ElmLne
2031 | 2031_DzMN_GzMN_Dp00_Gp00 | Caso Base | All generators | 0.97 | cap | Mariquita - Victoria 2 115 | m:P:bus2 in MW | -4.5624 | ElmLne
2031 | 2031_DzMN_GzMN_Dp00_Gp00 | Caso Base | All generators | 0.98 | cap | Mariquita - Victoria 2 115 | m:P:bus2 in MW | -4.5624 | ElmLne
2031 | 2031_DzMN_GzMN_Dp00_Gp00 | Caso Base | All generators | 0.99 | cap | Mariquita - Victoria 2 115 | m:P:bus2 in MW | -4.5624 | ElmLne
2031 | 2031_DzMN_GzMN_Dp00_Gp00 | Caso Base | All generators | 1 | cap | Mariquita - Victoria 2 115 | m:P:bus2 in MW | -4.5624 | ElmLne
2031 | 2031_DzMN_GzMN_Dp00_Gp00 | Caso Base | All generators | 0.9 | cap | Mariquita - Victoria 2 115 | m:Q:bus1 in Mvar | -8.8228 | ElmLne
2031 | 2031_DzMN_GzMN_Dp00_Gp00 | Caso Base | All generators | 0.91 | cap | Mariquita - Victoria 2 115 | m:Q:bus1 in Mvar | -8.8228 | ElmLne
2031 | 2031_DzMN_GzMN_Dp00_Gp00 | Caso Base | All generators | 0.92 | cap | Mariquita - Victoria 2 115 | m:Q:bus1 in Mvar | -8.8228 | ElmLne
2031 | 2031_DzMN_GzMN_Dp00_Gp00 | Caso Base | All generators | 0.93 | cap | Mariquita - Victoria 2 115 | m:Q:bus1 in Mvar | -8.8228 | ElmLne
2031 | 2031_DzMN_GzMN_Dp00_Gp00 | Caso Base | All generators | 0.94 | cap | Mariquita - Victoria 2 115 | m:Q:bus1 in Mvar | -8.8228 | ElmLne
2031 | 2031_DzMN_GzMN_Dp00_Gp00 | Caso Base | All generators | 0.95 | cap | Mariquita - Victoria 2 115 | m:Q:bus1 in Mvar | -8.8228 | ElmLne
2031 | 2031_DzMN_GzMN_Dp00_Gp00 | Caso Base | All generators | 0.96 | cap | Mariquita - Victoria 2 115 | m:Q:bus1 in Mvar | -8.8228 | ElmLne
2031 | 2031_DzMN_GzMN_Dp00_Gp00 | Caso Base | All generators | 0.97 | cap | Mariquita - Victoria 2 115 | m:Q:bus1 in Mvar | -8.8228 | ElmLne
2031 | 2031_DzMN_GzMN_Dp00_Gp00 | Caso Base | All generators | 0.98 | cap | Mariquita - Victoria 2 115 | m:Q:bus1 in Mvar | -8.8228 | ElmLne
2031 | 2031_DzMN_GzMN_Dp00_Gp00 | Caso Base | All generators | 0.99 | cap | Mariquita - Victoria 2 115 | m:Q:bus1 in Mvar | -8.8228 | ElmLne
2031 | 2031_DzMN_GzMN_Dp00_Gp00 | Caso Base | All generators | 1 | cap | Mariquita - Victoria 2 115 | m:Q:bus1 in Mvar | -8.8228 | ElmLne
2031 | 2031_DzMN_GzMN_Dp00_Gp00 | Caso Base | All generators | 0.9 | cap | Mariquita - Victoria 2 115 | m:Q:bus2 in Mvar | 8.2016 | ElmLne
2031 | 2031_DzMN_GzMN_Dp00_Gp00 | Caso Base | All generators | 0.91 | cap | Mariquita - Victoria 2 115 | m:Q:bus2 in Mvar | 8.2016 | ElmLne
2031 | 2031_DzMN_GzMN_Dp00_Gp00 | Caso Base | All generators | 0.92 | cap | Mariquita - Victoria 2 115 | m:Q:bus2 in Mvar | 8.2016 | ElmLne
2031 | 2031_DzMN_GzMN_Dp00_Gp00 | Caso Base | All generators | 0.93 | cap | Mariquita - Victoria 2 115 | m:Q:bus2 in Mvar | 8.2016 | ElmLne
2031 | 2031_DzMN_GzMN_Dp00_Gp00 | Caso Base | All generators | 0.94 | cap | Mariquita - Victoria 2 115 | m:Q:bus2 in Mvar | 8.2016 | ElmLne
2031 | 2031_DzMN_GzMN_Dp00_Gp00 | Caso Base | All generators | 0.95 | cap | Mariquita - Victoria 2 115 | m:Q:bus2 in Mvar | 8.2016 | ElmLne
2031 | 2031_DzMN_GzMN_Dp00_Gp00 | Caso Base | All generators | 0.96 | cap | Mariquita - Victoria 2 115 | m:Q:bus2 in Mvar | 8.2016 | ElmLne
2031 | 2031_DzMN_GzMN_Dp00_Gp00 | Caso Base | All generators | 0.97 | cap | Mariquita - Victoria 2 115 | m:Q:bus2 in Mvar | 8.2016 | ElmLne
2031 | 2031_DzMN_GzMN_Dp00_Gp00 | Caso Base | All generators | 0.98 | cap | Mariquita - Victoria 2 115 | m:Q:bus2 in Mvar | 8.2016 | ElmLne
2031 | 2031_DzMN_GzMN_Dp00_Gp00 | Caso Base | All generators | 0.99 | cap | Mariquita - Victoria 2 115 | m:Q:bus2 in Mvar | 8.2016 | ElmLne
2031 | 2031_DzMN_GzMN_Dp00_Gp00 | Caso Base | All generators | 1 | cap | Mariquita - Victoria 2 115 | m:Q:bus2 in Mvar | 8.2016 | ElmLne
2031 | 2031_DzMN_GzMN_Dp00_Gp00 | Caso Base | All generators | 0.9 | cap | Mariquita - Victoria 2 115 | m:cosphi:bus1 | 0.46087 | ElmLne
2031 | 2031_DzMN_GzMN_Dp00_Gp00 | Caso Base | All generators | 0.91 | cap | Mariquita - Victoria 2 115 | m:cosphi:bus1 | 0.46087 | ElmLne
2031 | 2031_DzMN_GzMN_Dp00_Gp00 | Caso Base | All generators | 0.92 | cap | Mariquita - Victoria 2 115 | m:cosphi:bus1 | 0.46087 | ElmLne
2031 | 2031_DzMN_GzMN_Dp00_Gp00 | Caso Base | All generators | 0.93 | cap | Mariquita - Victoria 2 115 | m:cosphi:bus1 | 0.46087 | ElmLne
2031 | 2031_DzMN_GzMN_Dp00_Gp00 | Caso Base | All generators | 0.94 | cap | Mariquita - Victoria 2 115 | m:cosphi:bus1 | 0.46087 | ElmLne
2031 | 2031_DzMN_GzMN_Dp00_Gp00 | Caso Base | All generators | 0.95 | cap | Mariquita - Victoria 2 115 | m:cosphi:bus1 | 0.46087 | ElmLne
2031 | 2031_DzMN_GzMN_Dp00_Gp00 | Caso Base | All generators | 0.96 | cap | Mariquita - Victoria 2 115 | m:cosphi:bus1 | 0.46087 | ElmLne
2031 | 2031_DzMN_GzMN_Dp00_Gp00 | Caso Base | All generators | 0.97 | cap | Mariquita - Victoria 2 115 | m:cosphi:bus1 | 0.46087 | ElmLne
2031 | 2031_DzMN_GzMN_Dp00_Gp00 | Caso Base | All generators | 0.98 | cap | Mariquita - Victoria 2 115 | m:cosphi:bus1 | 0.46087 | ElmLne
2031 | 2031_DzMN_GzMN_Dp00_Gp00 | Caso Base | All generators | 0.99 | cap | Mariquita - Victoria 2 115 | m:cosphi:bus1 | 0.46087 | ElmLne
2031 | 2031_DzMN_GzMN_Dp00_Gp00 | Caso Base | All generators | 1 | cap | Mariquita - Victoria 2 115 | m:cosphi:bus1 | 0.46087 | ElmLne
2031 | 2031_DzMN_GzMN_Dp00_Gp00 | Caso Base | All generators | 0.9 | cap | Mariquita - Victoria 2 115 | m:cosphi:bus2 | -0.48613 | ElmLne
2031 | 2031_DzMN_GzMN_Dp00_Gp00 | Caso Base | All generators | 0.91 | cap | Mariquita - Victoria 2 115 | m:cosphi:bus2 | -0.48613 | ElmLne
2031 | 2031_DzMN_GzMN_Dp00_Gp00 | Caso Base | All generators | 0.92 | cap | Mariquita - Victoria 2 115 | m:cosphi:bus2 | -0.48613 | ElmLne
2031 | 2031_DzMN_GzMN_Dp00_Gp00 | Caso Base | All generators | 0.93 | cap | Mariquita - Victoria 2 115 | m:cosphi:bus2 | -0.48613 | ElmLne
2031 | 2031_DzMN_GzMN_Dp00_Gp00 | Caso Base | All generators | 0.94 | cap | Mariquita - Victoria 2 115 | m:cosphi:bus2 | -0.48613 | ElmLne
2031 | 2031_DzMN_GzMN_Dp00_Gp00 | Caso Base | All generators | 0.95 | cap | Mariquita - Victoria 2 115 | m:cosphi:bus2 | -0.48613 | ElmLne
2031 | 2031_DzMN_GzMN_Dp00_Gp00 | Caso Base | All generators | 0.96 | cap | Mariquita - Victoria 2 115 | m:cosphi:bus2 | -0.48613 | ElmLne
2031 | 2031_DzMN_GzMN_Dp00_Gp00 | Caso Base | All generators | 0.97 | cap | Mariquita - Victoria 2 115 | m:cosphi:bus2 | -0.48613 | ElmLne
2031 | 2031_DzMN_GzMN_Dp00_Gp00 | Caso Base | All generators | 0.98 | cap | Mariquita - Victoria 2 115 | m:cosphi:bus2 | -0.48613 | ElmLne
2031 | 2031_DzMN_GzMN_Dp00_Gp00 | Caso Base | All generators | 0.99 | cap | Mariquita - Victoria 2 115 | m:cosphi:bus2 | -0.48613 | ElmLne
2031 | 2031_DzMN_GzMN_Dp00_Gp00 | Caso Base | All generators | 1 | cap | Mariquita - Victoria 2 115 | m:cosphi:bus2 | -0.48613 | ElmLne
2031 | 2031_DzMN_GzMN_Dp00_Gp00 | Caso Base | All generators | 0.9 | cap | Dorada 115/33/13.8 kV | m:P:bushv in MW | 3.875 | ElmTr3
2031 | 2031_DzMN_GzMN_Dp00_Gp00 | Caso Base | All generators | 0.91 | cap | Dorada 115/33/13.8 kV | m:P:bushv in MW | 3.875 | ElmTr3
2031 | 2031_DzMN_GzMN_Dp00_Gp00 | Caso Base | All generators | 0.92 | cap | Dorada 115/33/13.8 kV | m:P:bushv in MW | 3.875 | ElmTr3
2031 | 2031_DzMN_GzMN_Dp00_Gp00 | Caso Base | All generators | 0.93 | cap | Dorada 115/33/13.8 kV | m:P:bushv in MW | 3.875 | ElmTr3
2031 | 2031_DzMN_GzMN_Dp00_Gp00 | Caso Base | All generators | 0.94 | cap | Dorada 115/33/13.8 kV | m:P:bushv in MW | 3.875 | ElmTr3
2031 | 2031_DzMN_GzMN_Dp00_Gp00 | Caso Base | All generators | 0.95 | cap | Dorada 115/33/13.8 kV | m:P:bushv in MW | 3.875 | ElmTr3
2031 | 2031_DzMN_GzMN_Dp00_Gp00 | Caso Base | All generators | 0.96 | cap | Dorada 115/33/13.8 kV | m:P:bushv in MW | 3.875 | ElmTr3
2031 | 2031_DzMN_GzMN_Dp00_Gp00 | Caso Base | All generators | 0.97 | cap | Dorada 115/33/13.8 kV | m:P:bushv in MW | 3.875 | ElmTr3
2031 | 2031_DzMN_GzMN_Dp00_Gp00 | Caso Base | All generators | 0.98 | cap | Dorada 115/33/13.8 kV | m:P:bushv in MW | 3.875 | ElmTr3
2031 | 2031_DzMN_GzMN_Dp00_Gp00 | Caso Base | All generators | 0.99 | cap | Dorada 115/33/13.8 kV | m:P:bushv in MW | 3.875 | ElmTr3
2031 | 2031_DzMN_GzMN_Dp00_Gp00 | Caso Base | All generators | 1 | cap | Dorada 115/33/13.8 kV | m:P:bushv in MW | 3.875 | ElmTr3
2031 | 2031_DzMN_GzMN_Dp00_Gp00 | Caso Base | All generators | 0.9 | cap | Dorada 115/33/13.8 kV | m:Q:bushv in Mvar | 1.1687 | ElmTr3
2031 | 2031_DzMN_GzMN_Dp00_Gp00 | Caso Base | All generators | 0.91 | cap | Dorada 115/33/13.8 kV | m:Q:bushv in Mvar | 1.1687 | ElmTr3
2031 | 2031_DzMN_GzMN_Dp00_Gp00 | Caso Base | All generators | 0.92 | cap | Dorada 115/33/13.8 kV | m:Q:bushv in Mvar | 1.1687 | ElmTr3
2031 | 2031_DzMN_GzMN_Dp00_Gp00 | Caso Base | All generators | 0.93 | cap | Dorada 115/33/13.8 kV | m:Q:bushv in Mvar | 1.1687 | ElmTr3
2031 | 2031_DzMN_GzMN_Dp00_Gp00 | Caso Base | All generators | 0.94 | cap | Dorada 115/33/13.8 kV | m:Q:bushv in Mvar | 1.1687 | ElmTr3
2031 | 2031_DzMN_GzMN_Dp00_Gp00 | Caso Base | All generators | 0.95 | cap | Dorada 115/33/13.8 kV | m:Q:bushv in Mvar | 1.1687 | ElmTr3
2031 | 2031_DzMN_GzMN_Dp00_Gp00 | Caso Base | All generators | 0.96 | cap | Dorada 115/33/13.8 kV | m:Q:bushv in Mvar | 1.1687 | ElmTr3
2031 | 2031_DzMN_GzMN_Dp00_Gp00 | Caso Base | All generators | 0.97 | cap | Dorada 115/33/13.8 kV | m:Q:bushv in Mvar | 1.1687 | ElmTr3
2031 | 2031_DzMN_GzMN_Dp00_Gp00 | Caso Base | All generators | 0.98 | cap | Dorada 115/33/13.8 kV | m:Q:bushv in Mvar | 1.1687 | ElmTr3
2031 | 2031_DzMN_GzMN_Dp00_Gp00 | Caso Base | All generators | 0.99 | cap | Dorada 115/33/13.8 kV | m:Q:bushv in Mvar | 1.1687 | ElmTr3
2031 | 2031_DzMN_GzMN_Dp00_Gp00 | Caso Base | All generators | 1 | cap | Dorada 115/33/13.8 kV | m:Q:bushv in Mvar | 1.1687 | ElmTr3
2031 | 2031_DzMN_GzMN_Dp00_Gp00 | Caso Base | All generators | 0.9 | cap | Dorada 115/33/13.8 kV | m:cosphi:bushv | 0.9574 | ElmTr3
2031 | 2031_DzMN_GzMN_Dp00_Gp00 | Caso Base | All generators | 0.91 | cap | Dorada 115/33/13.8 kV | m:cosphi:bushv | 0.9574 | ElmTr3
2031 | 2031_DzMN_GzMN_Dp00_Gp00 | Caso Base | All generators | 0.92 | cap | Dorada 115/33/13.8 kV | m:cosphi:bushv | 0.9574 | ElmTr3
2031 | 2031_DzMN_GzMN_Dp00_Gp00 | Caso Base | All generators | 0.93 | cap | Dorada 115/33/13.8 kV | m:cosphi:bushv | 0.9574 | ElmTr3
2031 | 2031_DzMN_GzMN_Dp00_Gp00 | Caso Base | All generators | 0.94 | cap | Dorada 115/33/13.8 kV | m:cosphi:bushv | 0.9574 | ElmTr3
2031 | 2031_DzMN_GzMN_Dp00_Gp00 | Caso Base | All generators | 0.95 | cap | Dorada 115/33/13.8 kV | m:cosphi:bushv | 0.9574 | ElmTr3
2031 | 2031_DzMN_GzMN_Dp00_Gp00 | Caso Base | All generators | 0.96 | cap | Dorada 115/33/13.8 kV | m:cosphi:bushv | 0.9574 | ElmTr3
2031 | 2031_DzMN_GzMN_Dp00_Gp00 | Caso Base | All generators | 0.97 | cap | Dorada 115/33/13.8 kV | m:cosphi:bushv | 0.9574 | ElmTr3
2031 | 2031_DzMN_GzMN_Dp00_Gp00 | Caso Base | All generators | 0.98 | cap | Dorada 115/33/13.8 kV | m:cosphi:bushv | 0.9574 | ElmTr3
2031 | 2031_DzMN_GzMN_Dp00_Gp00 | Caso Base | All generators | 0.99 | cap | Dorada 115/33/13.8 kV | m:cosphi:bushv | 0.9574 | ElmTr3
2031 | 2031_DzMN_GzMN_Dp00_Gp00 | Caso Base | All generators | 1 | cap | Dorada 115/33/13.8 kV | m:cosphi:bushv | 0.9574 | ElmTr3
2031 | 2031_DzMN_GzMN_Dp00_Gp00 | Caso Base | All generators | 0.9 | cap | Manzanares 115/33/13.8 kV | m:P:bushv in MW | -0.088142 | ElmTr3
2031 | 2031_DzMN_GzMN_Dp00_Gp00 | Caso Base | All generators | 0.91 | cap | Manzanares 115/33/13.8 kV | m:P:bushv in MW | -0.088142 | ElmTr3
2031 | 2031_DzMN_GzMN_Dp00_Gp00 | Caso Base | All generators | 0.92 | cap | Manzanares 115/33/13.8 kV | m:P:bushv in MW | -0.088142 | ElmTr3
2031 | 2031_DzMN_GzMN_Dp00_Gp00 | Caso Base | All generators | 0.93 | cap | Manzanares 115/33/13.8 kV | m:P:bushv in MW | -0.088142 | ElmTr3
2031 | 2031_DzMN_GzMN_Dp00_Gp00 | Caso Base | All generators | 0.94 | cap | Manzanares 115/33/13.8 kV | m:P:bushv in MW | -0.088142 | ElmTr3
2031 | 2031_DzMN_GzMN_Dp00_Gp00 | Caso Base | All generators | 0.95 | cap | Manzanares 115/33/13.8 kV | m:P:bushv in MW | -0.088142 | ElmTr3
2031 | 2031_DzMN_GzMN_Dp00_Gp00 | Caso Base | All generators | 0.96 | cap | Manzanares 115/33/13.8 kV | m:P:bushv in MW | -0.088142 | ElmTr3
2031 | 2031_DzMN_GzMN_Dp00_Gp00 | Caso Base | All generators | 0.97 | cap | Manzanares 115/33/13.8 kV | m:P:bushv in MW | -0.088142 | ElmTr3
2031 | 2031_DzMN_GzMN_Dp00_Gp00 | Caso Base | All generators | 0.98 | cap | Manzanares 115/33/13.8 kV | m:P:bushv in MW | -0.088142 | ElmTr3
2031 | 2031_DzMN_GzMN_Dp00_Gp00 | Caso Base | All generators | 0.99 | cap | Manzanares 115/33/13.8 kV | m:P:bushv in MW | -0.088142 | ElmTr3
2031 | 2031_DzMN_GzMN_Dp00_Gp00 | Caso Base | All generators | 1 | cap | Manzanares 115/33/13.8 kV | m:P:bushv in MW | -0.088142 | ElmTr3
2031 | 2031_DzMN_GzMN_Dp00_Gp00 | Caso Base | All generators | 0.9 | cap | Manzanares 115/33/13.8 kV | m:Q:bushv in Mvar | -0.58244 | ElmTr3
2031 | 2031_DzMN_GzMN_Dp00_Gp00 | Caso Base | All generators | 0.91 | cap | Manzanares 115/33/13.8 kV | m:Q:bushv in Mvar | -0.58244 | ElmTr3
2031 | 2031_DzMN_GzMN_Dp00_Gp00 | Caso Base | All generators | 0.92 | cap | Manzanares 115/33/13.8 kV | m:Q:bushv in Mvar | -0.58244 | ElmTr3
2031 | 2031_DzMN_GzMN_Dp00_Gp00 | Caso Base | All generators | 0.93 | cap | Manzanares 115/33/13.8 kV | m:Q:bushv in Mvar | -0.58244 | ElmTr3
2031 | 2031_DzMN_GzMN_Dp00_Gp00 | Caso Base | All generators | 0.94 | cap | Manzanares 115/33/13.8 kV | m:Q:bushv in Mvar | -0.58244 | ElmTr3
2031 | 2031_DzMN_GzMN_Dp00_Gp00 | Caso Base | All generators | 0.95 | cap | Manzanares 115/33/13.8 kV | m:Q:bushv in Mvar | -0.58244 | ElmTr3
2031 | 2031_DzMN_GzMN_Dp00_Gp00 | Caso Base | All generators | 0.96 | cap | Manzanares 115/33/13.8 kV | m:Q:bushv in Mvar | -0.58244 | ElmTr3
2031 | 2031_DzMN_GzMN_Dp00_Gp00 | Caso Base | All generators | 0.97 | cap | Manzanares 115/33/13.8 kV | m:Q:bushv in Mvar | -0.58244 | ElmTr3
2031 | 2031_DzMN_GzMN_Dp00_Gp00 | Caso Base | All generators | 0.98 | cap | Manzanares 115/33/13.8 kV | m:Q:bushv in Mvar | -0.58244 | ElmTr3
2031 | 2031_DzMN_GzMN_Dp00_Gp00 | Caso Base | All generators | 0.99 | cap | Manzanares 115/33/13.8 kV | m:Q:bushv in Mvar | -0.58244 | ElmTr3
2031 | 2031_DzMN_GzMN_Dp00_Gp00 | Caso Base | All generators | 1 | cap | Manzanares 115/33/13.8 kV | m:Q:bushv in Mvar | -0.58244 | ElmTr3
2031 | 2031_DzMN_GzMN_Dp00_Gp00 | Caso Base | All generators | 0.9 | cap | Manzanares 115/33/13.8 kV | m:cosphi:bushv | -0.14963 | ElmTr3
2031 | 2031_DzMN_GzMN_Dp00_Gp00 | Caso Base | All generators | 0.91 | cap | Manzanares 115/33/13.8 kV | m:cosphi:bushv | -0.14963 | ElmTr3
2031 | 2031_DzMN_GzMN_Dp00_Gp00 | Caso Base | All generators | 0.92 | cap | Manzanares 115/33/13.8 kV | m:cosphi:bushv | -0.14963 | ElmTr3
2031 | 2031_DzMN_GzMN_Dp00_Gp00 | Caso Base | All generators | 0.93 | cap | Manzanares 115/33/13.8 kV | m:cosphi:bushv | -0.14963 | ElmTr3
2031 | 2031_DzMN_GzMN_Dp00_Gp00 | Caso Base | All generators | 0.94 | cap | Manzanares 115/33/13.8 kV | m:cosphi:bushv | -0.14963 | ElmTr3
2031 | 2031_DzMN_GzMN_Dp00_Gp00 | Caso Base | All generators | 0.95 | cap | Manzanares 115/33/13.8 kV | m:cosphi:bushv | -0.14963 | ElmTr3
2031 | 2031_DzMN_GzMN_Dp00_Gp00 | Caso Base | All generators | 0.96 | cap | Manzanares 115/33/13.8 kV | m:cosphi:bushv | -0.14963 | ElmTr3
2031 | 2031_DzMN_GzMN_Dp00_Gp00 | Caso Base | All generators | 0.97 | cap | Manzanares 115/33/13.8 kV | m:cosphi:bushv | -0.14963 | ElmTr3
2031 | 2031_DzMN_GzMN_Dp00_Gp00 | Caso Base | All generators | 0.98 | cap | Manzanares 115/33/13.8 kV | m:cosphi:bushv | -0.14963 | ElmTr3
2031 | 2031_DzMN_GzMN_Dp00_Gp00 | Caso Base | All generators | 0.99 | cap | Manzanares 115/33/13.8 kV | m:cosphi:bushv | -0.14963 | ElmTr3
2031 | 2031_DzMN_GzMN_Dp00_Gp00 | Caso Base | All generators | 1 | cap | Manzanares 115/33/13.8 kV | m:cosphi:bushv | -0.14963 | ElmTr3
2031 | 2031_DzMN_GzMN_Dp00_Gp00 | Caso Base | All generators | 0.9 | cap | Purnio 230/115 | m:P:bushv in MW | 33.4231 | ElmTr3
2031 | 2031_DzMN_GzMN_Dp00_Gp00 | Caso Base | All generators | 0.91 | cap | Purnio 230/115 | m:P:bushv in MW | 33.4231 | ElmTr3
2031 | 2031_DzMN_GzMN_Dp00_Gp00 | Caso Base | All generators | 0.92 | cap | Purnio 230/115 | m:P:bushv in MW | 33.4231 | ElmTr3
2031 | 2031_DzMN_GzMN_Dp00_Gp00 | Caso Base | All generators | 0.93 | cap | Purnio 230/115 | m:P:bushv in MW | 33.4231 | ElmTr3
2031 | 2031_DzMN_GzMN_Dp00_Gp00 | Caso Base | All generators | 0.94 | cap | Purnio 230/115 | m:P:bushv in MW | 33.4231 | ElmTr3
2031 | 2031_DzMN_GzMN_Dp00_Gp00 | Caso Base | All generators | 0.95 | cap | Purnio 230/115 | m:P:bushv in MW | 33.4231 | ElmTr3
2031 | 2031_DzMN_GzMN_Dp00_Gp00 | Caso Base | All generators | 0.96 | cap | Purnio 230/115 | m:P:bushv in MW | 33.4231 | ElmTr3
2031 | 2031_DzMN_GzMN_Dp00_Gp00 | Caso Base | All generators | 0.97 | cap | Purnio 230/115 | m:P:bushv in MW | 33.4231 | ElmTr3
2031 | 2031_DzMN_GzMN_Dp00_Gp00 | Caso Base | All generators | 0.98 | cap | Purnio 230/115 | m:P:bushv in MW | 33.4231 | ElmTr3
2031 | 2031_DzMN_GzMN_Dp00_Gp00 | Caso Base | All generators | 0.99 | cap | Purnio 230/115 | m:P:bushv in MW | 33.4231 | ElmTr3
2031 | 2031_DzMN_GzMN_Dp00_Gp00 | Caso Base | All generators | 1 | cap | Purnio 230/115 | m:P:bushv in MW | 33.4231 | ElmTr3
2031 | 2031_DzMN_GzMN_Dp00_Gp00 | Caso Base | All generators | 0.9 | cap | Purnio 230/115 | m:Q:bushv in Mvar | -1.6593 | ElmTr3
2031 | 2031_DzMN_GzMN_Dp00_Gp00 | Caso Base | All generators | 0.91 | cap | Purnio 230/115 | m:Q:bushv in Mvar | -1.6593 | ElmTr3
2031 | 2031_DzMN_GzMN_Dp00_Gp00 | Caso Base | All generators | 0.92 | cap | Purnio 230/115 | m:Q:bushv in Mvar | -1.6593 | ElmTr3
2031 | 2031_DzMN_GzMN_Dp00_Gp00 | Caso Base | All generators | 0.93 | cap | Purnio 230/115 | m:Q:bushv in Mvar | -1.6593 | ElmTr3
2031 | 2031_DzMN_GzMN_Dp00_Gp00 | Caso Base | All generators | 0.94 | cap | Purnio 230/115 | m:Q:bushv in Mvar | -1.6593 | ElmTr3
2031 | 2031_DzMN_GzMN_Dp00_Gp00 | Caso Base | All generators | 0.95 | cap | Purnio 230/115 | m:Q:bushv in Mvar | -1.6593 | ElmTr3
2031 | 2031_DzMN_GzMN_Dp00_Gp00 | Caso Base | All generators | 0.96 | cap | Purnio 230/115 | m:Q:bushv in Mvar | -1.6593 | ElmTr3
2031 | 2031_DzMN_GzMN_Dp00_Gp00 | Caso Base | All generators | 0.97 | cap | Purnio 230/115 | m:Q:bushv in Mvar | -1.6593 | ElmTr3
2031 | 2031_DzMN_GzMN_Dp00_Gp00 | Caso Base | All generators | 0.98 | cap | Purnio 230/115 | m:Q:bushv in Mvar | -1.6593 | ElmTr3
2031 | 2031_DzMN_GzMN_Dp00_Gp00 | Caso Base | All generators | 0.99 | cap | Purnio 230/115 | m:Q:bushv in Mvar | -1.6593 | ElmTr3
2031 | 2031_DzMN_GzMN_Dp00_Gp00 | Caso Base | All generators | 1 | cap | Purnio 230/115 | m:Q:bushv in Mvar | -1.6593 | ElmTr3
2031 | 2031_DzMN_GzMN_Dp00_Gp00 | Caso Base | All generators | 0.9 | cap | Purnio 230/115 | m:cosphi:bushv | 0.99877 | ElmTr3
2031 | 2031_DzMN_GzMN_Dp00_Gp00 | Caso Base | All generators | 0.91 | cap | Purnio 230/115 | m:cosphi:bushv | 0.99877 | ElmTr3
2031 | 2031_DzMN_GzMN_Dp00_Gp00 | Caso Base | All generators | 0.92 | cap | Purnio 230/115 | m:cosphi:bushv | 0.99877 | ElmTr3
2031 | 2031_DzMN_GzMN_Dp00_Gp00 | Caso Base | All generators | 0.93 | cap | Purnio 230/115 | m:cosphi:bushv | 0.99877 | ElmTr3
2031 | 2031_DzMN_GzMN_Dp00_Gp00 | Caso Base | All generators | 0.94 | cap | Purnio 230/115 | m:cosphi:bushv | 0.99877 | ElmTr3
2031 | 2031_DzMN_GzMN_Dp00_Gp00 | Caso Base | All generators | 0.95 | cap | Purnio 230/115 | m:cosphi:bushv | 0.99877 | ElmTr3
2031 | 2031_DzMN_GzMN_Dp00_Gp00 | Caso Base | All generators | 0.96 | cap | Purnio 230/115 | m:cosphi:bushv | 0.99877 | ElmTr3
2031 | 2031_DzMN_GzMN_Dp00_Gp00 | Caso Base | All generators | 0.97 | cap | Purnio 230/115 | m:cosphi:bushv | 0.99877 | ElmTr3
2031 | 2031_DzMN_GzMN_Dp00_Gp00 | Caso Base | All generators | 0.98 | cap | Purnio 230/115 | m:cosphi:bushv | 0.99877 | ElmTr3
2031 | 2031_DzMN_GzMN_Dp00_Gp00 | Caso Base | All generators | 0.99 | cap | Purnio 230/115 | m:cosphi:bushv | 0.99877 | ElmTr3
2031 | 2031_DzMN_GzMN_Dp00_Gp00 | Caso Base | All generators | 1 | cap | Purnio 230/115 | m:cosphi:bushv | 0.99877 | ElmTr3
2031 | 2031_DzMN_GzMN_Dp00_Gp00 | Caso Base | All generators | 0.9 | cap | Victoria 115/33/13.8 kV | m:P:bushv in MW | 2.3705 | ElmTr3
2031 | 2031_DzMN_GzMN_Dp00_Gp00 | Caso Base | All generators | 0.91 | cap | Victoria 115/33/13.8 kV | m:P:bushv in MW | 2.3705 | ElmTr3
2031 | 2031_DzMN_GzMN_Dp00_Gp00 | Caso Base | All generators | 0.92 | cap | Victoria 115/33/13.8 kV | m:P:bushv in MW | 2.3705 | ElmTr3
2031 | 2031_DzMN_GzMN_Dp00_Gp00 | Caso Base | All generators | 0.93 | cap | Victoria 115/33/13.8 kV | m:P:bushv in MW | 2.3705 | ElmTr3
2031 | 2031_DzMN_GzMN_Dp00_Gp00 | Caso Base | All generators | 0.94 | cap | Victoria 115/33/13.8 kV | m:P:bushv in MW | 2.3705 | ElmTr3
2031 | 2031_DzMN_GzMN_Dp00_Gp00 | Caso Base | All generators | 0.95 | cap | Victoria 115/33/13.8 kV | m:P:bushv in MW | 2.3705 | ElmTr3
2031 | 2031_DzMN_GzMN_Dp00_Gp00 | Caso Base | All generators | 0.96 | cap | Victoria 115/33/13.8 kV | m:P:bushv in MW | 2.3705 | ElmTr3
2031 | 2031_DzMN_GzMN_Dp00_Gp00 | Caso Base | All generators | 0.97 | cap | Victoria 115/33/13.8 kV | m:P:bushv in MW | 2.3705 | ElmTr3
2031 | 2031_DzMN_GzMN_Dp00_Gp00 | Caso Base | All generators | 0.98 | cap | Victoria 115/33/13.8 kV | m:P:bushv in MW | 2.3705 | ElmTr3
2031 | 2031_DzMN_GzMN_Dp00_Gp00 | Caso Base | All generators | 0.99 | cap | Victoria 115/33/13.8 kV | m:P:bushv in MW | 2.3705 | ElmTr3
2031 | 2031_DzMN_GzMN_Dp00_Gp00 | Caso Base | All generators | 1 | cap | Victoria 115/33/13.8 kV | m:P:bushv in MW | 2.3705 | ElmTr3
2031 | 2031_DzMN_GzMN_Dp00_Gp00 | Caso Base | All generators | 0.9 | cap | Victoria 115/33/13.8 kV | m:Q:bushv in Mvar | 2.0513 | ElmTr3
2031 | 2031_DzMN_GzMN_Dp00_Gp00 | Caso Base | All generators | 0.91 | cap | Victoria 115/33/13.8 kV | m:Q:bushv in Mvar | 2.0513 | ElmTr3
2031 | 2031_DzMN_GzMN_Dp00_Gp00 | Caso Base | All generators | 0.92 | cap | Victoria 115/33/13.8 kV | m:Q:bushv in Mvar | 2.0513 | ElmTr3
2031 | 2031_DzMN_GzMN_Dp00_Gp00 | Caso Base | All generators | 0.93 | cap | Victoria 115/33/13.8 kV | m:Q:bushv in Mvar | 2.0513 | ElmTr3
2031 | 2031_DzMN_GzMN_Dp00_Gp00 | Caso Base | All generators | 0.94 | cap | Victoria 115/33/13.8 kV | m:Q:bushv in Mvar | 2.0513 | ElmTr3
2031 | 2031_DzMN_GzMN_Dp00_Gp00 | Caso Base | All generators | 0.95 | cap | Victoria 115/33/13.8 kV | m:Q:bushv in Mvar | 2.0513 | ElmTr3
2031 | 2031_DzMN_GzMN_Dp00_Gp00 | Caso Base | All generators | 0.96 | cap | Victoria 115/33/13.8 kV | m:Q:bushv in Mvar | 2.0513 | ElmTr3
2031 | 2031_DzMN_GzMN_Dp00_Gp00 | Caso Base | All generators | 0.97 | cap | Victoria 115/33/13.8 kV | m:Q:bushv in Mvar | 2.0513 | ElmTr3
2031 | 2031_DzMN_GzMN_Dp00_Gp00 | Caso Base | All generators | 0.98 | cap | Victoria 115/33/13.8 kV | m:Q:bushv in Mvar | 2.0513 | ElmTr3
2031 | 2031_DzMN_GzMN_Dp00_Gp00 | Caso Base | All generators | 0.99 | cap | Victoria 115/33/13.8 kV | m:Q:bushv in Mvar | 2.0513 | ElmTr3
2031 | 2031_DzMN_GzMN_Dp00_Gp00 | Caso Base | All generators | 1 | cap | Victoria 115/33/13.8 kV | m:Q:bushv in Mvar | 2.0513 | ElmTr3
2031 | 2031_DzMN_GzMN_Dp00_Gp00 | Caso Base | All generators | 0.9 | cap | Victoria 115/33/13.8 kV | m:cosphi:bushv | 0.75619 | ElmTr3
2031 | 2031_DzMN_GzMN_Dp00_Gp00 | Caso Base | All generators | 0.91 | cap | Victoria 115/33/13.8 kV | m:cosphi:bushv | 0.75619 | ElmTr3
2031 | 2031_DzMN_GzMN_Dp00_Gp00 | Caso Base | All generators | 0.92 | cap | Victoria 115/33/13.8 kV | m:cosphi:bushv | 0.75619 | ElmTr3
2031 | 2031_DzMN_GzMN_Dp00_Gp00 | Caso Base | All generators | 0.93 | cap | Victoria 115/33/13.8 kV | m:cosphi:bushv | 0.75619 | ElmTr3
2031 | 2031_DzMN_GzMN_Dp00_Gp00 | Caso Base | All generators | 0.94 | cap | Victoria 115/33/13.8 kV | m:cosphi:bushv | 0.75619 | ElmTr3
2031 | 2031_DzMN_GzMN_Dp00_Gp00 | Caso Base | All generators | 0.95 | cap | Victoria 115/33/13.8 kV | m:cosphi:bushv | 0.75619 | ElmTr3
2031 | 2031_DzMN_GzMN_Dp00_Gp00 | Caso Base | All generators | 0.96 | cap | Victoria 115/33/13.8 kV | m:cosphi:bushv | 0.75619 | ElmTr3
2031 | 2031_DzMN_GzMN_Dp00_Gp00 | Caso Base | All generators | 0.97 | cap | Victoria 115/33/13.8 kV | m:cosphi:bushv | 0.75619 | ElmTr3
2031 | 2031_DzMN_GzMN_Dp00_Gp00 | Caso Base | All generators | 0.98 | cap | Victoria 115/33/13.8 kV | m:cosphi:bushv | 0.75619 | ElmTr3
2031 | 2031_DzMN_GzMN_Dp00_Gp00 | Caso Base | All generators | 0.99 | cap | Victoria 115/33/13.8 kV | m:cosphi:bushv | 0.75619 | ElmTr3
2031 | 2031_DzMN_GzMN_Dp00_Gp00 | Caso Base | All generators | 1 | cap | Victoria 115/33/13.8 kV | m:cosphi:bushv | 0.75619 | ElmTr3
2031 | 2031_DzMN_GzMN_Dp00_Gp00 | Caso Base | All generators | 0.9 | ind | Dorada - Magdalena 115 kV | m:P:bus1 in MW | 30.6531 | ElmLne
2031 | 2031_DzMN_GzMN_Dp00_Gp00 | Caso Base | All generators | 0.91 | ind | Dorada - Magdalena 115 kV | m:P:bus1 in MW | 30.6531 | ElmLne
2031 | 2031_DzMN_GzMN_Dp00_Gp00 | Caso Base | All generators | 0.92 | ind | Dorada - Magdalena 115 kV | m:P:bus1 in MW | 30.6531 | ElmLne
2031 | 2031_DzMN_GzMN_Dp00_Gp00 | Caso Base | All generators | 0.93 | ind | Dorada - Magdalena 115 kV | m:P:bus1 in MW | 30.6531 | ElmLne
2031 | 2031_DzMN_GzMN_Dp00_Gp00 | Caso Base | All generators | 0.94 | ind | Dorada - Magdalena 115 kV | m:P:bus1 in MW | 30.6531 | ElmLne
2031 | 2031_DzMN_GzMN_Dp00_Gp00 | Caso Base | All generators | 0.95 | ind | Dorada - Magdalena 115 kV | m:P:bus1 in MW | 30.6531 | ElmLne
2031 | 2031_DzMN_GzMN_Dp00_Gp00 | Caso Base | All generators | 0.96 | ind | Dorada - Magdalena 115 kV | m:P:bus1 in MW | 30.6531 | ElmLne
2031 | 2031_DzMN_GzMN_Dp00_Gp00 | Caso Base | All generators | 0.97 | ind | Dorada - Magdalena 115 kV | m:P:bus1 in MW | 30.6531 | ElmLne
2031 | 2031_DzMN_GzMN_Dp00_Gp00 | Caso Base | All generators | 0.98 | ind | Dorada - Magdalena 115 kV | m:P:bus1 in MW | 30.6531 | ElmLne
2031 | 2031_DzMN_GzMN_Dp00_Gp00 | Caso Base | All generators | 0.99 | ind | Dorada - Magdalena 115 kV | m:P:bus1 in MW | 30.6531 | ElmLne
2031 | 2031_DzMN_GzMN_Dp00_Gp00 | Caso Base | All generators | 1 | ind | Dorada - Magdalena 115 kV | m:P:bus1 in MW | 30.6531 | ElmLne
2031 | 2031_DzMN_GzMN_Dp00_Gp00 | Caso Base | All generators | 0.9 | ind | Dorada - Magdalena 115 kV | m:P:bus2 in MW | -30.6054 | ElmLne
2031 | 2031_DzMN_GzMN_Dp00_Gp00 | Caso Base | All generators | 0.91 | ind | Dorada - Magdalena 115 kV | m:P:bus2 in MW | -30.6054 | ElmLne
2031 | 2031_DzMN_GzMN_Dp00_Gp00 | Caso Base | All generators | 0.92 | ind | Dorada - Magdalena 115 kV | m:P:bus2 in MW | -30.6054 | ElmLne
2031 | 2031_DzMN_GzMN_Dp00_Gp00 | Caso Base | All generators | 0.93 | ind | Dorada - Magdalena 115 kV | m:P:bus2 in MW | -30.6054 | ElmLne
2031 | 2031_DzMN_GzMN_Dp00_Gp00 | Caso Base | All generators | 0.94 | ind | Dorada - Magdalena 115 kV | m:P:bus2 in MW | -30.6054 | ElmLne
2031 | 2031_DzMN_GzMN_Dp00_Gp00 | Caso Base | All generators | 0.95 | ind | Dorada - Magdalena 115 kV | m:P:bus2 in MW | -30.6054 | ElmLne
2031 | 2031_DzMN_GzMN_Dp00_Gp00 | Caso Base | All generators | 0.96 | ind | Dorada - Magdalena 115 kV | m:P:bus2 in MW | -30.6054 | ElmLne
2031 | 2031_DzMN_GzMN_Dp00_Gp00 | Caso Base | All generators | 0.97 | ind | Dorada - Magdalena 115 kV | m:P:bus2 in MW | -30.6054 | ElmLne
2031 | 2031_DzMN_GzMN_Dp00_Gp00 | Caso Base | All generators | 0.98 | ind | Dorada - Magdalena 115 kV | m:P:bus2 in MW | -30.6054 | ElmLne
2031 | 2031_DzMN_GzMN_Dp00_Gp00 | Caso Base | All generators | 0.99 | ind | Dorada - Magdalena 115 kV | m:P:bus2 in MW | -30.6054 | ElmLne
2031 | 2031_DzMN_GzMN_Dp00_Gp00 | Caso Base | All generators | 1 | ind | Dorada - Magdalena 115 kV | m:P:bus2 in MW | -30.6054 | ElmLne
2031 | 2031_DzMN_GzMN_Dp00_Gp00 | Caso Base | All generators | 0.9 | ind | Dorada - Magdalena 115 kV | m:Q:bus1 in Mvar | -0.57414 | ElmLne
2031 | 2031_DzMN_GzMN_Dp00_Gp00 | Caso Base | All generators | 0.91 | ind | Dorada - Magdalena 115 kV | m:Q:bus1 in Mvar | -0.57414 | ElmLne
2031 | 2031_DzMN_GzMN_Dp00_Gp00 | Caso Base | All generators | 0.92 | ind | Dorada - Magdalena 115 kV | m:Q:bus1 in Mvar | -0.57414 | ElmLne
2031 | 2031_DzMN_GzMN_Dp00_Gp00 | Caso Base | All generators | 0.93 | ind | Dorada - Magdalena 115 kV | m:Q:bus1 in Mvar | -0.57414 | ElmLne
2031 | 2031_DzMN_GzMN_Dp00_Gp00 | Caso Base | All generators | 0.94 | ind | Dorada - Magdalena 115 kV | m:Q:bus1 in Mvar | -0.57414 | ElmLne
2031 | 2031_DzMN_GzMN_Dp00_Gp00 | Caso Base | All generators | 0.95 | ind | Dorada - Magdalena 115 kV | m:Q:bus1 in Mvar | -0.57414 | ElmLne
2031 | 2031_DzMN_GzMN_Dp00_Gp00 | Caso Base | All generators | 0.96 | ind | Dorada - Magdalena 115 kV | m:Q:bus1 in Mvar | -0.57414 | ElmLne
2031 | 2031_DzMN_GzMN_Dp00_Gp00 | Caso Base | All generators | 0.97 | ind | Dorada - Magdalena 115 kV | m:Q:bus1 in Mvar | -0.57414 | ElmLne
2031 | 2031_DzMN_GzMN_Dp00_Gp00 | Caso Base | All generators | 0.98 | ind | Dorada - Magdalena 115 kV | m:Q:bus1 in Mvar | -0.57414 | ElmLne
2031 | 2031_DzMN_GzMN_Dp00_Gp00 | Caso Base | All generators | 0.99 | ind | Dorada - Magdalena 115 kV | m:Q:bus1 in Mvar | -0.57414 | ElmLne
2031 | 2031_DzMN_GzMN_Dp00_Gp00 | Caso Base | All generators | 1 | ind | Dorada - Magdalena 115 kV | m:Q:bus1 in Mvar | -0.57414 | ElmLne
2031 | 2031_DzMN_GzMN_Dp00_Gp00 | Caso Base | All generators | 0.9 | ind | Dorada - Magdalena 115 kV | m:Q:bus2 in Mvar | 0.44031 | ElmLne
2031 | 2031_DzMN_GzMN_Dp00_Gp00 | Caso Base | All generators | 0.91 | ind | Dorada - Magdalena 115 kV | m:Q:bus2 in Mvar | 0.44031 | ElmLne
2031 | 2031_DzMN_GzMN_Dp00_Gp00 | Caso Base | All generators | 0.92 | ind | Dorada - Magdalena 115 kV | m:Q:bus2 in Mvar | 0.44031 | ElmLne
2031 | 2031_DzMN_GzMN_Dp00_Gp00 | Caso Base | All generators | 0.93 | ind | Dorada - Magdalena 115 kV | m:Q:bus2 in Mvar | 0.44031 | ElmLne
2031 | 2031_DzMN_GzMN_Dp00_Gp00 | Caso Base | All generators | 0.94 | ind | Dorada - Magdalena 115 kV | m:Q:bus2 in Mvar | 0.44031 | ElmLne
2031 | 2031_DzMN_GzMN_Dp00_Gp00 | Caso Base | All generators | 0.95 | ind | Dorada - Magdalena 115 kV | m:Q:bus2 in Mvar | 0.44031 | ElmLne
2031 | 2031_DzMN_GzMN_Dp00_Gp00 | Caso Base | All generators | 0.96 | ind | Dorada - Magdalena 115 kV | m:Q:bus2 in Mvar | 0.44031 | ElmLne
2031 | 2031_DzMN_GzMN_Dp00_Gp00 | Caso Base | All generators | 0.97 | ind | Dorada - Magdalena 115 kV | m:Q:bus2 in Mvar | 0.44031 | ElmLne
2031 | 2031_DzMN_GzMN_Dp00_Gp00 | Caso Base | All generators | 0.98 | ind | Dorada - Magdalena 115 kV | m:Q:bus2 in Mvar | 0.44031 | ElmLne
2031 | 2031_DzMN_GzMN_Dp00_Gp00 | Caso Base | All generators | 0.99 | ind | Dorada - Magdalena 115 kV | m:Q:bus2 in Mvar | 0.44031 | ElmLne
2031 | 2031_DzMN_GzMN_Dp00_Gp00 | Caso Base | All generators | 1 | ind | Dorada - Magdalena 115 kV | m:Q:bus2 in Mvar | 0.44031 | ElmLne
2031 | 2031_DzMN_GzMN_Dp00_Gp00 | Caso Base | All generators | 0.9 | ind | Dorada - Magdalena 115 kV | m:cosphi:bus1 | 0.99982 | ElmLne
2031 | 2031_DzMN_GzMN_Dp00_Gp00 | Caso Base | All generators | 0.91 | ind | Dorada - Magdalena 115 kV | m:cosphi:bus1 | 0.99982 | ElmLne
2031 | 2031_DzMN_GzMN_Dp00_Gp00 | Caso Base | All generators | 0.92 | ind | Dorada - Magdalena 115 kV | m:cosphi:bus1 | 0.99982 | ElmLne
2031 | 2031_DzMN_GzMN_Dp00_Gp00 | Caso Base | All generators | 0.93 | ind | Dorada - Magdalena 115 kV | m:cosphi:bus1 | 0.99982 | ElmLne
2031 | 2031_DzMN_GzMN_Dp00_Gp00 | Caso Base | All generators | 0.94 | ind | Dorada - Magdalena 115 kV | m:cosphi:bus1 | 0.99982 | ElmLne
2031 | 2031_DzMN_GzMN_Dp00_Gp00 | Caso Base | All generators | 0.95 | ind | Dorada - Magdalena 115 kV | m:cosphi:bus1 | 0.99982 | ElmLne
2031 | 2031_DzMN_GzMN_Dp00_Gp00 | Caso Base | All generators | 0.96 | ind | Dorada - Magdalena 115 kV | m:cosphi:bus1 | 0.99982 | ElmLne
2031 | 2031_DzMN_GzMN_Dp00_Gp00 | Caso Base | All generators | 0.97 | ind | Dorada - Magdalena 115 kV | m:cosphi:bus1 | 0.99982 | ElmLne
2031 | 2031_DzMN_GzMN_Dp00_Gp00 | Caso Base | All generators | 0.98 | ind | Dorada - Magdalena 115 kV | m:cosphi:bus1 | 0.99982 | ElmLne
2031 | 2031_DzMN_GzMN_Dp00_Gp00 | Caso Base | All generators | 0.99 | ind | Dorada - Magdalena 115 kV | m:cosphi:bus1 | 0.99982 | ElmLne
2031 | 2031_DzMN_GzMN_Dp00_Gp00 | Caso Base | All generators | 1 | ind | Dorada - Magdalena 115 kV | m:cosphi:bus1 | 0.99982 | ElmLne
2031 | 2031_DzMN_GzMN_Dp00_Gp00 | Caso Base | All generators | 0.9 | ind | Dorada - Magdalena 115 kV | m:cosphi:bus2 | -0.9999 | ElmLne
2031 | 2031_DzMN_GzMN_Dp00_Gp00 | Caso Base | All generators | 0.91 | ind | Dorada - Magdalena 115 kV | m:cosphi:bus2 | -0.9999 | ElmLne
2031 | 2031_DzMN_GzMN_Dp00_Gp00 | Caso Base | All generators | 0.92 | ind | Dorada - Magdalena 115 kV | m:cosphi:bus2 | -0.9999 | ElmLne
2031 | 2031_DzMN_GzMN_Dp00_Gp00 | Caso Base | All generators | 0.93 | ind | Dorada - Magdalena 115 kV | m:cosphi:bus2 | -0.9999 | ElmLne
2031 | 2031_DzMN_GzMN_Dp00_Gp00 | Caso Base | All generators | 0.94 | ind | Dorada - Magdalena 115 kV | m:cosphi:bus2 | -0.9999 | ElmLne
2031 | 2031_DzMN_GzMN_Dp00_Gp00 | Caso Base | All generators | 0.95 | ind | Dorada - Magdalena 115 kV | m:cosphi:bus2 | -0.9999 | ElmLne
2031 | 2031_DzMN_GzMN_Dp00_Gp00 | Caso Base | All generators | 0.96 | ind | Dorada - Magdalena 115 kV | m:cosphi:bus2 | -0.9999 | ElmLne
2031 | 2031_DzMN_GzMN_Dp00_Gp00 | Caso Base | All generators | 0.97 | ind | Dorada - Magdalena 115 kV | m:cosphi:bus2 | -0.9999 | ElmLne
2031 | 2031_DzMN_GzMN_Dp00_Gp00 | Caso Base | All generators | 0.98 | ind | Dorada - Magdalena 115 kV | m:cosphi:bus2 | -0.9999 | ElmLne
2031 | 2031_DzMN_GzMN_Dp00_Gp00 | Caso Base | All generators | 0.99 | ind | Dorada - Magdalena 115 kV | m:cosphi:bus2 | -0.9999 | ElmLne
2031 | 2031_DzMN_GzMN_Dp00_Gp00 | Caso Base | All generators | 1 | ind | Dorada - Magdalena 115 kV | m:cosphi:bus2 | -0.9999 | ElmLne
2031 | 2031_DzMN_GzMN_Dp00_Gp00 | Caso Base | All generators | 0.9 | ind | Mariquita - Victoria 2 115 | m:P:bus1 in MW | 4.5818 | ElmLne
2031 | 2031_DzMN_GzMN_Dp00_Gp00 | Caso Base | All generators | 0.91 | ind | Mariquita - Victoria 2 115 | m:P:bus1 in MW | 4.5818 | ElmLne
2031 | 2031_DzMN_GzMN_Dp00_Gp00 | Caso Base | All generators | 0.92 | ind | Mariquita - Victoria 2 115 | m:P:bus1 in MW | 4.5818 | ElmLne
2031 | 2031_DzMN_GzMN_Dp00_Gp00 | Caso Base | All generators | 0.93 | ind | Mariquita - Victoria 2 115 | m:P:bus1 in MW | 4.5818 | ElmLne
2031 | 2031_DzMN_GzMN_Dp00_Gp00 | Caso Base | All generators | 0.94 | ind | Mariquita - Victoria 2 115 | m:P:bus1 in MW | 4.5818 | ElmLne
2031 | 2031_DzMN_GzMN_Dp00_Gp00 | Caso Base | All generators | 0.95 | ind | Mariquita - Victoria 2 115 | m:P:bus1 in MW | 4.5818 | ElmLne
2031 | 2031_DzMN_GzMN_Dp00_Gp00 | Caso Base | All generators | 0.96 | ind | Mariquita - Victoria 2 115 | m:P:bus1 in MW | 4.5818 | ElmLne
2031 | 2031_DzMN_GzMN_Dp00_Gp00 | Caso Base | All generators | 0.97 | ind | Mariquita - Victoria 2 115 | m:P:bus1 in MW | 4.5818 | ElmLne
2031 | 2031_DzMN_GzMN_Dp00_Gp00 | Caso Base | All generators | 0.98 | ind | Mariquita - Victoria 2 115 | m:P:bus1 in MW | 4.5818 | ElmLne
2031 | 2031_DzMN_GzMN_Dp00_Gp00 | Caso Base | All generators | 0.99 | ind | Mariquita - Victoria 2 115 | m:P:bus1 in MW | 4.5818 | ElmLne
2031 | 2031_DzMN_GzMN_Dp00_Gp00 | Caso Base | All generators | 1 | ind | Mariquita - Victoria 2 115 | m:P:bus1 in MW | 4.5818 | ElmLne
2031 | 2031_DzMN_GzMN_Dp00_Gp00 | Caso Base | All generators | 0.9 | ind | Mariquita - Victoria 2 115 | m:P:bus2 in MW | -4.5624 | ElmLne
2031 | 2031_DzMN_GzMN_Dp00_Gp00 | Caso Base | All generators | 0.91 | ind | Mariquita - Victoria 2 115 | m:P:bus2 in MW | -4.5624 | ElmLne
2031 | 2031_DzMN_GzMN_Dp00_Gp00 | Caso Base | All generators | 0.92 | ind | Mariquita - Victoria 2 115 | m:P:bus2 in MW | -4.5624 | ElmLne
2031 | 2031_DzMN_GzMN_Dp00_Gp00 | Caso Base | All generators | 0.93 | ind | Mariquita - Victoria 2 115 | m:P:bus2 in MW | -4.5624 | ElmLne
2031 | 2031_DzMN_GzMN_Dp00_Gp00 | Caso Base | All generators | 0.94 | ind | Mariquita - Victoria 2 115 | m:P:bus2 in MW | -4.5624 | ElmLne
2031 | 2031_DzMN_GzMN_Dp00_Gp00 | Caso Base | All generators | 0.95 | ind | Mariquita - Victoria 2 115 | m:P:bus2 in MW | -4.5624 | ElmLne
2031 | 2031_DzMN_GzMN_Dp00_Gp00 | Caso Base | All generators | 0.96 | ind | Mariquita - Victoria 2 115 | m:P:bus2 in MW | -4.5624 | ElmLne
2031 | 2031_DzMN_GzMN_Dp00_Gp00 | Caso Base | All generators | 0.97 | ind | Mariquita - Victoria 2 115 | m:P:bus2 in MW | -4.5624 | ElmLne
2031 | 2031_DzMN_GzMN_Dp00_Gp00 | Caso Base | All generators | 0.98 | ind | Mariquita - Victoria 2 115 | m:P:bus2 in MW | -4.5624 | ElmLne
2031 | 2031_DzMN_GzMN_Dp00_Gp00 | Caso Base | All generators | 0.99 | ind | Mariquita - Victoria 2 115 | m:P:bus2 in MW | -4.5624 | ElmLne
2031 | 2031_DzMN_GzMN_Dp00_Gp00 | Caso Base | All generators | 1 | ind | Mariquita - Victoria 2 115 | m:P:bus2 in MW | -4.5624 | ElmLne
2031 | 2031_DzMN_GzMN_Dp00_Gp00 | Caso Base | All generators | 0.9 | ind | Mariquita - Victoria 2 115 | m:Q:bus1 in Mvar | -8.8228 | ElmLne
2031 | 2031_DzMN_GzMN_Dp00_Gp00 | Caso Base | All generators | 0.91 | ind | Mariquita - Victoria 2 115 | m:Q:bus1 in Mvar | -8.8228 | ElmLne
2031 | 2031_DzMN_GzMN_Dp00_Gp00 | Caso Base | All generators | 0.92 | ind | Mariquita - Victoria 2 115 | m:Q:bus1 in Mvar | -8.8228 | ElmLne
2031 | 2031_DzMN_GzMN_Dp00_Gp00 | Caso Base | All generators | 0.93 | ind | Mariquita - Victoria 2 115 | m:Q:bus1 in Mvar | -8.8228 | ElmLne
2031 | 2031_DzMN_GzMN_Dp00_Gp00 | Caso Base | All generators | 0.94 | ind | Mariquita - Victoria 2 115 | m:Q:bus1 in Mvar | -8.8228 | ElmLne
2031 | 2031_DzMN_GzMN_Dp00_Gp00 | Caso Base | All generators | 0.95 | ind | Mariquita - Victoria 2 115 | m:Q:bus1 in Mvar | -8.8228 | ElmLne
2031 | 2031_DzMN_GzMN_Dp00_Gp00 | Caso Base | All generators | 0.96 | ind | Mariquita - Victoria 2 115 | m:Q:bus1 in Mvar | -8.8228 | ElmLne
2031 | 2031_DzMN_GzMN_Dp00_Gp00 | Caso Base | All generators | 0.97 | ind | Mariquita - Victoria 2 115 | m:Q:bus1 in Mvar | -8.8228 | ElmLne
2031 | 2031_DzMN_GzMN_Dp00_Gp00 | Caso Base | All generators | 0.98 | ind | Mariquita - Victoria 2 115 | m:Q:bus1 in Mvar | -8.8228 | ElmLne
2031 | 2031_DzMN_GzMN_Dp00_Gp00 | Caso Base | All generators | 0.99 | ind | Mariquita - Victoria 2 115 | m:Q:bus1 in Mvar | -8.8228 | ElmLne
2031 | 2031_DzMN_GzMN_Dp00_Gp00 | Caso Base | All generators | 1 | ind | Mariquita - Victoria 2 115 | m:Q:bus1 in Mvar | -8.8228 | ElmLne
2031 | 2031_DzMN_GzMN_Dp00_Gp00 | Caso Base | All generators | 0.9 | ind | Mariquita - Victoria 2 115 | m:Q:bus2 in Mvar | 8.2016 | ElmLne
2031 | 2031_DzMN_GzMN_Dp00_Gp00 | Caso Base | All generators | 0.91 | ind | Mariquita - Victoria 2 115 | m:Q:bus2 in Mvar | 8.2016 | ElmLne
2031 | 2031_DzMN_GzMN_Dp00_Gp00 | Caso Base | All generators | 0.92 | ind | Mariquita - Victoria 2 115 | m:Q:bus2 in Mvar | 8.2016 | ElmLne
2031 | 2031_DzMN_GzMN_Dp00_Gp00 | Caso Base | All generators | 0.93 | ind | Mariquita - Victoria 2 115 | m:Q:bus2 in Mvar | 8.2016 | ElmLne
2031 | 2031_DzMN_GzMN_Dp00_Gp00 | Caso Base | All generators | 0.94 | ind | Mariquita - Victoria 2 115 | m:Q:bus2 in Mvar | 8.2016 | ElmLne
2031 | 2031_DzMN_GzMN_Dp00_Gp00 | Caso Base | All generators | 0.95 | ind | Mariquita - Victoria 2 115 | m:Q:bus2 in Mvar | 8.2016 | ElmLne
2031 | 2031_DzMN_GzMN_Dp00_Gp00 | Caso Base | All generators | 0.96 | ind | Mariquita - Victoria 2 115 | m:Q:bus2 in Mvar | 8.2016 | ElmLne
2031 | 2031_DzMN_GzMN_Dp00_Gp00 | Caso Base | All generators | 0.97 | ind | Mariquita - Victoria 2 115 | m:Q:bus2 in Mvar | 8.2016 | ElmLne
2031 | 2031_DzMN_GzMN_Dp00_Gp00 | Caso Base | All generators | 0.98 | ind | Mariquita - Victoria 2 115 | m:Q:bus2 in Mvar | 8.2016 | ElmLne
2031 | 2031_DzMN_GzMN_Dp00_Gp00 | Caso Base | All generators | 0.99 | ind | Mariquita - Victoria 2 115 | m:Q:bus2 in Mvar | 8.2016 | ElmLne
2031 | 2031_DzMN_GzMN_Dp00_Gp00 | Caso Base | All generators | 1 | ind | Mariquita - Victoria 2 115 | m:Q:bus2 in Mvar | 8.2016 | ElmLne
2031 | 2031_DzMN_GzMN_Dp00_Gp00 | Caso Base | All generators | 0.9 | ind | Mariquita - Victoria 2 115 | m:cosphi:bus1 | 0.46087 | ElmLne
2031 | 2031_DzMN_GzMN_Dp00_Gp00 | Caso Base | All generators | 0.91 | ind | Mariquita - Victoria 2 115 | m:cosphi:bus1 | 0.46087 | ElmLne
2031 | 2031_DzMN_GzMN_Dp00_Gp00 | Caso Base | All generators | 0.92 | ind | Mariquita - Victoria 2 115 | m:cosphi:bus1 | 0.46087 | ElmLne
2031 | 2031_DzMN_GzMN_Dp00_Gp00 | Caso Base | All generators | 0.93 | ind | Mariquita - Victoria 2 115 | m:cosphi:bus1 | 0.46087 | ElmLne
2031 | 2031_DzMN_GzMN_Dp00_Gp00 | Caso Base | All generators | 0.94 | ind | Mariquita - Victoria 2 115 | m:cosphi:bus1 | 0.46087 | ElmLne
2031 | 2031_DzMN_GzMN_Dp00_Gp00 | Caso Base | All generators | 0.95 | ind | Mariquita - Victoria 2 115 | m:cosphi:bus1 | 0.46087 | ElmLne
2031 | 2031_DzMN_GzMN_Dp00_Gp00 | Caso Base | All generators | 0.96 | ind | Mariquita - Victoria 2 115 | m:cosphi:bus1 | 0.46087 | ElmLne
2031 | 2031_DzMN_GzMN_Dp00_Gp00 | Caso Base | All generators | 0.97 | ind | Mariquita - Victoria 2 115 | m:cosphi:bus1 | 0.46087 | ElmLne
2031 | 2031_DzMN_GzMN_Dp00_Gp00 | Caso Base | All generators | 0.98 | ind | Mariquita - Victoria 2 115 | m:cosphi:bus1 | 0.46087 | ElmLne
2031 | 2031_DzMN_GzMN_Dp00_Gp00 | Caso Base | All generators | 0.99 | ind | Mariquita - Victoria 2 115 | m:cosphi:bus1 | 0.46087 | ElmLne
2031 | 2031_DzMN_GzMN_Dp00_Gp00 | Caso Base | All generators | 1 | ind | Mariquita - Victoria 2 115 | m:cosphi:bus1 | 0.46087 | ElmLne
2031 | 2031_DzMN_GzMN_Dp00_Gp00 | Caso Base | All generators | 0.9 | ind | Mariquita - Victoria 2 115 | m:cosphi:bus2 | -0.48613 | ElmLne
2031 | 2031_DzMN_GzMN_Dp00_Gp00 | Caso Base | All generators | 0.91 | ind | Mariquita - Victoria 2 115 | m:cosphi:bus2 | -0.48613 | ElmLne
2031 | 2031_DzMN_GzMN_Dp00_Gp00 | Caso Base | All generators | 0.92 | ind | Mariquita - Victoria 2 115 | m:cosphi:bus2 | -0.48613 | ElmLne
2031 | 2031_DzMN_GzMN_Dp00_Gp00 | Caso Base | All generators | 0.93 | ind | Mariquita - Victoria 2 115 | m:cosphi:bus2 | -0.48613 | ElmLne
2031 | 2031_DzMN_GzMN_Dp00_Gp00 | Caso Base | All generators | 0.94 | ind | Mariquita - Victoria 2 115 | m:cosphi:bus2 | -0.48613 | ElmLne
2031 | 2031_DzMN_GzMN_Dp00_Gp00 | Caso Base | All generators | 0.95 | ind | Mariquita - Victoria 2 115 | m:cosphi:bus2 | -0.48613 | ElmLne
2031 | 2031_DzMN_GzMN_Dp00_Gp00 | Caso Base | All generators | 0.96 | ind | Mariquita - Victoria 2 115 | m:cosphi:bus2 | -0.48613 | ElmLne
2031 | 2031_DzMN_GzMN_Dp00_Gp00 | Caso Base | All generators | 0.97 | ind | Mariquita - Victoria 2 115 | m:cosphi:bus2 | -0.48613 | ElmLne
2031 | 2031_DzMN_GzMN_Dp00_Gp00 | Caso Base | All generators | 0.98 | ind | Mariquita - Victoria 2 115 | m:cosphi:bus2 | -0.48613 | ElmLne
2031 | 2031_DzMN_GzMN_Dp00_Gp00 | Caso Base | All generators | 0.99 | ind | Mariquita - Victoria 2 115 | m:cosphi:bus2 | -0.48613 | ElmLne
2031 | 2031_DzMN_GzMN_Dp00_Gp00 | Caso Base | All generators | 1 | ind | Mariquita - Victoria 2 115 | m:cosphi:bus2 | -0.48613 | ElmLne
2031 | 2031_DzMN_GzMN_Dp00_Gp00 | Caso Base | All generators | 0.9 | ind | Dorada 115/33/13.8 kV | m:P:bushv in MW | 3.875 | ElmTr3
2031 | 2031_DzMN_GzMN_Dp00_Gp00 | Caso Base | All generators | 0.91 | ind | Dorada 115/33/13.8 kV | m:P:bushv in MW | 3.875 | ElmTr3
2031 | 2031_DzMN_GzMN_Dp00_Gp00 | Caso Base | All generators | 0.92 | ind | Dorada 115/33/13.8 kV | m:P:bushv in MW | 3.875 | ElmTr3
2031 | 2031_DzMN_GzMN_Dp00_Gp00 | Caso Base | All generators | 0.93 | ind | Dorada 115/33/13.8 kV | m:P:bushv in MW | 3.875 | ElmTr3
2031 | 2031_DzMN_GzMN_Dp00_Gp00 | Caso Base | All generators | 0.94 | ind | Dorada 115/33/13.8 kV | m:P:bushv in MW | 3.875 | ElmTr3
2031 | 2031_DzMN_GzMN_Dp00_Gp00 | Caso Base | All generators | 0.95 | ind | Dorada 115/33/13.8 kV | m:P:bushv in MW | 3.875 | ElmTr3
2031 | 2031_DzMN_GzMN_Dp00_Gp00 | Caso Base | All generators | 0.96 | ind | Dorada 115/33/13.8 kV | m:P:bushv in MW | 3.875 | ElmTr3
2031 | 2031_DzMN_GzMN_Dp00_Gp00 | Caso Base | All generators | 0.97 | ind | Dorada 115/33/13.8 kV | m:P:bushv in MW | 3.875 | ElmTr3
2031 | 2031_DzMN_GzMN_Dp00_Gp00 | Caso Base | All generators | 0.98 | ind | Dorada 115/33/13.8 kV | m:P:bushv in MW | 3.875 | ElmTr3
2031 | 2031_DzMN_GzMN_Dp00_Gp00 | Caso Base | All generators | 0.99 | ind | Dorada 115/33/13.8 kV | m:P:bushv in MW | 3.875 | ElmTr3
2031 | 2031_DzMN_GzMN_Dp00_Gp00 | Caso Base | All generators | 1 | ind | Dorada 115/33/13.8 kV | m:P:bushv in MW | 3.875 | ElmTr3
2031 | 2031_DzMN_GzMN_Dp00_Gp00 | Caso Base | All generators | 0.9 | ind | Dorada 115/33/13.8 kV | m:Q:bushv in Mvar | 1.1687 | ElmTr3
2031 | 2031_DzMN_GzMN_Dp00_Gp00 | Caso Base | All generators | 0.91 | ind | Dorada 115/33/13.8 kV | m:Q:bushv in Mvar | 1.1687 | ElmTr3
2031 | 2031_DzMN_GzMN_Dp00_Gp00 | Caso Base | All generators | 0.92 | ind | Dorada 115/33/13.8 kV | m:Q:bushv in Mvar | 1.1687 | ElmTr3
2031 | 2031_DzMN_GzMN_Dp00_Gp00 | Caso Base | All generators | 0.93 | ind | Dorada 115/33/13.8 kV | m:Q:bushv in Mvar | 1.1687 | ElmTr3
2031 | 2031_DzMN_GzMN_Dp00_Gp00 | Caso Base | All generators | 0.94 | ind | Dorada 115/33/13.8 kV | m:Q:bushv in Mvar | 1.1687 | ElmTr3
2031 | 2031_DzMN_GzMN_Dp00_Gp00 | Caso Base | All generators | 0.95 | ind | Dorada 115/33/13.8 kV | m:Q:bushv in Mvar | 1.1687 | ElmTr3
2031 | 2031_DzMN_GzMN_Dp00_Gp00 | Caso Base | All generators | 0.96 | ind | Dorada 115/33/13.8 kV | m:Q:bushv in Mvar | 1.1687 | ElmTr3
2031 | 2031_DzMN_GzMN_Dp00_Gp00 | Caso Base | All generators | 0.97 | ind | Dorada 115/33/13.8 kV | m:Q:bushv in Mvar | 1.1687 | ElmTr3
2031 | 2031_DzMN_GzMN_Dp00_Gp00 | Caso Base | All generators | 0.98 | ind | Dorada 115/33/13.8 kV | m:Q:bushv in Mvar | 1.1687 | ElmTr3
2031 | 2031_DzMN_GzMN_Dp00_Gp00 | Caso Base | All generators | 0.99 | ind | Dorada 115/33/13.8 kV | m:Q:bushv in Mvar | 1.1687 | ElmTr3
2031 | 2031_DzMN_GzMN_Dp00_Gp00 | Caso Base | All generators | 1 | ind | Dorada 115/33/13.8 kV | m:Q:bushv in Mvar | 1.1687 | ElmTr3
2031 | 2031_DzMN_GzMN_Dp00_Gp00 | Caso Base | All generators | 0.9 | ind | Dorada 115/33/13.8 kV | m:cosphi:bushv | 0.9574 | ElmTr3
2031 | 2031_DzMN_GzMN_Dp00_Gp00 | Caso Base | All generators | 0.91 | ind | Dorada 115/33/13.8 kV | m:cosphi:bushv | 0.9574 | ElmTr3
2031 | 2031_DzMN_GzMN_Dp00_Gp00 | Caso Base | All generators | 0.92 | ind | Dorada 115/33/13.8 kV | m:cosphi:bushv | 0.9574 | ElmTr3
2031 | 2031_DzMN_GzMN_Dp00_Gp00 | Caso Base | All generators | 0.93 | ind | Dorada 115/33/13.8 kV | m:cosphi:bushv | 0.9574 | ElmTr3
2031 | 2031_DzMN_GzMN_Dp00_Gp00 | Caso Base | All generators | 0.94 | ind | Dorada 115/33/13.8 kV | m:cosphi:bushv | 0.9574 | ElmTr3
2031 | 2031_DzMN_GzMN_Dp00_Gp00 | Caso Base | All generators | 0.95 | ind | Dorada 115/33/13.8 kV | m:cosphi:bushv | 0.9574 | ElmTr3
2031 | 2031_DzMN_GzMN_Dp00_Gp00 | Caso Base | All generators | 0.96 | ind | Dorada 115/33/13.8 kV | m:cosphi:bushv | 0.9574 | ElmTr3
2031 | 2031_DzMN_GzMN_Dp00_Gp00 | Caso Base | All generators | 0.97 | ind | Dorada 115/33/13.8 kV | m:cosphi:bushv | 0.9574 | ElmTr3
2031 | 2031_DzMN_GzMN_Dp00_Gp00 | Caso Base | All generators | 0.98 | ind | Dorada 115/33/13.8 kV | m:cosphi:bushv | 0.9574 | ElmTr3
2031 | 2031_DzMN_GzMN_Dp00_Gp00 | Caso Base | All generators | 0.99 | ind | Dorada 115/33/13.8 kV | m:cosphi:bushv | 0.9574 | ElmTr3
2031 | 2031_DzMN_GzMN_Dp00_Gp00 | Caso Base | All generators | 1 | ind | Dorada 115/33/13.8 kV | m:cosphi:bushv | 0.9574 | ElmTr3
2031 | 2031_DzMN_GzMN_Dp00_Gp00 | Caso Base | All generators | 0.9 | ind | Manzanares 115/33/13.8 kV | m:P:bushv in MW | -0.088142 | ElmTr3
2031 | 2031_DzMN_GzMN_Dp00_Gp00 | Caso Base | All generators | 0.91 | ind | Manzanares 115/33/13.8 kV | m:P:bushv in MW | -0.088142 | ElmTr3
2031 | 2031_DzMN_GzMN_Dp00_Gp00 | Caso Base | All generators | 0.92 | ind | Manzanares 115/33/13.8 kV | m:P:bushv in MW | -0.088142 | ElmTr3
2031 | 2031_DzMN_GzMN_Dp00_Gp00 | Caso Base | All generators | 0.93 | ind | Manzanares 115/33/13.8 kV | m:P:bushv in MW | -0.088142 | ElmTr3
2031 | 2031_DzMN_GzMN_Dp00_Gp00 | Caso Base | All generators | 0.94 | ind | Manzanares 115/33/13.8 kV | m:P:bushv in MW | -0.088142 | ElmTr3
2031 | 2031_DzMN_GzMN_Dp00_Gp00 | Caso Base | All generators | 0.95 | ind | Manzanares 115/33/13.8 kV | m:P:bushv in MW | -0.088142 | ElmTr3
2031 | 2031_DzMN_GzMN_Dp00_Gp00 | Caso Base | All generators | 0.96 | ind | Manzanares 115/33/13.8 kV | m:P:bushv in MW | -0.088142 | ElmTr3
2031 | 2031_DzMN_GzMN_Dp00_Gp00 | Caso Base | All generators | 0.97 | ind | Manzanares 115/33/13.8 kV | m:P:bushv in MW | -0.088142 | ElmTr3
2031 | 2031_DzMN_GzMN_Dp00_Gp00 | Caso Base | All generators | 0.98 | ind | Manzanares 115/33/13.8 kV | m:P:bushv in MW | -0.088142 | ElmTr3
2031 | 2031_DzMN_GzMN_Dp00_Gp00 | Caso Base | All generators | 0.99 | ind | Manzanares 115/33/13.8 kV | m:P:bushv in MW | -0.088142 | ElmTr3
2031 | 2031_DzMN_GzMN_Dp00_Gp00 | Caso Base | All generators | 1 | ind | Manzanares 115/33/13.8 kV | m:P:bushv in MW | -0.088142 | ElmTr3
2031 | 2031_DzMN_GzMN_Dp00_Gp00 | Caso Base | All generators | 0.9 | ind | Manzanares 115/33/13.8 kV | m:Q:bushv in Mvar | -0.58244 | ElmTr3
2031 | 2031_DzMN_GzMN_Dp00_Gp00 | Caso Base | All generators | 0.91 | ind | Manzanares 115/33/13.8 kV | m:Q:bushv in Mvar | -0.58244 | ElmTr3
2031 | 2031_DzMN_GzMN_Dp00_Gp00 | Caso Base | All generators | 0.92 | ind | Manzanares 115/33/13.8 kV | m:Q:bushv in Mvar | -0.58244 | ElmTr3
2031 | 2031_DzMN_GzMN_Dp00_Gp00 | Caso Base | All generators | 0.93 | ind | Manzanares 115/33/13.8 kV | m:Q:bushv in Mvar | -0.58244 | ElmTr3
2031 | 2031_DzMN_GzMN_Dp00_Gp00 | Caso Base | All generators | 0.94 | ind | Manzanares 115/33/13.8 kV | m:Q:bushv in Mvar | -0.58244 | ElmTr3
2031 | 2031_DzMN_GzMN_Dp00_Gp00 | Caso Base | All generators | 0.95 | ind | Manzanares 115/33/13.8 kV | m:Q:bushv in Mvar | -0.58244 | ElmTr3
2031 | 2031_DzMN_GzMN_Dp00_Gp00 | Caso Base | All generators | 0.96 | ind | Manzanares 115/33/13.8 kV | m:Q:bushv in Mvar | -0.58244 | ElmTr3
2031 | 2031_DzMN_GzMN_Dp00_Gp00 | Caso Base | All generators | 0.97 | ind | Manzanares 115/33/13.8 kV | m:Q:bushv in Mvar | -0.58244 | ElmTr3
2031 | 2031_DzMN_GzMN_Dp00_Gp00 | Caso Base | All generators | 0.98 | ind | Manzanares 115/33/13.8 kV | m:Q:bushv in Mvar | -0.58244 | ElmTr3
2031 | 2031_DzMN_GzMN_Dp00_Gp00 | Caso Base | All generators | 0.99 | ind | Manzanares 115/33/13.8 kV | m:Q:bushv in Mvar | -0.58244 | ElmTr3
2031 | 2031_DzMN_GzMN_Dp00_Gp00 | Caso Base | All generators | 1 | ind | Manzanares 115/33/13.8 kV | m:Q:bushv in Mvar | -0.58244 | ElmTr3
2031 | 2031_DzMN_GzMN_Dp00_Gp00 | Caso Base | All generators | 0.9 | ind | Manzanares 115/33/13.8 kV | m:cosphi:bushv | -0.14963 | ElmTr3
2031 | 2031_DzMN_GzMN_Dp00_Gp00 | Caso Base | All generators | 0.91 | ind | Manzanares 115/33/13.8 kV | m:cosphi:bushv | -0.14963 | ElmTr3
2031 | 2031_DzMN_GzMN_Dp00_Gp00 | Caso Base | All generators | 0.92 | ind | Manzanares 115/33/13.8 kV | m:cosphi:bushv | -0.14963 | ElmTr3
2031 | 2031_DzMN_GzMN_Dp00_Gp00 | Caso Base | All generators | 0.93 | ind | Manzanares 115/33/13.8 kV | m:cosphi:bushv | -0.14963 | ElmTr3
2031 | 2031_DzMN_GzMN_Dp00_Gp00 | Caso Base | All generators | 0.94 | ind | Manzanares 115/33/13.8 kV | m:cosphi:bushv | -0.14963 | ElmTr3
2031 | 2031_DzMN_GzMN_Dp00_Gp00 | Caso Base | All generators | 0.95 | ind | Manzanares 115/33/13.8 kV | m:cosphi:bushv | -0.14963 | ElmTr3
2031 | 2031_DzMN_GzMN_Dp00_Gp00 | Caso Base | All generators | 0.96 | ind | Manzanares 115/33/13.8 kV | m:cosphi:bushv | -0.14963 | ElmTr3
2031 | 2031_DzMN_GzMN_Dp00_Gp00 | Caso Base | All generators | 0.97 | ind | Manzanares 115/33/13.8 kV | m:cosphi:bushv | -0.14963 | ElmTr3
2031 | 2031_DzMN_GzMN_Dp00_Gp00 | Caso Base | All generators | 0.98 | ind | Manzanares 115/33/13.8 kV | m:cosphi:bushv | -0.14963 | ElmTr3
2031 | 2031_DzMN_GzMN_Dp00_Gp00 | Caso Base | All generators | 0.99 | ind | Manzanares 115/33/13.8 kV | m:cosphi:bushv | -0.14963 | ElmTr3
2031 | 2031_DzMN_GzMN_Dp00_Gp00 | Caso Base | All generators | 1 | ind | Manzanares 115/33/13.8 kV | m:cosphi:bushv | -0.14963 | ElmTr3
2031 | 2031_DzMN_GzMN_Dp00_Gp00 | Caso Base | All generators | 0.9 | ind | Purnio 230/115 | m:P:bushv in MW | 33.4231 | ElmTr3
2031 | 2031_DzMN_GzMN_Dp00_Gp00 | Caso Base | All generators | 0.91 | ind | Purnio 230/115 | m:P:bushv in MW | 33.4231 | ElmTr3
2031 | 2031_DzMN_GzMN_Dp00_Gp00 | Caso Base | All generators | 0.92 | ind | Purnio 230/115 | m:P:bushv in MW | 33.4231 | ElmTr3
2031 | 2031_DzMN_GzMN_Dp00_Gp00 | Caso Base | All generators | 0.93 | ind | Purnio 230/115 | m:P:bushv in MW | 33.4231 | ElmTr3
2031 | 2031_DzMN_GzMN_Dp00_Gp00 | Caso Base | All generators | 0.94 | ind | Purnio 230/115 | m:P:bushv in MW | 33.4231 | ElmTr3
2031 | 2031_DzMN_GzMN_Dp00_Gp00 | Caso Base | All generators | 0.95 | ind | Purnio 230/115 | m:P:bushv in MW | 33.4231 | ElmTr3
2031 | 2031_DzMN_GzMN_Dp00_Gp00 | Caso Base | All generators | 0.96 | ind | Purnio 230/115 | m:P:bushv in MW | 33.4231 | ElmTr3
2031 | 2031_DzMN_GzMN_Dp00_Gp00 | Caso Base | All generators | 0.97 | ind | Purnio 230/115 | m:P:bushv in MW | 33.4231 | ElmTr3
2031 | 2031_DzMN_GzMN_Dp00_Gp00 | Caso Base | All generators | 0.98 | ind | Purnio 230/115 | m:P:bushv in MW | 33.4231 | ElmTr3
2031 | 2031_DzMN_GzMN_Dp00_Gp00 | Caso Base | All generators | 0.99 | ind | Purnio 230/115 | m:P:bushv in MW | 33.4231 | ElmTr3
2031 | 2031_DzMN_GzMN_Dp00_Gp00 | Caso Base | All generators | 1 | ind | Purnio 230/115 | m:P:bushv in MW | 33.4231 | ElmTr3
2031 | 2031_DzMN_GzMN_Dp00_Gp00 | Caso Base | All generators | 0.9 | ind | Purnio 230/115 | m:Q:bushv in Mvar | -1.6593 | ElmTr3
2031 | 2031_DzMN_GzMN_Dp00_Gp00 | Caso Base | All generators | 0.91 | ind | Purnio 230/115 | m:Q:bushv in Mvar | -1.6593 | ElmTr3
2031 | 2031_DzMN_GzMN_Dp00_Gp00 | Caso Base | All generators | 0.92 | ind | Purnio 230/115 | m:Q:bushv in Mvar | -1.6593 | ElmTr3
2031 | 2031_DzMN_GzMN_Dp00_Gp00 | Caso Base | All generators | 0.93 | ind | Purnio 230/115 | m:Q:bushv in Mvar | -1.6593 | ElmTr3
2031 | 2031_DzMN_GzMN_Dp00_Gp00 | Caso Base | All generators | 0.94 | ind | Purnio 230/115 | m:Q:bushv in Mvar | -1.6593 | ElmTr3
2031 | 2031_DzMN_GzMN_Dp00_Gp00 | Caso Base | All generators | 0.95 | ind | Purnio 230/115 | m:Q:bushv in Mvar | -1.6593 | ElmTr3
2031 | 2031_DzMN_GzMN_Dp00_Gp00 | Caso Base | All generators | 0.96 | ind | Purnio 230/115 | m:Q:bushv in Mvar | -1.6593 | ElmTr3
2031 | 2031_DzMN_GzMN_Dp00_Gp00 | Caso Base | All generators | 0.97 | ind | Purnio 230/115 | m:Q:bushv in Mvar | -1.6593 | ElmTr3
2031 | 2031_DzMN_GzMN_Dp00_Gp00 | Caso Base | All generators | 0.98 | ind | Purnio 230/115 | m:Q:bushv in Mvar | -1.6593 | ElmTr3
2031 | 2031_DzMN_GzMN_Dp00_Gp00 | Caso Base | All generators | 0.99 | ind | Purnio 230/115 | m:Q:bushv in Mvar | -1.6593 | ElmTr3
2031 | 2031_DzMN_GzMN_Dp00_Gp00 | Caso Base | All generators | 1 | ind | Purnio 230/115 | m:Q:bushv in Mvar | -1.6593 | ElmTr3
2031 | 2031_DzMN_GzMN_Dp00_Gp00 | Caso Base | All generators | 0.9 | ind | Purnio 230/115 | m:cosphi:bushv | 0.99877 | ElmTr3
2031 | 2031_DzMN_GzMN_Dp00_Gp00 | Caso Base | All generators | 0.91 | ind | Purnio 230/115 | m:cosphi:bushv | 0.99877 | ElmTr3
2031 | 2031_DzMN_GzMN_Dp00_Gp00 | Caso Base | All generators | 0.92 | ind | Purnio 230/115 | m:cosphi:bushv | 0.99877 | ElmTr3
2031 | 2031_DzMN_GzMN_Dp00_Gp00 | Caso Base | All generators | 0.93 | ind | Purnio 230/115 | m:cosphi:bushv | 0.99877 | ElmTr3
2031 | 2031_DzMN_GzMN_Dp00_Gp00 | Caso Base | All generators | 0.94 | ind | Purnio 230/115 | m:cosphi:bushv | 0.99877 | ElmTr3
2031 | 2031_DzMN_GzMN_Dp00_Gp00 | Caso Base | All generators | 0.95 | ind | Purnio 230/115 | m:cosphi:bushv | 0.99877 | ElmTr3
2031 | 2031_DzMN_GzMN_Dp00_Gp00 | Caso Base | All generators | 0.96 | ind | Purnio 230/115 | m:cosphi:bushv | 0.99877 | ElmTr3
2031 | 2031_DzMN_GzMN_Dp00_Gp00 | Caso Base | All generators | 0.97 | ind | Purnio 230/115 | m:cosphi:bushv | 0.99877 | ElmTr3
2031 | 2031_DzMN_GzMN_Dp00_Gp00 | Caso Base | All generators | 0.98 | ind | Purnio 230/115 | m:cosphi:bushv | 0.99877 | ElmTr3
2031 | 2031_DzMN_GzMN_Dp00_Gp00 | Caso Base | All generators | 0.99 | ind | Purnio 230/115 | m:cosphi:bushv | 0.99877 | ElmTr3
2031 | 2031_DzMN_GzMN_Dp00_Gp00 | Caso Base | All generators | 1 | ind | Purnio 230/115 | m:cosphi:bushv | 0.99877 | ElmTr3
2031 | 2031_DzMN_GzMN_Dp00_Gp00 | Caso Base | All generators | 0.9 | ind | Victoria 115/33/13.8 kV | m:P:bushv in MW | 2.3705 | ElmTr3
2031 | 2031_DzMN_GzMN_Dp00_Gp00 | Caso Base | All generators | 0.91 | ind | Victoria 115/33/13.8 kV | m:P:bushv in MW | 2.3705 | ElmTr3
2031 | 2031_DzMN_GzMN_Dp00_Gp00 | Caso Base | All generators | 0.92 | ind | Victoria 115/33/13.8 kV | m:P:bushv in MW | 2.3705 | ElmTr3
2031 | 2031_DzMN_GzMN_Dp00_Gp00 | Caso Base | All generators | 0.93 | ind | Victoria 115/33/13.8 kV | m:P:bushv in MW | 2.3705 | ElmTr3
2031 | 2031_DzMN_GzMN_Dp00_Gp00 | Caso Base | All generators | 0.94 | ind | Victoria 115/33/13.8 kV | m:P:bushv in MW | 2.3705 | ElmTr3
2031 | 2031_DzMN_GzMN_Dp00_Gp00 | Caso Base | All generators | 0.95 | ind | Victoria 115/33/13.8 kV | m:P:bushv in MW | 2.3705 | ElmTr3
2031 | 2031_DzMN_GzMN_Dp00_Gp00 | Caso Base | All generators | 0.96 | ind | Victoria 115/33/13.8 kV | m:P:bushv in MW | 2.3705 | ElmTr3
2031 | 2031_DzMN_GzMN_Dp00_Gp00 | Caso Base | All generators | 0.97 | ind | Victoria 115/33/13.8 kV | m:P:bushv in MW | 2.3705 | ElmTr3
2031 | 2031_DzMN_GzMN_Dp00_Gp00 | Caso Base | All generators | 0.98 | ind | Victoria 115/33/13.8 kV | m:P:bushv in MW | 2.3705 | ElmTr3
2031 | 2031_DzMN_GzMN_Dp00_Gp00 | Caso Base | All generators | 0.99 | ind | Victoria 115/33/13.8 kV | m:P:bushv in MW | 2.3705 | ElmTr3
2031 | 2031_DzMN_GzMN_Dp00_Gp00 | Caso Base | All generators | 1 | ind | Victoria 115/33/13.8 kV | m:P:bushv in MW | 2.3705 | ElmTr3
2031 | 2031_DzMN_GzMN_Dp00_Gp00 | Caso Base | All generators | 0.9 | ind | Victoria 115/33/13.8 kV | m:Q:bushv in Mvar | 2.0513 | ElmTr3
2031 | 2031_DzMN_GzMN_Dp00_Gp00 | Caso Base | All generators | 0.91 | ind | Victoria 115/33/13.8 kV | m:Q:bushv in Mvar | 2.0513 | ElmTr3
2031 | 2031_DzMN_GzMN_Dp00_Gp00 | Caso Base | All generators | 0.92 | ind | Victoria 115/33/13.8 kV | m:Q:bushv in Mvar | 2.0513 | ElmTr3
2031 | 2031_DzMN_GzMN_Dp00_Gp00 | Caso Base | All generators | 0.93 | ind | Victoria 115/33/13.8 kV | m:Q:bushv in Mvar | 2.0513 | ElmTr3
2031 | 2031_DzMN_GzMN_Dp00_Gp00 | Caso Base | All generators | 0.94 | ind | Victoria 115/33/13.8 kV | m:Q:bushv in Mvar | 2.0513 | ElmTr3
2031 | 2031_DzMN_GzMN_Dp00_Gp00 | Caso Base | All generators | 0.95 | ind | Victoria 115/33/13.8 kV | m:Q:bushv in Mvar | 2.0513 | ElmTr3
2031 | 2031_DzMN_GzMN_Dp00_Gp00 | Caso Base | All generators | 0.96 | ind | Victoria 115/33/13.8 kV | m:Q:bushv in Mvar | 2.0513 | ElmTr3
2031 | 2031_DzMN_GzMN_Dp00_Gp00 | Caso Base | All generators | 0.97 | ind | Victoria 115/33/13.8 kV | m:Q:bushv in Mvar | 2.0513 | ElmTr3
2031 | 2031_DzMN_GzMN_Dp00_Gp00 | Caso Base | All generators | 0.98 | ind | Victoria 115/33/13.8 kV | m:Q:bushv in Mvar | 2.0513 | ElmTr3
2031 | 2031_DzMN_GzMN_Dp00_Gp00 | Caso Base | All generators | 0.99 | ind | Victoria 115/33/13.8 kV | m:Q:bushv in Mvar | 2.0513 | ElmTr3
2031 | 2031_DzMN_GzMN_Dp00_Gp00 | Caso Base | All generators | 1 | ind | Victoria 115/33/13.8 kV | m:Q:bushv in Mvar | 2.0513 | ElmTr3
2031 | 2031_DzMN_GzMN_Dp00_Gp00 | Caso Base | All generators | 0.9 | ind | Victoria 115/33/13.8 kV | m:cosphi:bushv | 0.75619 | ElmTr3
2031 | 2031_DzMN_GzMN_Dp00_Gp00 | Caso Base | All generators | 0.91 | ind | Victoria 115/33/13.8 kV | m:cosphi:bushv | 0.75619 | ElmTr3
2031 | 2031_DzMN_GzMN_Dp00_Gp00 | Caso Base | All generators | 0.92 | ind | Victoria 115/33/13.8 kV | m:cosphi:bushv | 0.75619 | ElmTr3
2031 | 2031_DzMN_GzMN_Dp00_Gp00 | Caso Base | All generators | 0.93 | ind | Victoria 115/33/13.8 kV | m:cosphi:bushv | 0.75619 | ElmTr3
2031 | 2031_DzMN_GzMN_Dp00_Gp00 | Caso Base | All generators | 0.94 | ind | Victoria 115/33/13.8 kV | m:cosphi:bushv | 0.75619 | ElmTr3
2031 | 2031_DzMN_GzMN_Dp00_Gp00 | Caso Base | All generators | 0.95 | ind | Victoria 115/33/13.8 kV | m:cosphi:bushv | 0.75619 | ElmTr3
2031 | 2031_DzMN_GzMN_Dp00_Gp00 | Caso Base | All generators | 0.96 | ind | Victoria 115/33/13.8 kV | m:cosphi:bushv | 0.75619 | ElmTr3
2031 | 2031_DzMN_GzMN_Dp00_Gp00 | Caso Base | All generators | 0.97 | ind | Victoria 115/33/13.8 kV | m:cosphi:bushv | 0.75619 | ElmTr3
2031 | 2031_DzMN_GzMN_Dp00_Gp00 | Caso Base | All generators | 0.98 | ind | Victoria 115/33/13.8 kV | m:cosphi:bushv | 0.75619 | ElmTr3
2031 | 2031_DzMN_GzMN_Dp00_Gp00 | Caso Base | All generators | 0.99 | ind | Victoria 115/33/13.8 kV | m:cosphi:bushv | 0.75619 | ElmTr3
2031 | 2031_DzMN_GzMN_Dp00_Gp00 | Caso Base | All generators | 1 | ind | Victoria 115/33/13.8 kV | m:cosphi:bushv | 0.75619 | ElmTr3
2031 | 2031_DzMN_GzMX_Dp00_Gp00 | A1-Pensilvania 33 kV | All generators | 0.9 | cap | Dorada - Magdalena 115 kV | m:P:bus1 in MW | 44.8456 | ElmLne
2031 | 2031_DzMN_GzMX_Dp00_Gp00 | A1-Pensilvania 33 kV | All generators | 0.91 | cap | Dorada - Magdalena 115 kV | m:P:bus1 in MW | 44.8689 | ElmLne
2031 | 2031_DzMN_GzMX_Dp00_Gp00 | A1-Pensilvania 33 kV | All generators | 0.92 | cap | Dorada - Magdalena 115 kV | m:P:bus1 in MW | 44.8907 | ElmLne
2031 | 2031_DzMN_GzMX_Dp00_Gp00 | A1-Pensilvania 33 kV | All generators | 0.93 | cap | Dorada - Magdalena 115 kV | m:P:bus1 in MW | 44.9115 | ElmLne
2031 | 2031_DzMN_GzMX_Dp00_Gp00 | A1-Pensilvania 33 kV | All generators | 0.94 | cap | Dorada - Magdalena 115 kV | m:P:bus1 in MW | 44.9315 | ElmLne
2031 | 2031_DzMN_GzMX_Dp00_Gp00 | A1-Pensilvania 33 kV | All generators | 0.95 | cap | Dorada - Magdalena 115 kV | m:P:bus1 in MW | 44.9512 | ElmLne
2031 | 2031_DzMN_GzMX_Dp00_Gp00 | A1-Pensilvania 33 kV | All generators | 0.96 | cap | Dorada - Magdalena 115 kV | m:P:bus1 in MW | 44.9709 | ElmLne
2031 | 2031_DzMN_GzMX_Dp00_Gp00 | A1-Pensilvania 33 kV | All generators | 0.97 | cap | Dorada - Magdalena 115 kV | m:P:bus1 in MW | 44.9912 | ElmLne
2031 | 2031_DzMN_GzMX_Dp00_Gp00 | A1-Pensilvania 33 kV | All generators | 0.98 | cap | Dorada - Magdalena 115 kV | m:P:bus1 in MW | 45.013 | ElmLne
2031 | 2031_DzMN_GzMX_Dp00_Gp00 | A1-Pensilvania 33 kV | All generators | 0.99 | cap | Dorada - Magdalena 115 kV | m:P:bus1 in MW | 45.0384 | ElmLne
2031 | 2031_DzMN_GzMX_Dp00_Gp00 | A1-Pensilvania 33 kV | All generators | 1 | cap | Dorada - Magdalena 115 kV | m:P:bus1 in MW | 45.0902 | ElmLne
2031 | 2031_DzMN_GzMX_Dp00_Gp00 | A1-Pensilvania 33 kV | All generators | 0.9 | cap | Dorada - Magdalena 115 kV | m:P:bus2 in MW | -44.7417 | ElmLne
2031 | 2031_DzMN_GzMX_Dp00_Gp00 | A1-Pensilvania 33 kV | All generators | 0.91 | cap | Dorada - Magdalena 115 kV | m:P:bus2 in MW | -44.7649 | ElmLne
2031 | 2031_DzMN_GzMX_Dp00_Gp00 | A1-Pensilvania 33 kV | All generators | 0.92 | cap | Dorada - Magdalena 115 kV | m:P:bus2 in MW | -44.7867 | ElmLne
2031 | 2031_DzMN_GzMX_Dp00_Gp00 | A1-Pensilvania 33 kV | All generators | 0.93 | cap | Dorada - Magdalena 115 kV | m:P:bus2 in MW | -44.8074 | ElmLne
2031 | 2031_DzMN_GzMX_Dp00_Gp00 | A1-Pensilvania 33 kV | All generators | 0.94 | cap | Dorada - Magdalena 115 kV | m:P:bus2 in MW | -44.8275 | ElmLne
2031 | 2031_DzMN_GzMX_Dp00_Gp00 | A1-Pensilvania 33 kV | All generators | 0.95 | cap | Dorada - Magdalena 115 kV | m:P:bus2 in MW | -44.8471 | ElmLne
2031 | 2031_DzMN_GzMX_Dp00_Gp00 | A1-Pensilvania 33 kV | All generators | 0.96 | cap | Dorada - Magdalena 115 kV | m:P:bus2 in MW | -44.8668 | ElmLne
2031 | 2031_DzMN_GzMX_Dp00_Gp00 | A1-Pensilvania 33 kV | All generators | 0.97 | cap | Dorada - Magdalena 115 kV | m:P:bus2 in MW | -44.8871 | ElmLne
2031 | 2031_DzMN_GzMX_Dp00_Gp00 | A1-Pensilvania 33 kV | All generators | 0.98 | cap | Dorada - Magdalena 115 kV | m:P:bus2 in MW | -44.9088 | ElmLne
2031 | 2031_DzMN_GzMX_Dp00_Gp00 | A1-Pensilvania 33 kV | All generators | 0.99 | cap | Dorada - Magdalena 115 kV | m:P:bus2 in MW | -44.9342 | ElmLne
2031 | 2031_DzMN_GzMX_Dp00_Gp00 | A1-Pensilvania 33 kV | All generators | 1 | cap | Dorada - Magdalena 115 kV | m:P:bus2 in MW | -44.986 | ElmLne
2031 | 2031_DzMN_GzMX_Dp00_Gp00 | A1-Pensilvania 33 kV | All generators | 0.9 | cap | Dorada - Magdalena 115 kV | m:Q:bus1 in Mvar | -1.819 | ElmLne
2031 | 2031_DzMN_GzMX_Dp00_Gp00 | A1-Pensilvania 33 kV | All generators | 0.91 | cap | Dorada - Magdalena 115 kV | m:Q:bus1 in Mvar | -1.7613 | ElmLne
2031 | 2031_DzMN_GzMX_Dp00_Gp00 | A1-Pensilvania 33 kV | All generators | 0.92 | cap | Dorada - Magdalena 115 kV | m:Q:bus1 in Mvar | -1.7062 | ElmLne
2031 | 2031_DzMN_GzMX_Dp00_Gp00 | A1-Pensilvania 33 kV | All generators | 0.93 | cap | Dorada - Magdalena 115 kV | m:Q:bus1 in Mvar | -1.6528 | ElmLne
2031 | 2031_DzMN_GzMX_Dp00_Gp00 | A1-Pensilvania 33 kV | All generators | 0.94 | cap | Dorada - Magdalena 115 kV | m:Q:bus1 in Mvar | -1.6001 | ElmLne
2031 | 2031_DzMN_GzMX_Dp00_Gp00 | A1-Pensilvania 33 kV | All generators | 0.95 | cap | Dorada - Magdalena 115 kV | m:Q:bus1 in Mvar | -1.5474 | ElmLne
2031 | 2031_DzMN_GzMX_Dp00_Gp00 | A1-Pensilvania 33 kV | All generators | 0.96 | cap | Dorada - Magdalena 115 kV | m:Q:bus1 in Mvar | -1.4934 | ElmLne
2031 | 2031_DzMN_GzMX_Dp00_Gp00 | A1-Pensilvania 33 kV | All generators | 0.97 | cap | Dorada - Magdalena 115 kV | m:Q:bus1 in Mvar | -1.4367 | ElmLne
2031 | 2031_DzMN_GzMX_Dp00_Gp00 | A1-Pensilvania 33 kV | All generators | 0.98 | cap | Dorada - Magdalena 115 kV | m:Q:bus1 in Mvar | -1.3744 | ElmLne
2031 | 2031_DzMN_GzMX_Dp00_Gp00 | A1-Pensilvania 33 kV | All generators | 0.99 | cap | Dorada - Magdalena 115 kV | m:Q:bus1 in Mvar | -1.2997 | ElmLne
2031 | 2031_DzMN_GzMX_Dp00_Gp00 | A1-Pensilvania 33 kV | All generators | 1 | cap | Dorada - Magdalena 115 kV | m:Q:bus1 in Mvar | -1.1393 | ElmLne
2031 | 2031_DzMN_GzMX_Dp00_Gp00 | A1-Pensilvania 33 kV | All generators | 0.9 | cap | Dorada - Magdalena 115 kV | m:Q:bus2 in Mvar | 1.9681 | ElmLne
2031 | 2031_DzMN_GzMX_Dp00_Gp00 | A1-Pensilvania 33 kV | All generators | 0.91 | cap | Dorada - Magdalena 115 kV | m:Q:bus2 in Mvar | 1.9104 | ElmLne
2031 | 2031_DzMN_GzMX_Dp00_Gp00 | A1-Pensilvania 33 kV | All generators | 0.92 | cap | Dorada - Magdalena 115 kV | m:Q:bus2 in Mvar | 1.8553 | ElmLne
2031 | 2031_DzMN_GzMX_Dp00_Gp00 | A1-Pensilvania 33 kV | All generators | 0.93 | cap | Dorada - Magdalena 115 kV | m:Q:bus2 in Mvar | 1.8018 | ElmLne
2031 | 2031_DzMN_GzMX_Dp00_Gp00 | A1-Pensilvania 33 kV | All generators | 0.94 | cap | Dorada - Magdalena 115 kV | m:Q:bus2 in Mvar | 1.7491 | ElmLne
2031 | 2031_DzMN_GzMX_Dp00_Gp00 | A1-Pensilvania 33 kV | All generators | 0.95 | cap | Dorada - Magdalena 115 kV | m:Q:bus2 in Mvar | 1.6962 | ElmLne
2031 | 2031_DzMN_GzMX_Dp00_Gp00 | A1-Pensilvania 33 kV | All generators | 0.96 | cap | Dorada - Magdalena 115 kV | m:Q:bus2 in Mvar | 1.6422 | ElmLne
2031 | 2031_DzMN_GzMX_Dp00_Gp00 | A1-Pensilvania 33 kV | All generators | 0.97 | cap | Dorada - Magdalena 115 kV | m:Q:bus2 in Mvar | 1.5854 | ElmLne
2031 | 2031_DzMN_GzMX_Dp00_Gp00 | A1-Pensilvania 33 kV | All generators | 0.98 | cap | Dorada - Magdalena 115 kV | m:Q:bus2 in Mvar | 1.523 | ElmLne
2031 | 2031_DzMN_GzMX_Dp00_Gp00 | A1-Pensilvania 33 kV | All generators | 0.99 | cap | Dorada - Magdalena 115 kV | m:Q:bus2 in Mvar | 1.4481 | ElmLne
2031 | 2031_DzMN_GzMX_Dp00_Gp00 | A1-Pensilvania 33 kV | All generators | 1 | cap | Dorada - Magdalena 115 kV | m:Q:bus2 in Mvar | 1.2873 | ElmLne
2031 | 2031_DzMN_GzMX_Dp00_Gp00 | A1-Pensilvania 33 kV | All generators | 0.9 | cap | Dorada - Magdalena 115 kV | m:cosphi:bus1 | 0.99918 | ElmLne
2031 | 2031_DzMN_GzMX_Dp00_Gp00 | A1-Pensilvania 33 kV | All generators | 0.91 | cap | Dorada - Magdalena 115 kV | m:cosphi:bus1 | 0.99923 | ElmLne
2031 | 2031_DzMN_GzMX_Dp00_Gp00 | A1-Pensilvania 33 kV | All generators | 0.92 | cap | Dorada - Magdalena 115 kV | m:cosphi:bus1 | 0.99928 | ElmLne
2031 | 2031_DzMN_GzMX_Dp00_Gp00 | A1-Pensilvania 33 kV | All generators | 0.93 | cap | Dorada - Magdalena 115 kV | m:cosphi:bus1 | 0.99932 | ElmLne
2031 | 2031_DzMN_GzMX_Dp00_Gp00 | A1-Pensilvania 33 kV | All generators | 0.94 | cap | Dorada - Magdalena 115 kV | m:cosphi:bus1 | 0.99937 | ElmLne
2031 | 2031_DzMN_GzMX_Dp00_Gp00 | A1-Pensilvania 33 kV | All generators | 0.95 | cap | Dorada - Magdalena 115 kV | m:cosphi:bus1 | 0.99941 | ElmLne
2031 | 2031_DzMN_GzMX_Dp00_Gp00 | A1-Pensilvania 33 kV | All generators | 0.96 | cap | Dorada - Magdalena 115 kV | m:cosphi:bus1 | 0.99945 | ElmLne
2031 | 2031_DzMN_GzMX_Dp00_Gp00 | A1-Pensilvania 33 kV | All generators | 0.97 | cap | Dorada - Magdalena 115 kV | m:cosphi:bus1 | 0.99949 | ElmLne
2031 | 2031_DzMN_GzMX_Dp00_Gp00 | A1-Pensilvania 33 kV | All generators | 0.98 | cap | Dorada - Magdalena 115 kV | m:cosphi:bus1 | 0.99953 | ElmLne
2031 | 2031_DzMN_GzMX_Dp00_Gp00 | A1-Pensilvania 33 kV | All generators | 0.99 | cap | Dorada - Magdalena 115 kV | m:cosphi:bus1 | 0.99958 | ElmLne
2031 | 2031_DzMN_GzMX_Dp00_Gp00 | A1-Pensilvania 33 kV | All generators | 1 | cap | Dorada - Magdalena 115 kV | m:cosphi:bus1 | 0.99968 | ElmLne
2031 | 2031_DzMN_GzMX_Dp00_Gp00 | A1-Pensilvania 33 kV | All generators | 0.9 | cap | Dorada - Magdalena 115 kV | m:cosphi:bus2 | -0.99903 | ElmLne
2031 | 2031_DzMN_GzMX_Dp00_Gp00 | A1-Pensilvania 33 kV | All generators | 0.91 | cap | Dorada - Magdalena 115 kV | m:cosphi:bus2 | -0.99909 | ElmLne
2031 | 2031_DzMN_GzMX_Dp00_Gp00 | A1-Pensilvania 33 kV | All generators | 0.92 | cap | Dorada - Magdalena 115 kV | m:cosphi:bus2 | -0.99914 | ElmLne
2031 | 2031_DzMN_GzMX_Dp00_Gp00 | A1-Pensilvania 33 kV | All generators | 0.93 | cap | Dorada - Magdalena 115 kV | m:cosphi:bus2 | -0.99919 | ElmLne
2031 | 2031_DzMN_GzMX_Dp00_Gp00 | A1-Pensilvania 33 kV | All generators | 0.94 | cap | Dorada - Magdalena 115 kV | m:cosphi:bus2 | -0.99924 | ElmLne
2031 | 2031_DzMN_GzMX_Dp00_Gp00 | A1-Pensilvania 33 kV | All generators | 0.95 | cap | Dorada - Magdalena 115 kV | m:cosphi:bus2 | -0.99929 | ElmLne
2031 | 2031_DzMN_GzMX_Dp00_Gp00 | A1-Pensilvania 33 kV | All generators | 0.96 | cap | Dorada - Magdalena 115 kV | m:cosphi:bus2 | -0.99933 | ElmLne
2031 | 2031_DzMN_GzMX_Dp00_Gp00 | A1-Pensilvania 33 kV | All generators | 0.97 | cap | Dorada - Magdalena 115 kV | m:cosphi:bus2 | -0.99938 | ElmLne
2031 | 2031_DzMN_GzMX_Dp00_Gp00 | A1-Pensilvania 33 kV | All generators | 0.98 | cap | Dorada - Magdalena 115 kV | m:cosphi:bus2 | -0.99943 | ElmLne
2031 | 2031_DzMN_GzMX_Dp00_Gp00 | A1-Pensilvania 33 kV | All generators | 0.99 | cap | Dorada - Magdalena 115 kV | m:cosphi:bus2 | -0.99948 | ElmLne
2031 | 2031_DzMN_GzMX_Dp00_Gp00 | A1-Pensilvania 33 kV | All generators | 1 | cap | Dorada - Magdalena 115 kV | m:cosphi:bus2 | -0.99959 | ElmLne
2031 | 2031_DzMN_GzMX_Dp00_Gp00 | A1-Pensilvania 33 kV | All generators | 0.9 | cap | Mariquita - Victoria 2 115 | m:P:bus1 in MW | 4.4533 | ElmLne
2031 | 2031_DzMN_GzMX_Dp00_Gp00 | A1-Pensilvania 33 kV | All generators | 0.91 | cap | Mariquita - Victoria 2 115 | m:P:bus1 in MW | 4.4476 | ElmLne
2031 | 2031_DzMN_GzMX_Dp00_Gp00 | A1-Pensilvania 33 kV | All generators | 0.92 | cap | Mariquita - Victoria 2 115 | m:P:bus1 in MW | 4.4422 | ElmLne
2031 | 2031_DzMN_GzMX_Dp00_Gp00 | A1-Pensilvania 33 kV | All generators | 0.93 | cap | Mariquita - Victoria 2 115 | m:P:bus1 in MW | 4.4368 | ElmLne
2031 | 2031_DzMN_GzMX_Dp00_Gp00 | A1-Pensilvania 33 kV | All generators | 0.94 | cap | Mariquita - Victoria 2 115 | m:P:bus1 in MW | 4.4316 | ElmLne
2031 | 2031_DzMN_GzMX_Dp00_Gp00 | A1-Pensilvania 33 kV | All generators | 0.95 | cap | Mariquita - Victoria 2 115 | m:P:bus1 in MW | 4.4263 | ElmLne
2031 | 2031_DzMN_GzMX_Dp00_Gp00 | A1-Pensilvania 33 kV | All generators | 0.96 | cap | Mariquita - Victoria 2 115 | m:P:bus1 in MW | 4.4208 | ElmLne
2031 | 2031_DzMN_GzMX_Dp00_Gp00 | A1-Pensilvania 33 kV | All generators | 0.97 | cap | Mariquita - Victoria 2 115 | m:P:bus1 in MW | 4.4151 | ElmLne
2031 | 2031_DzMN_GzMX_Dp00_Gp00 | A1-Pensilvania 33 kV | All generators | 0.98 | cap | Mariquita - Victoria 2 115 | m:P:bus1 in MW | 4.4088 | ElmLne
2031 | 2031_DzMN_GzMX_Dp00_Gp00 | A1-Pensilvania 33 kV | All generators | 0.99 | cap | Mariquita - Victoria 2 115 | m:P:bus1 in MW | 4.4011 | ElmLne
2031 | 2031_DzMN_GzMX_Dp00_Gp00 | A1-Pensilvania 33 kV | All generators | 1 | cap | Mariquita - Victoria 2 115 | m:P:bus1 in MW | 4.3847 | ElmLne
2031 | 2031_DzMN_GzMX_Dp00_Gp00 | A1-Pensilvania 33 kV | All generators | 0.9 | cap | Mariquita - Victoria 2 115 | m:P:bus2 in MW | -4.4414 | ElmLne
2031 | 2031_DzMN_GzMX_Dp00_Gp00 | A1-Pensilvania 33 kV | All generators | 0.91 | cap | Mariquita - Victoria 2 115 | m:P:bus2 in MW | -4.4357 | ElmLne
2031 | 2031_DzMN_GzMX_Dp00_Gp00 | A1-Pensilvania 33 kV | All generators | 0.92 | cap | Mariquita - Victoria 2 115 | m:P:bus2 in MW | -4.4302 | ElmLne
2031 | 2031_DzMN_GzMX_Dp00_Gp00 | A1-Pensilvania 33 kV | All generators | 0.93 | cap | Mariquita - Victoria 2 115 | m:P:bus2 in MW | -4.4249 | ElmLne
2031 | 2031_DzMN_GzMX_Dp00_Gp00 | A1-Pensilvania 33 kV | All generators | 0.94 | cap | Mariquita - Victoria 2 115 | m:P:bus2 in MW | -4.4196 | ElmLne
2031 | 2031_DzMN_GzMX_Dp00_Gp00 | A1-Pensilvania 33 kV | All generators | 0.95 | cap | Mariquita - Victoria 2 115 | m:P:bus2 in MW | -4.4143 | ElmLne
2031 | 2031_DzMN_GzMX_Dp00_Gp00 | A1-Pensilvania 33 kV | All generators | 0.96 | cap | Mariquita - Victoria 2 115 | m:P:bus2 in MW | -4.4089 | ElmLne
2031 | 2031_DzMN_GzMX_Dp00_Gp00 | A1-Pensilvania 33 kV | All generators | 0.97 | cap | Mariquita - Victoria 2 115 | m:P:bus2 in MW | -4.4031 | ElmLne
2031 | 2031_DzMN_GzMX_Dp00_Gp00 | A1-Pensilvania 33 kV | All generators | 0.98 | cap | Mariquita - Victoria 2 115 | m:P:bus2 in MW | -4.3968 | ElmLne
2031 | 2031_DzMN_GzMX_Dp00_Gp00 | A1-Pensilvania 33 kV | All generators | 0.99 | cap | Mariquita - Victoria 2 115 | m:P:bus2 in MW | -4.3892 | ElmLne
2031 | 2031_DzMN_GzMX_Dp00_Gp00 | A1-Pensilvania 33 kV | All generators | 1 | cap | Mariquita - Victoria 2 115 | m:P:bus2 in MW | -4.3727 | ElmLne
2031 | 2031_DzMN_GzMX_Dp00_Gp00 | A1-Pensilvania 33 kV | All generators | 0.9 | cap | Mariquita - Victoria 2 115 | m:Q:bus1 in Mvar | -6.4116 | ElmLne
2031 | 2031_DzMN_GzMX_Dp00_Gp00 | A1-Pensilvania 33 kV | All generators | 0.91 | cap | Mariquita - Victoria 2 115 | m:Q:bus1 in Mvar | -6.4191 | ElmLne
2031 | 2031_DzMN_GzMX_Dp00_Gp00 | A1-Pensilvania 33 kV | All generators | 0.92 | cap | Mariquita - Victoria 2 115 | m:Q:bus1 in Mvar | -6.4264 | ElmLne
2031 | 2031_DzMN_GzMX_Dp00_Gp00 | A1-Pensilvania 33 kV | All generators | 0.93 | cap | Mariquita - Victoria 2 115 | m:Q:bus1 in Mvar | -6.4334 | ElmLne
2031 | 2031_DzMN_GzMX_Dp00_Gp00 | A1-Pensilvania 33 kV | All generators | 0.94 | cap | Mariquita - Victoria 2 115 | m:Q:bus1 in Mvar | -6.4403 | ElmLne
2031 | 2031_DzMN_GzMX_Dp00_Gp00 | A1-Pensilvania 33 kV | All generators | 0.95 | cap | Mariquita - Victoria 2 115 | m:Q:bus1 in Mvar | -6.4472 | ElmLne
2031 | 2031_DzMN_GzMX_Dp00_Gp00 | A1-Pensilvania 33 kV | All generators | 0.96 | cap | Mariquita - Victoria 2 115 | m:Q:bus1 in Mvar | -6.4542 | ElmLne
2031 | 2031_DzMN_GzMX_Dp00_Gp00 | A1-Pensilvania 33 kV | All generators | 0.97 | cap | Mariquita - Victoria 2 115 | m:Q:bus1 in Mvar | -6.4617 | ElmLne
2031 | 2031_DzMN_GzMX_Dp00_Gp00 | A1-Pensilvania 33 kV | All generators | 0.98 | cap | Mariquita - Victoria 2 115 | m:Q:bus1 in Mvar | -6.4698 | ElmLne
2031 | 2031_DzMN_GzMX_Dp00_Gp00 | A1-Pensilvania 33 kV | All generators | 0.99 | cap | Mariquita - Victoria 2 115 | m:Q:bus1 in Mvar | -6.4796 | ElmLne
2031 | 2031_DzMN_GzMX_Dp00_Gp00 | A1-Pensilvania 33 kV | All generators | 1 | cap | Mariquita - Victoria 2 115 | m:Q:bus1 in Mvar | -6.5006 | ElmLne
2031 | 2031_DzMN_GzMX_Dp00_Gp00 | A1-Pensilvania 33 kV | All generators | 0.9 | cap | Mariquita - Victoria 2 115 | m:Q:bus2 in Mvar | 5.7829 | ElmLne
2031 | 2031_DzMN_GzMX_Dp00_Gp00 | A1-Pensilvania 33 kV | All generators | 0.91 | cap | Mariquita - Victoria 2 115 | m:Q:bus2 in Mvar | 5.7899 | ElmLne
2031 | 2031_DzMN_GzMX_Dp00_Gp00 | A1-Pensilvania 33 kV | All generators | 0.92 | cap | Mariquita - Victoria 2 115 | m:Q:bus2 in Mvar | 5.7965 | ElmLne
2031 | 2031_DzMN_GzMX_Dp00_Gp00 | A1-Pensilvania 33 kV | All generators | 0.93 | cap | Mariquita - Victoria 2 115 | m:Q:bus2 in Mvar | 5.803 | ElmLne
2031 | 2031_DzMN_GzMX_Dp00_Gp00 | A1-Pensilvania 33 kV | All generators | 0.94 | cap | Mariquita - Victoria 2 115 | m:Q:bus2 in Mvar | 5.8093 | ElmLne
2031 | 2031_DzMN_GzMX_Dp00_Gp00 | A1-Pensilvania 33 kV | All generators | 0.95 | cap | Mariquita - Victoria 2 115 | m:Q:bus2 in Mvar | 5.8157 | ElmLne
2031 | 2031_DzMN_GzMX_Dp00_Gp00 | A1-Pensilvania 33 kV | All generators | 0.96 | cap | Mariquita - Victoria 2 115 | m:Q:bus2 in Mvar | 5.8222 | ElmLne
2031 | 2031_DzMN_GzMX_Dp00_Gp00 | A1-Pensilvania 33 kV | All generators | 0.97 | cap | Mariquita - Victoria 2 115 | m:Q:bus2 in Mvar | 5.829 | ElmLne
2031 | 2031_DzMN_GzMX_Dp00_Gp00 | A1-Pensilvania 33 kV | All generators | 0.98 | cap | Mariquita - Victoria 2 115 | m:Q:bus2 in Mvar | 5.8365 | ElmLne
2031 | 2031_DzMN_GzMX_Dp00_Gp00 | A1-Pensilvania 33 kV | All generators | 0.99 | cap | Mariquita - Victoria 2 115 | m:Q:bus2 in Mvar | 5.8455 | ElmLne
2031 | 2031_DzMN_GzMX_Dp00_Gp00 | A1-Pensilvania 33 kV | All generators | 1 | cap | Mariquita - Victoria 2 115 | m:Q:bus2 in Mvar | 5.8648 | ElmLne
2031 | 2031_DzMN_GzMX_Dp00_Gp00 | A1-Pensilvania 33 kV | All generators | 0.9 | cap | Mariquita - Victoria 2 115 | m:cosphi:bus1 | 0.57047 | ElmLne
2031 | 2031_DzMN_GzMX_Dp00_Gp00 | A1-Pensilvania 33 kV | All generators | 0.91 | cap | Mariquita - Victoria 2 115 | m:cosphi:bus1 | 0.56952 | ElmLne
2031 | 2031_DzMN_GzMX_Dp00_Gp00 | A1-Pensilvania 33 kV | All generators | 0.92 | cap | Mariquita - Victoria 2 115 | m:cosphi:bus1 | 0.56862 | ElmLne
2031 | 2031_DzMN_GzMX_Dp00_Gp00 | A1-Pensilvania 33 kV | All generators | 0.93 | cap | Mariquita - Victoria 2 115 | m:cosphi:bus1 | 0.56773 | ElmLne
2031 | 2031_DzMN_GzMX_Dp00_Gp00 | A1-Pensilvania 33 kV | All generators | 0.94 | cap | Mariquita - Victoria 2 115 | m:cosphi:bus1 | 0.56686 | ElmLne
2031 | 2031_DzMN_GzMX_Dp00_Gp00 | A1-Pensilvania 33 kV | All generators | 0.95 | cap | Mariquita - Victoria 2 115 | m:cosphi:bus1 | 0.56599 | ElmLne
2031 | 2031_DzMN_GzMX_Dp00_Gp00 | A1-Pensilvania 33 kV | All generators | 0.96 | cap | Mariquita - Victoria 2 115 | m:cosphi:bus1 | 0.5651 | ElmLne
2031 | 2031_DzMN_GzMX_Dp00_Gp00 | A1-Pensilvania 33 kV | All generators | 0.97 | cap | Mariquita - Victoria 2 115 | m:cosphi:bus1 | 0.56416 | ElmLne
2031 | 2031_DzMN_GzMX_Dp00_Gp00 | A1-Pensilvania 33 kV | All generators | 0.98 | cap | Mariquita - Victoria 2 115 | m:cosphi:bus1 | 0.56312 | ElmLne
2031 | 2031_DzMN_GzMX_Dp00_Gp00 | A1-Pensilvania 33 kV | All generators | 0.99 | cap | Mariquita - Victoria 2 115 | m:cosphi:bus1 | 0.56187 | ElmLne
2031 | 2031_DzMN_GzMX_Dp00_Gp00 | A1-Pensilvania 33 kV | All generators | 1 | cap | Mariquita - Victoria 2 115 | m:cosphi:bus1 | 0.55919 | ElmLne
2031 | 2031_DzMN_GzMX_Dp00_Gp00 | A1-Pensilvania 33 kV | All generators | 0.9 | cap | Mariquita - Victoria 2 115 | m:cosphi:bus2 | -0.6091 | ElmLne
2031 | 2031_DzMN_GzMX_Dp00_Gp00 | A1-Pensilvania 33 kV | All generators | 0.91 | cap | Mariquita - Victoria 2 115 | m:cosphi:bus2 | -0.60815 | ElmLne
2031 | 2031_DzMN_GzMX_Dp00_Gp00 | A1-Pensilvania 33 kV | All generators | 0.92 | cap | Mariquita - Victoria 2 115 | m:cosphi:bus2 | -0.60724 | ElmLne
2031 | 2031_DzMN_GzMX_Dp00_Gp00 | A1-Pensilvania 33 kV | All generators | 0.93 | cap | Mariquita - Victoria 2 115 | m:cosphi:bus2 | -0.60635 | ElmLne
2031 | 2031_DzMN_GzMX_Dp00_Gp00 | A1-Pensilvania 33 kV | All generators | 0.94 | cap | Mariquita - Victoria 2 115 | m:cosphi:bus2 | -0.60547 | ElmLne
2031 | 2031_DzMN_GzMX_Dp00_Gp00 | A1-Pensilvania 33 kV | All generators | 0.95 | cap | Mariquita - Victoria 2 115 | m:cosphi:bus2 | -0.60459 | ElmLne
2031 | 2031_DzMN_GzMX_Dp00_Gp00 | A1-Pensilvania 33 kV | All generators | 0.96 | cap | Mariquita - Victoria 2 115 | m:cosphi:bus2 | -0.60369 | ElmLne
2031 | 2031_DzMN_GzMX_Dp00_Gp00 | A1-Pensilvania 33 kV | All generators | 0.97 | cap | Mariquita - Victoria 2 115 | m:cosphi:bus2 | -0.60274 | ElmLne
2031 | 2031_DzMN_GzMX_Dp00_Gp00 | A1-Pensilvania 33 kV | All generators | 0.98 | cap | Mariquita - Victoria 2 115 | m:cosphi:bus2 | -0.6017 | ElmLne
2031 | 2031_DzMN_GzMX_Dp00_Gp00 | A1-Pensilvania 33 kV | All generators | 0.99 | cap | Mariquita - Victoria 2 115 | m:cosphi:bus2 | -0.60044 | ElmLne
2031 | 2031_DzMN_GzMX_Dp00_Gp00 | A1-Pensilvania 33 kV | All generators | 1 | cap | Mariquita - Victoria 2 115 | m:cosphi:bus2 | -0.59773 | ElmLne
2031 | 2031_DzMN_GzMX_Dp00_Gp00 | A1-Pensilvania 33 kV | All generators | 0.9 | cap | Dorada 115/33/13.8 kV | m:P:bushv in MW | -8.4138 | ElmTr3
2031 | 2031_DzMN_GzMX_Dp00_Gp00 | A1-Pensilvania 33 kV | All generators | 0.91 | cap | Dorada 115/33/13.8 kV | m:P:bushv in MW | -8.4241 | ElmTr3
2031 | 2031_DzMN_GzMX_Dp00_Gp00 | A1-Pensilvania 33 kV | All generators | 0.92 | cap | Dorada 115/33/13.8 kV | m:P:bushv in MW | -8.4331 | ElmTr3
2031 | 2031_DzMN_GzMX_Dp00_Gp00 | A1-Pensilvania 33 kV | All generators | 0.93 | cap | Dorada 115/33/13.8 kV | m:P:bushv in MW | -8.4411 | ElmTr3
2031 | 2031_DzMN_GzMX_Dp00_Gp00 | A1-Pensilvania 33 kV | All generators | 0.94 | cap | Dorada 115/33/13.8 kV | m:P:bushv in MW | -8.4482 | ElmTr3
2031 | 2031_DzMN_GzMX_Dp00_Gp00 | A1-Pensilvania 33 kV | All generators | 0.95 | cap | Dorada 115/33/13.8 kV | m:P:bushv in MW | -8.4546 | ElmTr3
2031 | 2031_DzMN_GzMX_Dp00_Gp00 | A1-Pensilvania 33 kV | All generators | 0.96 | cap | Dorada 115/33/13.8 kV | m:P:bushv in MW | -8.4605 | ElmTr3
2031 | 2031_DzMN_GzMX_Dp00_Gp00 | A1-Pensilvania 33 kV | All generators | 0.97 | cap | Dorada 115/33/13.8 kV | m:P:bushv in MW | -8.4658 | ElmTr3
2031 | 2031_DzMN_GzMX_Dp00_Gp00 | A1-Pensilvania 33 kV | All generators | 0.98 | cap | Dorada 115/33/13.8 kV | m:P:bushv in MW | -8.4706 | ElmTr3
2031 | 2031_DzMN_GzMX_Dp00_Gp00 | A1-Pensilvania 33 kV | All generators | 0.99 | cap | Dorada 115/33/13.8 kV | m:P:bushv in MW | -8.4752 | ElmTr3
2031 | 2031_DzMN_GzMX_Dp00_Gp00 | A1-Pensilvania 33 kV | All generators | 1 | cap | Dorada 115/33/13.8 kV | m:P:bushv in MW | -8.4802 | ElmTr3
2031 | 2031_DzMN_GzMX_Dp00_Gp00 | A1-Pensilvania 33 kV | All generators | 0.9 | cap | Dorada 115/33/13.8 kV | m:Q:bushv in Mvar | 5.2028 | ElmTr3
2031 | 2031_DzMN_GzMX_Dp00_Gp00 | A1-Pensilvania 33 kV | All generators | 0.91 | cap | Dorada 115/33/13.8 kV | m:Q:bushv in Mvar | 5.1036 | ElmTr3
2031 | 2031_DzMN_GzMX_Dp00_Gp00 | A1-Pensilvania 33 kV | All generators | 0.92 | cap | Dorada 115/33/13.8 kV | m:Q:bushv in Mvar | 5.009 | ElmTr3
2031 | 2031_DzMN_GzMX_Dp00_Gp00 | A1-Pensilvania 33 kV | All generators | 0.93 | cap | Dorada 115/33/13.8 kV | m:Q:bushv in Mvar | 4.9172 | ElmTr3
2031 | 2031_DzMN_GzMX_Dp00_Gp00 | A1-Pensilvania 33 kV | All generators | 0.94 | cap | Dorada 115/33/13.8 kV | m:Q:bushv in Mvar | 4.8268 | ElmTr3
2031 | 2031_DzMN_GzMX_Dp00_Gp00 | A1-Pensilvania 33 kV | All generators | 0.95 | cap | Dorada 115/33/13.8 kV | m:Q:bushv in Mvar | 4.7363 | ElmTr3
2031 | 2031_DzMN_GzMX_Dp00_Gp00 | A1-Pensilvania 33 kV | All generators | 0.96 | cap | Dorada 115/33/13.8 kV | m:Q:bushv in Mvar | 4.6438 | ElmTr3
2031 | 2031_DzMN_GzMX_Dp00_Gp00 | A1-Pensilvania 33 kV | All generators | 0.97 | cap | Dorada 115/33/13.8 kV | m:Q:bushv in Mvar | 4.5466 | ElmTr3
2031 | 2031_DzMN_GzMX_Dp00_Gp00 | A1-Pensilvania 33 kV | All generators | 0.98 | cap | Dorada 115/33/13.8 kV | m:Q:bushv in Mvar | 4.4401 | ElmTr3
2031 | 2031_DzMN_GzMX_Dp00_Gp00 | A1-Pensilvania 33 kV | All generators | 0.99 | cap | Dorada 115/33/13.8 kV | m:Q:bushv in Mvar | 4.3122 | ElmTr3
2031 | 2031_DzMN_GzMX_Dp00_Gp00 | A1-Pensilvania 33 kV | All generators | 1 | cap | Dorada 115/33/13.8 kV | m:Q:bushv in Mvar | 4.0384 | ElmTr3
2031 | 2031_DzMN_GzMX_Dp00_Gp00 | A1-Pensilvania 33 kV | All generators | 0.9 | cap | Dorada 115/33/13.8 kV | m:cosphi:bushv | -0.85052 | ElmTr3
2031 | 2031_DzMN_GzMX_Dp00_Gp00 | A1-Pensilvania 33 kV | All generators | 0.91 | cap | Dorada 115/33/13.8 kV | m:cosphi:bushv | -0.85528 | ElmTr3
2031 | 2031_DzMN_GzMX_Dp00_Gp00 | A1-Pensilvania 33 kV | All generators | 0.92 | cap | Dorada 115/33/13.8 kV | m:cosphi:bushv | -0.85977 | ElmTr3
2031 | 2031_DzMN_GzMX_Dp00_Gp00 | A1-Pensilvania 33 kV | All generators | 0.93 | cap | Dorada 115/33/13.8 kV | m:cosphi:bushv | -0.86408 | ElmTr3
2031 | 2031_DzMN_GzMX_Dp00_Gp00 | A1-Pensilvania 33 kV | All generators | 0.94 | cap | Dorada 115/33/13.8 kV | m:cosphi:bushv | -0.86828 | ElmTr3
2031 | 2031_DzMN_GzMX_Dp00_Gp00 | A1-Pensilvania 33 kV | All generators | 0.95 | cap | Dorada 115/33/13.8 kV | m:cosphi:bushv | -0.87243 | ElmTr3
2031 | 2031_DzMN_GzMX_Dp00_Gp00 | A1-Pensilvania 33 kV | All generators | 0.96 | cap | Dorada 115/33/13.8 kV | m:cosphi:bushv | -0.87663 | ElmTr3
2031 | 2031_DzMN_GzMX_Dp00_Gp00 | A1-Pensilvania 33 kV | All generators | 0.97 | cap | Dorada 115/33/13.8 kV | m:cosphi:bushv | -0.88099 | ElmTr3
2031 | 2031_DzMN_GzMX_Dp00_Gp00 | A1-Pensilvania 33 kV | All generators | 0.98 | cap | Dorada 115/33/13.8 kV | m:cosphi:bushv | -0.8857 | ElmTr3
2031 | 2031_DzMN_GzMX_Dp00_Gp00 | A1-Pensilvania 33 kV | All generators | 0.99 | cap | Dorada 115/33/13.8 kV | m:cosphi:bushv | -0.89126 | ElmTr3
2031 | 2031_DzMN_GzMX_Dp00_Gp00 | A1-Pensilvania 33 kV | All generators | 1 | cap | Dorada 115/33/13.8 kV | m:cosphi:bushv | -0.90285 | ElmTr3
2031 | 2031_DzMN_GzMX_Dp00_Gp00 | A1-Pensilvania 33 kV | All generators | 0.9 | cap | Manzanares 115/33/13.8 kV | m:P:bushv in MW | -22.8721 | ElmTr3
2031 | 2031_DzMN_GzMX_Dp00_Gp00 | A1-Pensilvania 33 kV | All generators | 0.91 | cap | Manzanares 115/33/13.8 kV | m:P:bushv in MW | -23.0016 | ElmTr3
2031 | 2031_DzMN_GzMX_Dp00_Gp00 | A1-Pensilvania 33 kV | All generators | 0.92 | cap | Manzanares 115/33/13.8 kV | m:P:bushv in MW | -23.1195 | ElmTr3
2031 | 2031_DzMN_GzMX_Dp00_Gp00 | A1-Pensilvania 33 kV | All generators | 0.93 | cap | Manzanares 115/33/13.8 kV | m:P:bushv in MW | -23.2286 | ElmTr3
2031 | 2031_DzMN_GzMX_Dp00_Gp00 | A1-Pensilvania 33 kV | All generators | 0.94 | cap | Manzanares 115/33/13.8 kV | m:P:bushv in MW | -23.3309 | ElmTr3
2031 | 2031_DzMN_GzMX_Dp00_Gp00 | A1-Pensilvania 33 kV | All generators | 0.95 | cap | Manzanares 115/33/13.8 kV | m:P:bushv in MW | -23.4283 | ElmTr3
2031 | 2031_DzMN_GzMX_Dp00_Gp00 | A1-Pensilvania 33 kV | All generators | 0.96 | cap | Manzanares 115/33/13.8 kV | m:P:bushv in MW | -23.5227 | ElmTr3
2031 | 2031_DzMN_GzMX_Dp00_Gp00 | A1-Pensilvania 33 kV | All generators | 0.97 | cap | Manzanares 115/33/13.8 kV | m:P:bushv in MW | -23.6162 | ElmTr3
2031 | 2031_DzMN_GzMX_Dp00_Gp00 | A1-Pensilvania 33 kV | All generators | 0.98 | cap | Manzanares 115/33/13.8 kV | m:P:bushv in MW | -23.7122 | ElmTr3
2031 | 2031_DzMN_GzMX_Dp00_Gp00 | A1-Pensilvania 33 kV | All generators | 0.99 | cap | Manzanares 115/33/13.8 kV | m:P:bushv in MW | -23.8184 | ElmTr3
2031 | 2031_DzMN_GzMX_Dp00_Gp00 | A1-Pensilvania 33 kV | All generators | 1 | cap | Manzanares 115/33/13.8 kV | m:P:bushv in MW | -24.0129 | ElmTr3
2031 | 2031_DzMN_GzMX_Dp00_Gp00 | A1-Pensilvania 33 kV | All generators | 0.9 | cap | Manzanares 115/33/13.8 kV | m:Q:bushv in Mvar | 13.7043 | ElmTr3
2031 | 2031_DzMN_GzMX_Dp00_Gp00 | A1-Pensilvania 33 kV | All generators | 0.91 | cap | Manzanares 115/33/13.8 kV | m:Q:bushv in Mvar | 13.1679 | ElmTr3
2031 | 2031_DzMN_GzMX_Dp00_Gp00 | A1-Pensilvania 33 kV | All generators | 0.92 | cap | Manzanares 115/33/13.8 kV | m:Q:bushv in Mvar | 12.6549 | ElmTr3
2031 | 2031_DzMN_GzMX_Dp00_Gp00 | A1-Pensilvania 33 kV | All generators | 0.93 | cap | Manzanares 115/33/13.8 kV | m:Q:bushv in Mvar | 12.1564 | ElmTr3
2031 | 2031_DzMN_GzMX_Dp00_Gp00 | A1-Pensilvania 33 kV | All generators | 0.94 | cap | Manzanares 115/33/13.8 kV | m:Q:bushv in Mvar | 11.6645 | ElmTr3
2031 | 2031_DzMN_GzMX_Dp00_Gp00 | A1-Pensilvania 33 kV | All generators | 0.95 | cap | Manzanares 115/33/13.8 kV | m:Q:bushv in Mvar | 11.1708 | ElmTr3
2031 | 2031_DzMN_GzMX_Dp00_Gp00 | A1-Pensilvania 33 kV | All generators | 0.96 | cap | Manzanares 115/33/13.8 kV | m:Q:bushv in Mvar | 10.6654 | ElmTr3
2031 | 2031_DzMN_GzMX_Dp00_Gp00 | A1-Pensilvania 33 kV | All generators | 0.97 | cap | Manzanares 115/33/13.8 kV | m:Q:bushv in Mvar | 10.1335 | ElmTr3
2031 | 2031_DzMN_GzMX_Dp00_Gp00 | A1-Pensilvania 33 kV | All generators | 0.98 | cap | Manzanares 115/33/13.8 kV | m:Q:bushv in Mvar | 9.5488 | ElmTr3
2031 | 2031_DzMN_GzMX_Dp00_Gp00 | A1-Pensilvania 33 kV | All generators | 0.99 | cap | Manzanares 115/33/13.8 kV | m:Q:bushv in Mvar | 8.8456 | ElmTr3
2031 | 2031_DzMN_GzMX_Dp00_Gp00 | A1-Pensilvania 33 kV | All generators | 1 | cap | Manzanares 115/33/13.8 kV | m:Q:bushv in Mvar | 7.3328 | ElmTr3
2031 | 2031_DzMN_GzMX_Dp00_Gp00 | A1-Pensilvania 33 kV | All generators | 0.9 | cap | Manzanares 115/33/13.8 kV | m:cosphi:bushv | -0.85781 | ElmTr3
2031 | 2031_DzMN_GzMX_Dp00_Gp00 | A1-Pensilvania 33 kV | All generators | 0.91 | cap | Manzanares 115/33/13.8 kV | m:cosphi:bushv | -0.86785 | ElmTr3
2031 | 2031_DzMN_GzMX_Dp00_Gp00 | A1-Pensilvania 33 kV | All generators | 0.92 | cap | Manzanares 115/33/13.8 kV | m:cosphi:bushv | -0.87719 | ElmTr3
2031 | 2031_DzMN_GzMX_Dp00_Gp00 | A1-Pensilvania 33 kV | All generators | 0.93 | cap | Manzanares 115/33/13.8 kV | m:cosphi:bushv | -0.886 | ElmTr3
2031 | 2031_DzMN_GzMX_Dp00_Gp00 | A1-Pensilvania 33 kV | All generators | 0.94 | cap | Manzanares 115/33/13.8 kV | m:cosphi:bushv | -0.89444 | ElmTr3
2031 | 2031_DzMN_GzMX_Dp00_Gp00 | A1-Pensilvania 33 kV | All generators | 0.95 | cap | Manzanares 115/33/13.8 kV | m:cosphi:bushv | -0.90264 | ElmTr3
2031 | 2031_DzMN_GzMX_Dp00_Gp00 | A1-Pensilvania 33 kV | All generators | 0.96 | cap | Manzanares 115/33/13.8 kV | m:cosphi:bushv | -0.91076 | ElmTr3
2031 | 2031_DzMN_GzMX_Dp00_Gp00 | A1-Pensilvania 33 kV | All generators | 0.97 | cap | Manzanares 115/33/13.8 kV | m:cosphi:bushv | -0.91897 | ElmTr3
2031 | 2031_DzMN_GzMX_Dp00_Gp00 | A1-Pensilvania 33 kV | All generators | 0.98 | cap | Manzanares 115/33/13.8 kV | m:cosphi:bushv | -0.92761 | ElmTr3
2031 | 2031_DzMN_GzMX_Dp00_Gp00 | A1-Pensilvania 33 kV | All generators | 0.99 | cap | Manzanares 115/33/13.8 kV | m:cosphi:bushv | -0.93744 | ElmTr3
2031 | 2031_DzMN_GzMX_Dp00_Gp00 | A1-Pensilvania 33 kV | All generators | 1 | cap | Manzanares 115/33/13.8 kV | m:cosphi:bushv | -0.9564 | ElmTr3
2031 | 2031_DzMN_GzMX_Dp00_Gp00 | A1-Pensilvania 33 kV | All generators | 0.9 | cap | Purnio 230/115 | m:P:bushv in MW | -8.1862 | ElmTr3
2031 | 2031_DzMN_GzMX_Dp00_Gp00 | A1-Pensilvania 33 kV | All generators | 0.91 | cap | Purnio 230/115 | m:P:bushv in MW | -8.2175 | ElmTr3
2031 | 2031_DzMN_GzMX_Dp00_Gp00 | A1-Pensilvania 33 kV | All generators | 0.92 | cap | Purnio 230/115 | m:P:bushv in MW | -8.2452 | ElmTr3
2031 | 2031_DzMN_GzMX_Dp00_Gp00 | A1-Pensilvania 33 kV | All generators | 0.93 | cap | Purnio 230/115 | m:P:bushv in MW | -8.2702 | ElmTr3
2031 | 2031_DzMN_GzMX_Dp00_Gp00 | A1-Pensilvania 33 kV | All generators | 0.94 | cap | Purnio 230/115 | m:P:bushv in MW | -8.293 | ElmTr3
2031 | 2031_DzMN_GzMX_Dp00_Gp00 | A1-Pensilvania 33 kV | All generators | 0.95 | cap | Purnio 230/115 | m:P:bushv in MW | -8.314 | ElmTr3
2031 | 2031_DzMN_GzMX_Dp00_Gp00 | A1-Pensilvania 33 kV | All generators | 0.96 | cap | Purnio 230/115 | m:P:bushv in MW | -8.3336 | ElmTr3
2031 | 2031_DzMN_GzMX_Dp00_Gp00 | A1-Pensilvania 33 kV | All generators | 0.97 | cap | Purnio 230/115 | m:P:bushv in MW | -8.3522 | ElmTr3
2031 | 2031_DzMN_GzMX_Dp00_Gp00 | A1-Pensilvania 33 kV | All generators | 0.98 | cap | Purnio 230/115 | m:P:bushv in MW | -8.3703 | ElmTr3
2031 | 2031_DzMN_GzMX_Dp00_Gp00 | A1-Pensilvania 33 kV | All generators | 0.99 | cap | Purnio 230/115 | m:P:bushv in MW | -8.3886 | ElmTr3
2031 | 2031_DzMN_GzMX_Dp00_Gp00 | A1-Pensilvania 33 kV | All generators | 1 | cap | Purnio 230/115 | m:P:bushv in MW | -8.4162 | ElmTr3
2031 | 2031_DzMN_GzMX_Dp00_Gp00 | A1-Pensilvania 33 kV | All generators | 0.9 | cap | Purnio 230/115 | m:Q:bushv in Mvar | 0.47527 | ElmTr3
2031 | 2031_DzMN_GzMX_Dp00_Gp00 | A1-Pensilvania 33 kV | All generators | 0.91 | cap | Purnio 230/115 | m:Q:bushv in Mvar | 0.27209 | ElmTr3
2031 | 2031_DzMN_GzMX_Dp00_Gp00 | A1-Pensilvania 33 kV | All generators | 0.92 | cap | Purnio 230/115 | m:Q:bushv in Mvar | 0.078017 | ElmTr3
2031 | 2031_DzMN_GzMX_Dp00_Gp00 | A1-Pensilvania 33 kV | All generators | 0.93 | cap | Purnio 230/115 | m:Q:bushv in Mvar | -0.11034 | ElmTr3
2031 | 2031_DzMN_GzMX_Dp00_Gp00 | A1-Pensilvania 33 kV | All generators | 0.94 | cap | Purnio 230/115 | m:Q:bushv in Mvar | -0.29601 | ElmTr3
2031 | 2031_DzMN_GzMX_Dp00_Gp00 | A1-Pensilvania 33 kV | All generators | 0.95 | cap | Purnio 230/115 | m:Q:bushv in Mvar | -0.4821 | ElmTr3
2031 | 2031_DzMN_GzMX_Dp00_Gp00 | A1-Pensilvania 33 kV | All generators | 0.96 | cap | Purnio 230/115 | m:Q:bushv in Mvar | -0.67242 | ElmTr3
2031 | 2031_DzMN_GzMX_Dp00_Gp00 | A1-Pensilvania 33 kV | All generators | 0.97 | cap | Purnio 230/115 | m:Q:bushv in Mvar | -0.87246 | ElmTr3
2031 | 2031_DzMN_GzMX_Dp00_Gp00 | A1-Pensilvania 33 kV | All generators | 0.98 | cap | Purnio 230/115 | m:Q:bushv in Mvar | -1.0921 | ElmTr3
2031 | 2031_DzMN_GzMX_Dp00_Gp00 | A1-Pensilvania 33 kV | All generators | 0.99 | cap | Purnio 230/115 | m:Q:bushv in Mvar | -1.3559 | ElmTr3
2031 | 2031_DzMN_GzMX_Dp00_Gp00 | A1-Pensilvania 33 kV | All generators | 1 | cap | Purnio 230/115 | m:Q:bushv in Mvar | -1.9219 | ElmTr3
2031 | 2031_DzMN_GzMX_Dp00_Gp00 | A1-Pensilvania 33 kV | All generators | 0.9 | cap | Purnio 230/115 | m:cosphi:bushv | -0.99832 | ElmTr3
2031 | 2031_DzMN_GzMX_Dp00_Gp00 | A1-Pensilvania 33 kV | All generators | 0.91 | cap | Purnio 230/115 | m:cosphi:bushv | -0.99945 | ElmTr3
2031 | 2031_DzMN_GzMX_Dp00_Gp00 | A1-Pensilvania 33 kV | All generators | 0.92 | cap | Purnio 230/115 | m:cosphi:bushv | -0.99995 | ElmTr3
2031 | 2031_DzMN_GzMX_Dp00_Gp00 | A1-Pensilvania 33 kV | All generators | 0.93 | cap | Purnio 230/115 | m:cosphi:bushv | -0.99991 | ElmTr3
2031 | 2031_DzMN_GzMX_Dp00_Gp00 | A1-Pensilvania 33 kV | All generators | 0.94 | cap | Purnio 230/115 | m:cosphi:bushv | -0.99936 | ElmTr3
2031 | 2031_DzMN_GzMX_Dp00_Gp00 | A1-Pensilvania 33 kV | All generators | 0.95 | cap | Purnio 230/115 | m:cosphi:bushv | -0.99832 | ElmTr3
2031 | 2031_DzMN_GzMX_Dp00_Gp00 | A1-Pensilvania 33 kV | All generators | 0.96 | cap | Purnio 230/115 | m:cosphi:bushv | -0.99676 | ElmTr3
2031 | 2031_DzMN_GzMX_Dp00_Gp00 | A1-Pensilvania 33 kV | All generators | 0.97 | cap | Purnio 230/115 | m:cosphi:bushv | -0.99459 | ElmTr3
2031 | 2031_DzMN_GzMX_Dp00_Gp00 | A1-Pensilvania 33 kV | All generators | 0.98 | cap | Purnio 230/115 | m:cosphi:bushv | -0.9916 | ElmTr3
2031 | 2031_DzMN_GzMX_Dp00_Gp00 | A1-Pensilvania 33 kV | All generators | 0.99 | cap | Purnio 230/115 | m:cosphi:bushv | -0.98719 | ElmTr3
2031 | 2031_DzMN_GzMX_Dp00_Gp00 | A1-Pensilvania 33 kV | All generators | 1 | cap | Purnio 230/115 | m:cosphi:bushv | -0.9749 | ElmTr3
2031 | 2031_DzMN_GzMX_Dp00_Gp00 | A1-Pensilvania 33 kV | All generators | 0.9 | cap | Victoria 115/33/13.8 kV | m:P:bushv in MW | -18.6736 | ElmTr3
2031 | 2031_DzMN_GzMX_Dp00_Gp00 | A1-Pensilvania 33 kV | All generators | 0.91 | cap | Victoria 115/33/13.8 kV | m:P:bushv in MW | -18.7101 | ElmTr3
2031 | 2031_DzMN_GzMX_Dp00_Gp00 | A1-Pensilvania 33 kV | All generators | 0.92 | cap | Victoria 115/33/13.8 kV | m:P:bushv in MW | -18.7415 | ElmTr3
2031 | 2031_DzMN_GzMX_Dp00_Gp00 | A1-Pensilvania 33 kV | All generators | 0.93 | cap | Victoria 115/33/13.8 kV | m:P:bushv in MW | -18.7687 | ElmTr3
2031 | 2031_DzMN_GzMX_Dp00_Gp00 | A1-Pensilvania 33 kV | All generators | 0.94 | cap | Victoria 115/33/13.8 kV | m:P:bushv in MW | -18.7924 | ElmTr3
2031 | 2031_DzMN_GzMX_Dp00_Gp00 | A1-Pensilvania 33 kV | All generators | 0.95 | cap | Victoria 115/33/13.8 kV | m:P:bushv in MW | -18.8131 | ElmTr3
2031 | 2031_DzMN_GzMX_Dp00_Gp00 | A1-Pensilvania 33 kV | All generators | 0.96 | cap | Victoria 115/33/13.8 kV | m:P:bushv in MW | -18.8312 | ElmTr3
2031 | 2031_DzMN_GzMX_Dp00_Gp00 | A1-Pensilvania 33 kV | All generators | 0.97 | cap | Victoria 115/33/13.8 kV | m:P:bushv in MW | -18.8468 | ElmTr3
2031 | 2031_DzMN_GzMX_Dp00_Gp00 | A1-Pensilvania 33 kV | All generators | 0.98 | cap | Victoria 115/33/13.8 kV | m:P:bushv in MW | -18.8599 | ElmTr3
2031 | 2031_DzMN_GzMX_Dp00_Gp00 | A1-Pensilvania 33 kV | All generators | 0.99 | cap | Victoria 115/33/13.8 kV | m:P:bushv in MW | -18.8702 | ElmTr3
2031 | 2031_DzMN_GzMX_Dp00_Gp00 | A1-Pensilvania 33 kV | All generators | 1 | cap | Victoria 115/33/13.8 kV | m:P:bushv in MW | -18.8725 | ElmTr3
2031 | 2031_DzMN_GzMX_Dp00_Gp00 | A1-Pensilvania 33 kV | All generators | 0.9 | cap | Victoria 115/33/13.8 kV | m:Q:bushv in Mvar | 11.0602 | ElmTr3
2031 | 2031_DzMN_GzMX_Dp00_Gp00 | A1-Pensilvania 33 kV | All generators | 0.91 | cap | Victoria 115/33/13.8 kV | m:Q:bushv in Mvar | 10.7172 | ElmTr3
2031 | 2031_DzMN_GzMX_Dp00_Gp00 | A1-Pensilvania 33 kV | All generators | 0.92 | cap | Victoria 115/33/13.8 kV | m:Q:bushv in Mvar | 10.3897 | ElmTr3
2031 | 2031_DzMN_GzMX_Dp00_Gp00 | A1-Pensilvania 33 kV | All generators | 0.93 | cap | Victoria 115/33/13.8 kV | m:Q:bushv in Mvar | 10.0719 | ElmTr3
2031 | 2031_DzMN_GzMX_Dp00_Gp00 | A1-Pensilvania 33 kV | All generators | 0.94 | cap | Victoria 115/33/13.8 kV | m:Q:bushv in Mvar | 9.7588 | ElmTr3
2031 | 2031_DzMN_GzMX_Dp00_Gp00 | A1-Pensilvania 33 kV | All generators | 0.95 | cap | Victoria 115/33/13.8 kV | m:Q:bushv in Mvar | 9.4451 | ElmTr3
2031 | 2031_DzMN_GzMX_Dp00_Gp00 | A1-Pensilvania 33 kV | All generators | 0.96 | cap | Victoria 115/33/13.8 kV | m:Q:bushv in Mvar | 9.1243 | ElmTr3
2031 | 2031_DzMN_GzMX_Dp00_Gp00 | A1-Pensilvania 33 kV | All generators | 0.97 | cap | Victoria 115/33/13.8 kV | m:Q:bushv in Mvar | 8.7872 | ElmTr3
2031 | 2031_DzMN_GzMX_Dp00_Gp00 | A1-Pensilvania 33 kV | All generators | 0.98 | cap | Victoria 115/33/13.8 kV | m:Q:bushv in Mvar | 8.4172 | ElmTr3
2031 | 2031_DzMN_GzMX_Dp00_Gp00 | A1-Pensilvania 33 kV | All generators | 0.99 | cap | Victoria 115/33/13.8 kV | m:Q:bushv in Mvar | 7.973 | ElmTr3
2031 | 2031_DzMN_GzMX_Dp00_Gp00 | A1-Pensilvania 33 kV | All generators | 1 | cap | Victoria 115/33/13.8 kV | m:Q:bushv in Mvar | 7.0203 | ElmTr3
2031 | 2031_DzMN_GzMX_Dp00_Gp00 | A1-Pensilvania 33 kV | All generators | 0.9 | cap | Victoria 115/33/13.8 kV | m:cosphi:bushv | -0.86041 | ElmTr3
2031 | 2031_DzMN_GzMX_Dp00_Gp00 | A1-Pensilvania 33 kV | All generators | 0.91 | cap | Victoria 115/33/13.8 kV | m:cosphi:bushv | -0.86773 | ElmTr3
2031 | 2031_DzMN_GzMX_Dp00_Gp00 | A1-Pensilvania 33 kV | All generators | 0.92 | cap | Victoria 115/33/13.8 kV | m:cosphi:bushv | -0.8746 | ElmTr3
2031 | 2031_DzMN_GzMX_Dp00_Gp00 | A1-Pensilvania 33 kV | All generators | 0.93 | cap | Victoria 115/33/13.8 kV | m:cosphi:bushv | -0.88114 | ElmTr3
2031 | 2031_DzMN_GzMX_Dp00_Gp00 | A1-Pensilvania 33 kV | All generators | 0.94 | cap | Victoria 115/33/13.8 kV | m:cosphi:bushv | -0.88747 | ElmTr3
2031 | 2031_DzMN_GzMX_Dp00_Gp00 | A1-Pensilvania 33 kV | All generators | 0.95 | cap | Victoria 115/33/13.8 kV | m:cosphi:bushv | -0.89369 | ElmTr3
2031 | 2031_DzMN_GzMX_Dp00_Gp00 | A1-Pensilvania 33 kV | All generators | 0.96 | cap | Victoria 115/33/13.8 kV | m:cosphi:bushv | -0.89993 | ElmTr3
2031 | 2031_DzMN_GzMX_Dp00_Gp00 | A1-Pensilvania 33 kV | All generators | 0.97 | cap | Victoria 115/33/13.8 kV | m:cosphi:bushv | -0.90633 | ElmTr3
2031 | 2031_DzMN_GzMX_Dp00_Gp00 | A1-Pensilvania 33 kV | All generators | 0.98 | cap | Victoria 115/33/13.8 kV | m:cosphi:bushv | -0.91318 | ElmTr3
2031 | 2031_DzMN_GzMX_Dp00_Gp00 | A1-Pensilvania 33 kV | All generators | 0.99 | cap | Victoria 115/33/13.8 kV | m:cosphi:bushv | -0.92115 | ElmTr3
2031 | 2031_DzMN_GzMX_Dp00_Gp00 | A1-Pensilvania 33 kV | All generators | 1 | cap | Victoria 115/33/13.8 kV | m:cosphi:bushv | -0.93725 | ElmTr3
2031 | 2031_DzMN_GzMX_Dp00_Gp00 | A1-Pensilvania 33 kV | All generators | 0.9 | ind | Dorada - Magdalena 115 kV | m:P:bus1 in MW | 45.2157 | ElmLne
2031 | 2031_DzMN_GzMX_Dp00_Gp00 | A1-Pensilvania 33 kV | All generators | 0.91 | ind | Dorada - Magdalena 115 kV | m:P:bus1 in MW | 45.2098 | ElmLne
2031 | 2031_DzMN_GzMX_Dp00_Gp00 | A1-Pensilvania 33 kV | All generators | 0.92 | ind | Dorada - Magdalena 115 kV | m:P:bus1 in MW | 45.2035 | ElmLne
2031 | 2031_DzMN_GzMX_Dp00_Gp00 | A1-Pensilvania 33 kV | All generators | 0.93 | ind | Dorada - Magdalena 115 kV | m:P:bus1 in MW | 45.1968 | ElmLne
2031 | 2031_DzMN_GzMX_Dp00_Gp00 | A1-Pensilvania 33 kV | All generators | 0.94 | ind | Dorada - Magdalena 115 kV | m:P:bus1 in MW | 45.1896 | ElmLne
2031 | 2031_DzMN_GzMX_Dp00_Gp00 | A1-Pensilvania 33 kV | All generators | 0.95 | ind | Dorada - Magdalena 115 kV | m:P:bus1 in MW | 45.1817 | ElmLne
2031 | 2031_DzMN_GzMX_Dp00_Gp00 | A1-Pensilvania 33 kV | All generators | 0.96 | ind | Dorada - Magdalena 115 kV | m:P:bus1 in MW | 45.1728 | ElmLne
2031 | 2031_DzMN_GzMX_Dp00_Gp00 | A1-Pensilvania 33 kV | All generators | 0.97 | ind | Dorada - Magdalena 115 kV | m:P:bus1 in MW | 45.1626 | ElmLne
2031 | 2031_DzMN_GzMX_Dp00_Gp00 | A1-Pensilvania 33 kV | All generators | 0.98 | ind | Dorada - Magdalena 115 kV | m:P:bus1 in MW | 45.1503 | ElmLne
2031 | 2031_DzMN_GzMX_Dp00_Gp00 | A1-Pensilvania 33 kV | All generators | 0.99 | ind | Dorada - Magdalena 115 kV | m:P:bus1 in MW | 45.1338 | ElmLne
2031 | 2031_DzMN_GzMX_Dp00_Gp00 | A1-Pensilvania 33 kV | All generators | 1 | ind | Dorada - Magdalena 115 kV | m:P:bus1 in MW | 45.0902 | ElmLne
2031 | 2031_DzMN_GzMX_Dp00_Gp00 | A1-Pensilvania 33 kV | All generators | 0.9 | ind | Dorada - Magdalena 115 kV | m:P:bus2 in MW | -45.1114 | ElmLne
2031 | 2031_DzMN_GzMX_Dp00_Gp00 | A1-Pensilvania 33 kV | All generators | 0.91 | ind | Dorada - Magdalena 115 kV | m:P:bus2 in MW | -45.1055 | ElmLne
2031 | 2031_DzMN_GzMX_Dp00_Gp00 | A1-Pensilvania 33 kV | All generators | 0.92 | ind | Dorada - Magdalena 115 kV | m:P:bus2 in MW | -45.0992 | ElmLne
2031 | 2031_DzMN_GzMX_Dp00_Gp00 | A1-Pensilvania 33 kV | All generators | 0.93 | ind | Dorada - Magdalena 115 kV | m:P:bus2 in MW | -45.0925 | ElmLne
2031 | 2031_DzMN_GzMX_Dp00_Gp00 | A1-Pensilvania 33 kV | All generators | 0.94 | ind | Dorada - Magdalena 115 kV | m:P:bus2 in MW | -45.0853 | ElmLne
2031 | 2031_DzMN_GzMX_Dp00_Gp00 | A1-Pensilvania 33 kV | All generators | 0.95 | ind | Dorada - Magdalena 115 kV | m:P:bus2 in MW | -45.0774 | ElmLne
2031 | 2031_DzMN_GzMX_Dp00_Gp00 | A1-Pensilvania 33 kV | All generators | 0.96 | ind | Dorada - Magdalena 115 kV | m:P:bus2 in MW | -45.0685 | ElmLne
2031 | 2031_DzMN_GzMX_Dp00_Gp00 | A1-Pensilvania 33 kV | All generators | 0.97 | ind | Dorada - Magdalena 115 kV | m:P:bus2 in MW | -45.0584 | ElmLne
2031 | 2031_DzMN_GzMX_Dp00_Gp00 | A1-Pensilvania 33 kV | All generators | 0.98 | ind | Dorada - Magdalena 115 kV | m:P:bus2 in MW | -45.0461 | ElmLne
2031 | 2031_DzMN_GzMX_Dp00_Gp00 | A1-Pensilvania 33 kV | All generators | 0.99 | ind | Dorada - Magdalena 115 kV | m:P:bus2 in MW | -45.0295 | ElmLne
2031 | 2031_DzMN_GzMX_Dp00_Gp00 | A1-Pensilvania 33 kV | All generators | 1 | ind | Dorada - Magdalena 115 kV | m:P:bus2 in MW | -44.986 | ElmLne
2031 | 2031_DzMN_GzMX_Dp00_Gp00 | A1-Pensilvania 33 kV | All generators | 0.9 | ind | Dorada - Magdalena 115 kV | m:Q:bus1 in Mvar | -0.69459 | ElmLne
2031 | 2031_DzMN_GzMX_Dp00_Gp00 | A1-Pensilvania 33 kV | All generators | 0.91 | ind | Dorada - Magdalena 115 kV | m:Q:bus1 in Mvar | -0.71799 | ElmLne
2031 | 2031_DzMN_GzMX_Dp00_Gp00 | A1-Pensilvania 33 kV | All generators | 0.92 | ind | Dorada - Magdalena 115 kV | m:Q:bus1 in Mvar | -0.74245 | ElmLne
2031 | 2031_DzMN_GzMX_Dp00_Gp00 | A1-Pensilvania 33 kV | All generators | 0.93 | ind | Dorada - Magdalena 115 kV | m:Q:bus1 in Mvar | -0.7682 | ElmLne
2031 | 2031_DzMN_GzMX_Dp00_Gp00 | A1-Pensilvania 33 kV | All generators | 0.94 | ind | Dorada - Magdalena 115 kV | m:Q:bus1 in Mvar | -0.7956 | ElmLne
2031 | 2031_DzMN_GzMX_Dp00_Gp00 | A1-Pensilvania 33 kV | All generators | 0.95 | ind | Dorada - Magdalena 115 kV | m:Q:bus1 in Mvar | -0.82516 | ElmLne
2031 | 2031_DzMN_GzMX_Dp00_Gp00 | A1-Pensilvania 33 kV | All generators | 0.96 | ind | Dorada - Magdalena 115 kV | m:Q:bus1 in Mvar | -0.85766 | ElmLne
2031 | 2031_DzMN_GzMX_Dp00_Gp00 | A1-Pensilvania 33 kV | All generators | 0.97 | ind | Dorada - Magdalena 115 kV | m:Q:bus1 in Mvar | -0.89443 | ElmLne
2031 | 2031_DzMN_GzMX_Dp00_Gp00 | A1-Pensilvania 33 kV | All generators | 0.98 | ind | Dorada - Magdalena 115 kV | m:Q:bus1 in Mvar | -0.93805 | ElmLne
2031 | 2031_DzMN_GzMX_Dp00_Gp00 | A1-Pensilvania 33 kV | All generators | 0.99 | ind | Dorada - Magdalena 115 kV | m:Q:bus1 in Mvar | -0.99534 | ElmLne
2031 | 2031_DzMN_GzMX_Dp00_Gp00 | A1-Pensilvania 33 kV | All generators | 1 | ind | Dorada - Magdalena 115 kV | m:Q:bus1 in Mvar | -1.1393 | ElmLne
2031 | 2031_DzMN_GzMX_Dp00_Gp00 | A1-Pensilvania 33 kV | All generators | 0.9 | ind | Dorada - Magdalena 115 kV | m:Q:bus2 in Mvar | 0.84126 | ElmLne
2031 | 2031_DzMN_GzMX_Dp00_Gp00 | A1-Pensilvania 33 kV | All generators | 0.91 | ind | Dorada - Magdalena 115 kV | m:Q:bus2 in Mvar | 0.86475 | ElmLne
2031 | 2031_DzMN_GzMX_Dp00_Gp00 | A1-Pensilvania 33 kV | All generators | 0.92 | ind | Dorada - Magdalena 115 kV | m:Q:bus2 in Mvar | 0.88928 | ElmLne
2031 | 2031_DzMN_GzMX_Dp00_Gp00 | A1-Pensilvania 33 kV | All generators | 0.93 | ind | Dorada - Magdalena 115 kV | m:Q:bus2 in Mvar | 0.91513 | ElmLne
2031 | 2031_DzMN_GzMX_Dp00_Gp00 | A1-Pensilvania 33 kV | All generators | 0.94 | ind | Dorada - Magdalena 115 kV | m:Q:bus2 in Mvar | 0.94263 | ElmLne
2031 | 2031_DzMN_GzMX_Dp00_Gp00 | A1-Pensilvania 33 kV | All generators | 0.95 | ind | Dorada - Magdalena 115 kV | m:Q:bus2 in Mvar | 0.97229 | ElmLne
2031 | 2031_DzMN_GzMX_Dp00_Gp00 | A1-Pensilvania 33 kV | All generators | 0.96 | ind | Dorada - Magdalena 115 kV | m:Q:bus2 in Mvar | 1.0049 | ElmLne
2031 | 2031_DzMN_GzMX_Dp00_Gp00 | A1-Pensilvania 33 kV | All generators | 0.97 | ind | Dorada - Magdalena 115 kV | m:Q:bus2 in Mvar | 1.0418 | ElmLne
2031 | 2031_DzMN_GzMX_Dp00_Gp00 | A1-Pensilvania 33 kV | All generators | 0.98 | ind | Dorada - Magdalena 115 kV | m:Q:bus2 in Mvar | 1.0855 | ElmLne
2031 | 2031_DzMN_GzMX_Dp00_Gp00 | A1-Pensilvania 33 kV | All generators | 0.99 | ind | Dorada - Magdalena 115 kV | m:Q:bus2 in Mvar | 1.143 | ElmLne
2031 | 2031_DzMN_GzMX_Dp00_Gp00 | A1-Pensilvania 33 kV | All generators | 1 | ind | Dorada - Magdalena 115 kV | m:Q:bus2 in Mvar | 1.2873 | ElmLne
2031 | 2031_DzMN_GzMX_Dp00_Gp00 | A1-Pensilvania 33 kV | All generators | 0.9 | ind | Dorada - Magdalena 115 kV | m:cosphi:bus1 | 0.99988 | ElmLne
2031 | 2031_DzMN_GzMX_Dp00_Gp00 | A1-Pensilvania 33 kV | All generators | 0.91 | ind | Dorada - Magdalena 115 kV | m:cosphi:bus1 | 0.99987 | ElmLne
2031 | 2031_DzMN_GzMX_Dp00_Gp00 | A1-Pensilvania 33 kV | All generators | 0.92 | ind | Dorada - Magdalena 115 kV | m:cosphi:bus1 | 0.99987 | ElmLne
2031 | 2031_DzMN_GzMX_Dp00_Gp00 | A1-Pensilvania 33 kV | All generators | 0.93 | ind | Dorada - Magdalena 115 kV | m:cosphi:bus1 | 0.99986 | ElmLne
2031 | 2031_DzMN_GzMX_Dp00_Gp00 | A1-Pensilvania 33 kV | All generators | 0.94 | ind | Dorada - Magdalena 115 kV | m:cosphi:bus1 | 0.99985 | ElmLne
2031 | 2031_DzMN_GzMX_Dp00_Gp00 | A1-Pensilvania 33 kV | All generators | 0.95 | ind | Dorada - Magdalena 115 kV | m:cosphi:bus1 | 0.99983 | ElmLne
2031 | 2031_DzMN_GzMX_Dp00_Gp00 | A1-Pensilvania 33 kV | All generators | 0.96 | ind | Dorada - Magdalena 115 kV | m:cosphi:bus1 | 0.99982 | ElmLne
2031 | 2031_DzMN_GzMX_Dp00_Gp00 | A1-Pensilvania 33 kV | All generators | 0.97 | ind | Dorada - Magdalena 115 kV | m:cosphi:bus1 | 0.9998 | ElmLne
2031 | 2031_DzMN_GzMX_Dp00_Gp00 | A1-Pensilvania 33 kV | All generators | 0.98 | ind | Dorada - Magdalena 115 kV | m:cosphi:bus1 | 0.99978 | ElmLne
2031 | 2031_DzMN_GzMX_Dp00_Gp00 | A1-Pensilvania 33 kV | All generators | 0.99 | ind | Dorada - Magdalena 115 kV | m:cosphi:bus1 | 0.99976 | ElmLne
2031 | 2031_DzMN_GzMX_Dp00_Gp00 | A1-Pensilvania 33 kV | All generators | 1 | ind | Dorada - Magdalena 115 kV | m:cosphi:bus1 | 0.99968 | ElmLne
2031 | 2031_DzMN_GzMX_Dp00_Gp00 | A1-Pensilvania 33 kV | All generators | 0.9 | ind | Dorada - Magdalena 115 kV | m:cosphi:bus2 | -0.99983 | ElmLne
2031 | 2031_DzMN_GzMX_Dp00_Gp00 | A1-Pensilvania 33 kV | All generators | 0.91 | ind | Dorada - Magdalena 115 kV | m:cosphi:bus2 | -0.99982 | ElmLne
2031 | 2031_DzMN_GzMX_Dp00_Gp00 | A1-Pensilvania 33 kV | All generators | 0.92 | ind | Dorada - Magdalena 115 kV | m:cosphi:bus2 | -0.99981 | ElmLne
2031 | 2031_DzMN_GzMX_Dp00_Gp00 | A1-Pensilvania 33 kV | All generators | 0.93 | ind | Dorada - Magdalena 115 kV | m:cosphi:bus2 | -0.99979 | ElmLne
2031 | 2031_DzMN_GzMX_Dp00_Gp00 | A1-Pensilvania 33 kV | All generators | 0.94 | ind | Dorada - Magdalena 115 kV | m:cosphi:bus2 | -0.99978 | ElmLne
2031 | 2031_DzMN_GzMX_Dp00_Gp00 | A1-Pensilvania 33 kV | All generators | 0.95 | ind | Dorada - Magdalena 115 kV | m:cosphi:bus2 | -0.99977 | ElmLne
2031 | 2031_DzMN_GzMX_Dp00_Gp00 | A1-Pensilvania 33 kV | All generators | 0.96 | ind | Dorada - Magdalena 115 kV | m:cosphi:bus2 | -0.99975 | ElmLne
2031 | 2031_DzMN_GzMX_Dp00_Gp00 | A1-Pensilvania 33 kV | All generators | 0.97 | ind | Dorada - Magdalena 115 kV | m:cosphi:bus2 | -0.99973 | ElmLne
2031 | 2031_DzMN_GzMX_Dp00_Gp00 | A1-Pensilvania 33 kV | All generators | 0.98 | ind | Dorada - Magdalena 115 kV | m:cosphi:bus2 | -0.99971 | ElmLne
2031 | 2031_DzMN_GzMX_Dp00_Gp00 | A1-Pensilvania 33 kV | All generators | 0.99 | ind | Dorada - Magdalena 115 kV | m:cosphi:bus2 | -0.99968 | ElmLne
2031 | 2031_DzMN_GzMX_Dp00_Gp00 | A1-Pensilvania 33 kV | All generators | 1 | ind | Dorada - Magdalena 115 kV | m:cosphi:bus2 | -0.99959 | ElmLne
2031 | 2031_DzMN_GzMX_Dp00_Gp00 | A1-Pensilvania 33 kV | All generators | 0.9 | ind | Mariquita - Victoria 2 115 | m:P:bus1 in MW | 4.338 | ElmLne
2031 | 2031_DzMN_GzMX_Dp00_Gp00 | A1-Pensilvania 33 kV | All generators | 0.91 | ind | Mariquita - Victoria 2 115 | m:P:bus1 in MW | 4.3405 | ElmLne
2031 | 2031_DzMN_GzMX_Dp00_Gp00 | A1-Pensilvania 33 kV | All generators | 0.92 | ind | Mariquita - Victoria 2 115 | m:P:bus1 in MW | 4.3431 | ElmLne
2031 | 2031_DzMN_GzMX_Dp00_Gp00 | A1-Pensilvania 33 kV | All generators | 0.93 | ind | Mariquita - Victoria 2 115 | m:P:bus1 in MW | 4.3458 | ElmLne
2031 | 2031_DzMN_GzMX_Dp00_Gp00 | A1-Pensilvania 33 kV | All generators | 0.94 | ind | Mariquita - Victoria 2 115 | m:P:bus1 in MW | 4.3487 | ElmLne
2031 | 2031_DzMN_GzMX_Dp00_Gp00 | A1-Pensilvania 33 kV | All generators | 0.95 | ind | Mariquita - Victoria 2 115 | m:P:bus1 in MW | 4.3519 | ElmLne
2031 | 2031_DzMN_GzMX_Dp00_Gp00 | A1-Pensilvania 33 kV | All generators | 0.96 | ind | Mariquita - Victoria 2 115 | m:P:bus1 in MW | 4.3553 | ElmLne
2031 | 2031_DzMN_GzMX_Dp00_Gp00 | A1-Pensilvania 33 kV | All generators | 0.97 | ind | Mariquita - Victoria 2 115 | m:P:bus1 in MW | 4.3592 | ElmLne
2031 | 2031_DzMN_GzMX_Dp00_Gp00 | A1-Pensilvania 33 kV | All generators | 0.98 | ind | Mariquita - Victoria 2 115 | m:P:bus1 in MW | 4.3637 | ElmLne
2031 | 2031_DzMN_GzMX_Dp00_Gp00 | A1-Pensilvania 33 kV | All generators | 0.99 | ind | Mariquita - Victoria 2 115 | m:P:bus1 in MW | 4.3697 | ElmLne
2031 | 2031_DzMN_GzMX_Dp00_Gp00 | A1-Pensilvania 33 kV | All generators | 1 | ind | Mariquita - Victoria 2 115 | m:P:bus1 in MW | 4.3847 | ElmLne
2031 | 2031_DzMN_GzMX_Dp00_Gp00 | A1-Pensilvania 33 kV | All generators | 0.9 | ind | Mariquita - Victoria 2 115 | m:P:bus2 in MW | -4.3261 | ElmLne
2031 | 2031_DzMN_GzMX_Dp00_Gp00 | A1-Pensilvania 33 kV | All generators | 0.91 | ind | Mariquita - Victoria 2 115 | m:P:bus2 in MW | -4.3286 | ElmLne
2031 | 2031_DzMN_GzMX_Dp00_Gp00 | A1-Pensilvania 33 kV | All generators | 0.92 | ind | Mariquita - Victoria 2 115 | m:P:bus2 in MW | -4.3312 | ElmLne
2031 | 2031_DzMN_GzMX_Dp00_Gp00 | A1-Pensilvania 33 kV | All generators | 0.93 | ind | Mariquita - Victoria 2 115 | m:P:bus2 in MW | -4.3339 | ElmLne
2031 | 2031_DzMN_GzMX_Dp00_Gp00 | A1-Pensilvania 33 kV | All generators | 0.94 | ind | Mariquita - Victoria 2 115 | m:P:bus2 in MW | -4.3368 | ElmLne
2031 | 2031_DzMN_GzMX_Dp00_Gp00 | A1-Pensilvania 33 kV | All generators | 0.95 | ind | Mariquita - Victoria 2 115 | m:P:bus2 in MW | -4.3399 | ElmLne
2031 | 2031_DzMN_GzMX_Dp00_Gp00 | A1-Pensilvania 33 kV | All generators | 0.96 | ind | Mariquita - Victoria 2 115 | m:P:bus2 in MW | -4.3434 | ElmLne
2031 | 2031_DzMN_GzMX_Dp00_Gp00 | A1-Pensilvania 33 kV | All generators | 0.97 | ind | Mariquita - Victoria 2 115 | m:P:bus2 in MW | -4.3472 | ElmLne
2031 | 2031_DzMN_GzMX_Dp00_Gp00 | A1-Pensilvania 33 kV | All generators | 0.98 | ind | Mariquita - Victoria 2 115 | m:P:bus2 in MW | -4.3518 | ElmLne
2031 | 2031_DzMN_GzMX_Dp00_Gp00 | A1-Pensilvania 33 kV | All generators | 0.99 | ind | Mariquita - Victoria 2 115 | m:P:bus2 in MW | -4.3578 | ElmLne
2031 | 2031_DzMN_GzMX_Dp00_Gp00 | A1-Pensilvania 33 kV | All generators | 1 | ind | Mariquita - Victoria 2 115 | m:P:bus2 in MW | -4.3727 | ElmLne
2031 | 2031_DzMN_GzMX_Dp00_Gp00 | A1-Pensilvania 33 kV | All generators | 0.9 | ind | Mariquita - Victoria 2 115 | m:Q:bus1 in Mvar | -6.5589 | ElmLne
2031 | 2031_DzMN_GzMX_Dp00_Gp00 | A1-Pensilvania 33 kV | All generators | 0.91 | ind | Mariquita - Victoria 2 115 | m:Q:bus1 in Mvar | -6.5558 | ElmLne
2031 | 2031_DzMN_GzMX_Dp00_Gp00 | A1-Pensilvania 33 kV | All generators | 0.92 | ind | Mariquita - Victoria 2 115 | m:Q:bus1 in Mvar | -6.5526 | ElmLne
2031 | 2031_DzMN_GzMX_Dp00_Gp00 | A1-Pensilvania 33 kV | All generators | 0.93 | ind | Mariquita - Victoria 2 115 | m:Q:bus1 in Mvar | -6.5493 | ElmLne
2031 | 2031_DzMN_GzMX_Dp00_Gp00 | A1-Pensilvania 33 kV | All generators | 0.94 | ind | Mariquita - Victoria 2 115 | m:Q:bus1 in Mvar | -6.5457 | ElmLne
2031 | 2031_DzMN_GzMX_Dp00_Gp00 | A1-Pensilvania 33 kV | All generators | 0.95 | ind | Mariquita - Victoria 2 115 | m:Q:bus1 in Mvar | -6.5418 | ElmLne
2031 | 2031_DzMN_GzMX_Dp00_Gp00 | A1-Pensilvania 33 kV | All generators | 0.96 | ind | Mariquita - Victoria 2 115 | m:Q:bus1 in Mvar | -6.5375 | ElmLne
2031 | 2031_DzMN_GzMX_Dp00_Gp00 | A1-Pensilvania 33 kV | All generators | 0.97 | ind | Mariquita - Victoria 2 115 | m:Q:bus1 in Mvar | -6.5327 | ElmLne
2031 | 2031_DzMN_GzMX_Dp00_Gp00 | A1-Pensilvania 33 kV | All generators | 0.98 | ind | Mariquita - Victoria 2 115 | m:Q:bus1 in Mvar | -6.527 | ElmLne
2031 | 2031_DzMN_GzMX_Dp00_Gp00 | A1-Pensilvania 33 kV | All generators | 0.99 | ind | Mariquita - Victoria 2 115 | m:Q:bus1 in Mvar | -6.5195 | ElmLne
2031 | 2031_DzMN_GzMX_Dp00_Gp00 | A1-Pensilvania 33 kV | All generators | 1 | ind | Mariquita - Victoria 2 115 | m:Q:bus1 in Mvar | -6.5006 | ElmLne
2031 | 2031_DzMN_GzMX_Dp00_Gp00 | A1-Pensilvania 33 kV | All generators | 0.9 | ind | Mariquita - Victoria 2 115 | m:Q:bus2 in Mvar | 5.9185 | ElmLne
2031 | 2031_DzMN_GzMX_Dp00_Gp00 | A1-Pensilvania 33 kV | All generators | 0.91 | ind | Mariquita - Victoria 2 115 | m:Q:bus2 in Mvar | 5.9157 | ElmLne
2031 | 2031_DzMN_GzMX_Dp00_Gp00 | A1-Pensilvania 33 kV | All generators | 0.92 | ind | Mariquita - Victoria 2 115 | m:Q:bus2 in Mvar | 5.9127 | ElmLne
2031 | 2031_DzMN_GzMX_Dp00_Gp00 | A1-Pensilvania 33 kV | All generators | 0.93 | ind | Mariquita - Victoria 2 115 | m:Q:bus2 in Mvar | 5.9096 | ElmLne
2031 | 2031_DzMN_GzMX_Dp00_Gp00 | A1-Pensilvania 33 kV | All generators | 0.94 | ind | Mariquita - Victoria 2 115 | m:Q:bus2 in Mvar | 5.9063 | ElmLne
2031 | 2031_DzMN_GzMX_Dp00_Gp00 | A1-Pensilvania 33 kV | All generators | 0.95 | ind | Mariquita - Victoria 2 115 | m:Q:bus2 in Mvar | 5.9027 | ElmLne
2031 | 2031_DzMN_GzMX_Dp00_Gp00 | A1-Pensilvania 33 kV | All generators | 0.96 | ind | Mariquita - Victoria 2 115 | m:Q:bus2 in Mvar | 5.8988 | ElmLne
2031 | 2031_DzMN_GzMX_Dp00_Gp00 | A1-Pensilvania 33 kV | All generators | 0.97 | ind | Mariquita - Victoria 2 115 | m:Q:bus2 in Mvar | 5.8944 | ElmLne
2031 | 2031_DzMN_GzMX_Dp00_Gp00 | A1-Pensilvania 33 kV | All generators | 0.98 | ind | Mariquita - Victoria 2 115 | m:Q:bus2 in Mvar | 5.8891 | ElmLne
2031 | 2031_DzMN_GzMX_Dp00_Gp00 | A1-Pensilvania 33 kV | All generators | 0.99 | ind | Mariquita - Victoria 2 115 | m:Q:bus2 in Mvar | 5.8822 | ElmLne
2031 | 2031_DzMN_GzMX_Dp00_Gp00 | A1-Pensilvania 33 kV | All generators | 1 | ind | Mariquita - Victoria 2 115 | m:Q:bus2 in Mvar | 5.8648 | ElmLne
2031 | 2031_DzMN_GzMX_Dp00_Gp00 | A1-Pensilvania 33 kV | All generators | 0.9 | ind | Mariquita - Victoria 2 115 | m:cosphi:bus1 | 0.55165 | ElmLne
2031 | 2031_DzMN_GzMX_Dp00_Gp00 | A1-Pensilvania 33 kV | All generators | 0.91 | ind | Mariquita - Victoria 2 115 | m:cosphi:bus1 | 0.55205 | ElmLne
2031 | 2031_DzMN_GzMX_Dp00_Gp00 | A1-Pensilvania 33 kV | All generators | 0.92 | ind | Mariquita - Victoria 2 115 | m:cosphi:bus1 | 0.55247 | ElmLne
2031 | 2031_DzMN_GzMX_Dp00_Gp00 | A1-Pensilvania 33 kV | All generators | 0.93 | ind | Mariquita - Victoria 2 115 | m:cosphi:bus1 | 0.55291 | ElmLne
2031 | 2031_DzMN_GzMX_Dp00_Gp00 | A1-Pensilvania 33 kV | All generators | 0.94 | ind | Mariquita - Victoria 2 115 | m:cosphi:bus1 | 0.55338 | ElmLne
2031 | 2031_DzMN_GzMX_Dp00_Gp00 | A1-Pensilvania 33 kV | All generators | 0.95 | ind | Mariquita - Victoria 2 115 | m:cosphi:bus1 | 0.55388 | ElmLne
2031 | 2031_DzMN_GzMX_Dp00_Gp00 | A1-Pensilvania 33 kV | All generators | 0.96 | ind | Mariquita - Victoria 2 115 | m:cosphi:bus1 | 0.55443 | ElmLne
2031 | 2031_DzMN_GzMX_Dp00_Gp00 | A1-Pensilvania 33 kV | All generators | 0.97 | ind | Mariquita - Victoria 2 115 | m:cosphi:bus1 | 0.55506 | ElmLne
2031 | 2031_DzMN_GzMX_Dp00_Gp00 | A1-Pensilvania 33 kV | All generators | 0.98 | ind | Mariquita - Victoria 2 115 | m:cosphi:bus1 | 0.5558 | ElmLne
2031 | 2031_DzMN_GzMX_Dp00_Gp00 | A1-Pensilvania 33 kV | All generators | 0.99 | ind | Mariquita - Victoria 2 115 | m:cosphi:bus1 | 0.55677 | ElmLne
2031 | 2031_DzMN_GzMX_Dp00_Gp00 | A1-Pensilvania 33 kV | All generators | 1 | ind | Mariquita - Victoria 2 115 | m:cosphi:bus1 | 0.55919 | ElmLne
2031 | 2031_DzMN_GzMX_Dp00_Gp00 | A1-Pensilvania 33 kV | All generators | 0.9 | ind | Mariquita - Victoria 2 115 | m:cosphi:bus2 | -0.59011 | ElmLne
2031 | 2031_DzMN_GzMX_Dp00_Gp00 | A1-Pensilvania 33 kV | All generators | 0.91 | ind | Mariquita - Victoria 2 115 | m:cosphi:bus2 | -0.59052 | ElmLne
2031 | 2031_DzMN_GzMX_Dp00_Gp00 | A1-Pensilvania 33 kV | All generators | 0.92 | ind | Mariquita - Victoria 2 115 | m:cosphi:bus2 | -0.59094 | ElmLne
2031 | 2031_DzMN_GzMX_Dp00_Gp00 | A1-Pensilvania 33 kV | All generators | 0.93 | ind | Mariquita - Victoria 2 115 | m:cosphi:bus2 | -0.59138 | ElmLne
2031 | 2031_DzMN_GzMX_Dp00_Gp00 | A1-Pensilvania 33 kV | All generators | 0.94 | ind | Mariquita - Victoria 2 115 | m:cosphi:bus2 | -0.59186 | ElmLne
2031 | 2031_DzMN_GzMX_Dp00_Gp00 | A1-Pensilvania 33 kV | All generators | 0.95 | ind | Mariquita - Victoria 2 115 | m:cosphi:bus2 | -0.59236 | ElmLne
2031 | 2031_DzMN_GzMX_Dp00_Gp00 | A1-Pensilvania 33 kV | All generators | 0.96 | ind | Mariquita - Victoria 2 115 | m:cosphi:bus2 | -0.59292 | ElmLne
2031 | 2031_DzMN_GzMX_Dp00_Gp00 | A1-Pensilvania 33 kV | All generators | 0.97 | ind | Mariquita - Victoria 2 115 | m:cosphi:bus2 | -0.59356 | ElmLne
2031 | 2031_DzMN_GzMX_Dp00_Gp00 | A1-Pensilvania 33 kV | All generators | 0.98 | ind | Mariquita - Victoria 2 115 | m:cosphi:bus2 | -0.5943 | ElmLne
2031 | 2031_DzMN_GzMX_Dp00_Gp00 | A1-Pensilvania 33 kV | All generators | 0.99 | ind | Mariquita - Victoria 2 115 | m:cosphi:bus2 | -0.59528 | ElmLne
2031 | 2031_DzMN_GzMX_Dp00_Gp00 | A1-Pensilvania 33 kV | All generators | 1 | ind | Mariquita - Victoria 2 115 | m:cosphi:bus2 | -0.59773 | ElmLne
2031 | 2031_DzMN_GzMX_Dp00_Gp00 | A1-Pensilvania 33 kV | All generators | 0.9 | ind | Dorada 115/33/13.8 kV | m:P:bushv in MW | -8.4605 | ElmTr3
2031 | 2031_DzMN_GzMX_Dp00_Gp00 | A1-Pensilvania 33 kV | All generators | 0.91 | ind | Dorada 115/33/13.8 kV | m:P:bushv in MW | -8.4628 | ElmTr3
2031 | 2031_DzMN_GzMX_Dp00_Gp00 | A1-Pensilvania 33 kV | All generators | 0.92 | ind | Dorada 115/33/13.8 kV | m:P:bushv in MW | -8.465 | ElmTr3
2031 | 2031_DzMN_GzMX_Dp00_Gp00 | A1-Pensilvania 33 kV | All generators | 0.93 | ind | Dorada 115/33/13.8 kV | m:P:bushv in MW | -8.4672 | ElmTr3
2031 | 2031_DzMN_GzMX_Dp00_Gp00 | A1-Pensilvania 33 kV | All generators | 0.94 | ind | Dorada 115/33/13.8 kV | m:P:bushv in MW | -8.4693 | ElmTr3
2031 | 2031_DzMN_GzMX_Dp00_Gp00 | A1-Pensilvania 33 kV | All generators | 0.95 | ind | Dorada 115/33/13.8 kV | m:P:bushv in MW | -8.4714 | ElmTr3
2031 | 2031_DzMN_GzMX_Dp00_Gp00 | A1-Pensilvania 33 kV | All generators | 0.96 | ind | Dorada 115/33/13.8 kV | m:P:bushv in MW | -8.4735 | ElmTr3
2031 | 2031_DzMN_GzMX_Dp00_Gp00 | A1-Pensilvania 33 kV | All generators | 0.97 | ind | Dorada 115/33/13.8 kV | m:P:bushv in MW | -8.4755 | ElmTr3
2031 | 2031_DzMN_GzMX_Dp00_Gp00 | A1-Pensilvania 33 kV | All generators | 0.98 | ind | Dorada 115/33/13.8 kV | m:P:bushv in MW | -8.4774 | ElmTr3
2031 | 2031_DzMN_GzMX_Dp00_Gp00 | A1-Pensilvania 33 kV | All generators | 0.99 | ind | Dorada 115/33/13.8 kV | m:P:bushv in MW | -8.4792 | ElmTr3
2031 | 2031_DzMN_GzMX_Dp00_Gp00 | A1-Pensilvania 33 kV | All generators | 1 | ind | Dorada 115/33/13.8 kV | m:P:bushv in MW | -8.4802 | ElmTr3
2031 | 2031_DzMN_GzMX_Dp00_Gp00 | A1-Pensilvania 33 kV | All generators | 0.9 | ind | Dorada 115/33/13.8 kV | m:Q:bushv in Mvar | 3.2802 | ElmTr3
2031 | 2031_DzMN_GzMX_Dp00_Gp00 | A1-Pensilvania 33 kV | All generators | 0.91 | ind | Dorada 115/33/13.8 kV | m:Q:bushv in Mvar | 3.32 | ElmTr3
2031 | 2031_DzMN_GzMX_Dp00_Gp00 | A1-Pensilvania 33 kV | All generators | 0.92 | ind | Dorada 115/33/13.8 kV | m:Q:bushv in Mvar | 3.3617 | ElmTr3
2031 | 2031_DzMN_GzMX_Dp00_Gp00 | A1-Pensilvania 33 kV | All generators | 0.93 | ind | Dorada 115/33/13.8 kV | m:Q:bushv in Mvar | 3.4055 | ElmTr3
2031 | 2031_DzMN_GzMX_Dp00_Gp00 | A1-Pensilvania 33 kV | All generators | 0.94 | ind | Dorada 115/33/13.8 kV | m:Q:bushv in Mvar | 3.4522 | ElmTr3
2031 | 2031_DzMN_GzMX_Dp00_Gp00 | A1-Pensilvania 33 kV | All generators | 0.95 | ind | Dorada 115/33/13.8 kV | m:Q:bushv in Mvar | 3.5025 | ElmTr3
2031 | 2031_DzMN_GzMX_Dp00_Gp00 | A1-Pensilvania 33 kV | All generators | 0.96 | ind | Dorada 115/33/13.8 kV | m:Q:bushv in Mvar | 3.5579 | ElmTr3
2031 | 2031_DzMN_GzMX_Dp00_Gp00 | A1-Pensilvania 33 kV | All generators | 0.97 | ind | Dorada 115/33/13.8 kV | m:Q:bushv in Mvar | 3.6206 | ElmTr3
2031 | 2031_DzMN_GzMX_Dp00_Gp00 | A1-Pensilvania 33 kV | All generators | 0.98 | ind | Dorada 115/33/13.8 kV | m:Q:bushv in Mvar | 3.695 | ElmTr3
2031 | 2031_DzMN_GzMX_Dp00_Gp00 | A1-Pensilvania 33 kV | All generators | 0.99 | ind | Dorada 115/33/13.8 kV | m:Q:bushv in Mvar | 3.7927 | ElmTr3
2031 | 2031_DzMN_GzMX_Dp00_Gp00 | A1-Pensilvania 33 kV | All generators | 1 | ind | Dorada 115/33/13.8 kV | m:Q:bushv in Mvar | 4.0384 | ElmTr3
2031 | 2031_DzMN_GzMX_Dp00_Gp00 | A1-Pensilvania 33 kV | All generators | 0.9 | ind | Dorada 115/33/13.8 kV | m:cosphi:bushv | -0.93238 | ElmTr3
2031 | 2031_DzMN_GzMX_Dp00_Gp00 | A1-Pensilvania 33 kV | All generators | 0.91 | ind | Dorada 115/33/13.8 kV | m:cosphi:bushv | -0.93093 | ElmTr3
2031 | 2031_DzMN_GzMX_Dp00_Gp00 | A1-Pensilvania 33 kV | All generators | 0.92 | ind | Dorada 115/33/13.8 kV | m:cosphi:bushv | -0.9294 | ElmTr3
2031 | 2031_DzMN_GzMX_Dp00_Gp00 | A1-Pensilvania 33 kV | All generators | 0.93 | ind | Dorada 115/33/13.8 kV | m:cosphi:bushv | -0.92777 | ElmTr3
2031 | 2031_DzMN_GzMX_Dp00_Gp00 | A1-Pensilvania 33 kV | All generators | 0.94 | ind | Dorada 115/33/13.8 kV | m:cosphi:bushv | -0.92603 | ElmTr3
2031 | 2031_DzMN_GzMX_Dp00_Gp00 | A1-Pensilvania 33 kV | All generators | 0.95 | ind | Dorada 115/33/13.8 kV | m:cosphi:bushv | -0.92413 | ElmTr3
2031 | 2031_DzMN_GzMX_Dp00_Gp00 | A1-Pensilvania 33 kV | All generators | 0.96 | ind | Dorada 115/33/13.8 kV | m:cosphi:bushv | -0.92202 | ElmTr3
2031 | 2031_DzMN_GzMX_Dp00_Gp00 | A1-Pensilvania 33 kV | All generators | 0.97 | ind | Dorada 115/33/13.8 kV | m:cosphi:bushv | -0.91961 | ElmTr3
2031 | 2031_DzMN_GzMX_Dp00_Gp00 | A1-Pensilvania 33 kV | All generators | 0.98 | ind | Dorada 115/33/13.8 kV | m:cosphi:bushv | -0.91671 | ElmTr3
2031 | 2031_DzMN_GzMX_Dp00_Gp00 | A1-Pensilvania 33 kV | All generators | 0.99 | ind | Dorada 115/33/13.8 kV | m:cosphi:bushv | -0.91284 | ElmTr3
2031 | 2031_DzMN_GzMX_Dp00_Gp00 | A1-Pensilvania 33 kV | All generators | 1 | ind | Dorada 115/33/13.8 kV | m:cosphi:bushv | -0.90285 | ElmTr3
2031 | 2031_DzMN_GzMX_Dp00_Gp00 | A1-Pensilvania 33 kV | All generators | 0.9 | ind | Manzanares 115/33/13.8 kV | m:P:bushv in MW | -24.3196 | ElmTr3
2031 | 2031_DzMN_GzMX_Dp00_Gp00 | A1-Pensilvania 33 kV | All generators | 0.91 | ind | Manzanares 115/33/13.8 kV | m:P:bushv in MW | -24.3119 | ElmTr3
2031 | 2031_DzMN_GzMX_Dp00_Gp00 | A1-Pensilvania 33 kV | All generators | 0.92 | ind | Manzanares 115/33/13.8 kV | m:P:bushv in MW | -24.3029 | ElmTr3
2031 | 2031_DzMN_GzMX_Dp00_Gp00 | A1-Pensilvania 33 kV | All generators | 0.93 | ind | Manzanares 115/33/13.8 kV | m:P:bushv in MW | -24.2923 | ElmTr3
2031 | 2031_DzMN_GzMX_Dp00_Gp00 | A1-Pensilvania 33 kV | All generators | 0.94 | ind | Manzanares 115/33/13.8 kV | m:P:bushv in MW | -24.2798 | ElmTr3
2031 | 2031_DzMN_GzMX_Dp00_Gp00 | A1-Pensilvania 33 kV | All generators | 0.95 | ind | Manzanares 115/33/13.8 kV | m:P:bushv in MW | -24.2648 | ElmTr3
2031 | 2031_DzMN_GzMX_Dp00_Gp00 | A1-Pensilvania 33 kV | All generators | 0.96 | ind | Manzanares 115/33/13.8 kV | m:P:bushv in MW | -24.2466 | ElmTr3
2031 | 2031_DzMN_GzMX_Dp00_Gp00 | A1-Pensilvania 33 kV | All generators | 0.97 | ind | Manzanares 115/33/13.8 kV | m:P:bushv in MW | -24.2239 | ElmTr3
2031 | 2031_DzMN_GzMX_Dp00_Gp00 | A1-Pensilvania 33 kV | All generators | 0.98 | ind | Manzanares 115/33/13.8 kV | m:P:bushv in MW | -24.1938 | ElmTr3
2031 | 2031_DzMN_GzMX_Dp00_Gp00 | A1-Pensilvania 33 kV | All generators | 0.99 | ind | Manzanares 115/33/13.8 kV | m:P:bushv in MW | -24.1494 | ElmTr3
2031 | 2031_DzMN_GzMX_Dp00_Gp00 | A1-Pensilvania 33 kV | All generators | 1 | ind | Manzanares 115/33/13.8 kV | m:P:bushv in MW | -24.0129 | ElmTr3
2031 | 2031_DzMN_GzMX_Dp00_Gp00 | A1-Pensilvania 33 kV | All generators | 0.9 | ind | Manzanares 115/33/13.8 kV | m:Q:bushv in Mvar | 3.101 | ElmTr3
2031 | 2031_DzMN_GzMX_Dp00_Gp00 | A1-Pensilvania 33 kV | All generators | 0.91 | ind | Manzanares 115/33/13.8 kV | m:Q:bushv in Mvar | 3.3248 | ElmTr3
2031 | 2031_DzMN_GzMX_Dp00_Gp00 | A1-Pensilvania 33 kV | All generators | 0.92 | ind | Manzanares 115/33/13.8 kV | m:Q:bushv in Mvar | 3.5586 | ElmTr3
2031 | 2031_DzMN_GzMX_Dp00_Gp00 | A1-Pensilvania 33 kV | All generators | 0.93 | ind | Manzanares 115/33/13.8 kV | m:Q:bushv in Mvar | 3.8046 | ElmTr3
2031 | 2031_DzMN_GzMX_Dp00_Gp00 | A1-Pensilvania 33 kV | All generators | 0.94 | ind | Manzanares 115/33/13.8 kV | m:Q:bushv in Mvar | 4.0663 | ElmTr3
2031 | 2031_DzMN_GzMX_Dp00_Gp00 | A1-Pensilvania 33 kV | All generators | 0.95 | ind | Manzanares 115/33/13.8 kV | m:Q:bushv in Mvar | 4.3484 | ElmTr3
2031 | 2031_DzMN_GzMX_Dp00_Gp00 | A1-Pensilvania 33 kV | All generators | 0.96 | ind | Manzanares 115/33/13.8 kV | m:Q:bushv in Mvar | 4.6584 | ElmTr3
2031 | 2031_DzMN_GzMX_Dp00_Gp00 | A1-Pensilvania 33 kV | All generators | 0.97 | ind | Manzanares 115/33/13.8 kV | m:Q:bushv in Mvar | 5.0087 | ElmTr3
2031 | 2031_DzMN_GzMX_Dp00_Gp00 | A1-Pensilvania 33 kV | All generators | 0.98 | ind | Manzanares 115/33/13.8 kV | m:Q:bushv in Mvar | 5.424 | ElmTr3
2031 | 2031_DzMN_GzMX_Dp00_Gp00 | A1-Pensilvania 33 kV | All generators | 0.99 | ind | Manzanares 115/33/13.8 kV | m:Q:bushv in Mvar | 5.9688 | ElmTr3
2031 | 2031_DzMN_GzMX_Dp00_Gp00 | A1-Pensilvania 33 kV | All generators | 1 | ind | Manzanares 115/33/13.8 kV | m:Q:bushv in Mvar | 7.3328 | ElmTr3
2031 | 2031_DzMN_GzMX_Dp00_Gp00 | A1-Pensilvania 33 kV | All generators | 0.9 | ind | Manzanares 115/33/13.8 kV | m:cosphi:bushv | -0.99197 | ElmTr3
2031 | 2031_DzMN_GzMX_Dp00_Gp00 | A1-Pensilvania 33 kV | All generators | 0.91 | ind | Manzanares 115/33/13.8 kV | m:cosphi:bushv | -0.99078 | ElmTr3
2031 | 2031_DzMN_GzMX_Dp00_Gp00 | A1-Pensilvania 33 kV | All generators | 0.92 | ind | Manzanares 115/33/13.8 kV | m:cosphi:bushv | -0.98945 | ElmTr3
2031 | 2031_DzMN_GzMX_Dp00_Gp00 | A1-Pensilvania 33 kV | All generators | 0.93 | ind | Manzanares 115/33/13.8 kV | m:cosphi:bushv | -0.98796 | ElmTr3
2031 | 2031_DzMN_GzMX_Dp00_Gp00 | A1-Pensilvania 33 kV | All generators | 0.94 | ind | Manzanares 115/33/13.8 kV | m:cosphi:bushv | -0.98626 | ElmTr3
2031 | 2031_DzMN_GzMX_Dp00_Gp00 | A1-Pensilvania 33 kV | All generators | 0.95 | ind | Manzanares 115/33/13.8 kV | m:cosphi:bushv | -0.98432 | ElmTr3
2031 | 2031_DzMN_GzMX_Dp00_Gp00 | A1-Pensilvania 33 kV | All generators | 0.96 | ind | Manzanares 115/33/13.8 kV | m:cosphi:bushv | -0.98204 | ElmTr3
2031 | 2031_DzMN_GzMX_Dp00_Gp00 | A1-Pensilvania 33 kV | All generators | 0.97 | ind | Manzanares 115/33/13.8 kV | m:cosphi:bushv | -0.97929 | ElmTr3
2031 | 2031_DzMN_GzMX_Dp00_Gp00 | A1-Pensilvania 33 kV | All generators | 0.98 | ind | Manzanares 115/33/13.8 kV | m:cosphi:bushv | -0.97578 | ElmTr3
2031 | 2031_DzMN_GzMX_Dp00_Gp00 | A1-Pensilvania 33 kV | All generators | 0.99 | ind | Manzanares 115/33/13.8 kV | m:cosphi:bushv | -0.97079 | ElmTr3
2031 | 2031_DzMN_GzMX_Dp00_Gp00 | A1-Pensilvania 33 kV | All generators | 1 | ind | Manzanares 115/33/13.8 kV | m:cosphi:bushv | -0.9564 | ElmTr3
2031 | 2031_DzMN_GzMX_Dp00_Gp00 | A1-Pensilvania 33 kV | All generators | 0.9 | ind | Purnio 230/115 | m:P:bushv in MW | -8.4085 | ElmTr3
2031 | 2031_DzMN_GzMX_Dp00_Gp00 | A1-Pensilvania 33 kV | All generators | 0.91 | ind | Purnio 230/115 | m:P:bushv in MW | -8.4119 | ElmTr3
2031 | 2031_DzMN_GzMX_Dp00_Gp00 | A1-Pensilvania 33 kV | All generators | 0.92 | ind | Purnio 230/115 | m:P:bushv in MW | -8.4152 | ElmTr3
2031 | 2031_DzMN_GzMX_Dp00_Gp00 | A1-Pensilvania 33 kV | All generators | 0.93 | ind | Purnio 230/115 | m:P:bushv in MW | -8.4182 | ElmTr3
2031 | 2031_DzMN_GzMX_Dp00_Gp00 | A1-Pensilvania 33 kV | All generators | 0.94 | ind | Purnio 230/115 | m:P:bushv in MW | -8.421 | ElmTr3
2031 | 2031_DzMN_GzMX_Dp00_Gp00 | A1-Pensilvania 33 kV | All generators | 0.95 | ind | Purnio 230/115 | m:P:bushv in MW | -8.4234 | ElmTr3
2031 | 2031_DzMN_GzMX_Dp00_Gp00 | A1-Pensilvania 33 kV | All generators | 0.96 | ind | Purnio 230/115 | m:P:bushv in MW | -8.4255 | ElmTr3
2031 | 2031_DzMN_GzMX_Dp00_Gp00 | A1-Pensilvania 33 kV | All generators | 0.97 | ind | Purnio 230/115 | m:P:bushv in MW | -8.4271 | ElmTr3
2031 | 2031_DzMN_GzMX_Dp00_Gp00 | A1-Pensilvania 33 kV | All generators | 0.98 | ind | Purnio 230/115 | m:P:bushv in MW | -8.4279 | ElmTr3
2031 | 2031_DzMN_GzMX_Dp00_Gp00 | A1-Pensilvania 33 kV | All generators | 0.99 | ind | Purnio 230/115 | m:P:bushv in MW | -8.4271 | ElmTr3
2031 | 2031_DzMN_GzMX_Dp00_Gp00 | A1-Pensilvania 33 kV | All generators | 1 | ind | Purnio 230/115 | m:P:bushv in MW | -8.4162 | ElmTr3
2031 | 2031_DzMN_GzMX_Dp00_Gp00 | A1-Pensilvania 33 kV | All generators | 0.9 | ind | Purnio 230/115 | m:Q:bushv in Mvar | -3.4926 | ElmTr3
2031 | 2031_DzMN_GzMX_Dp00_Gp00 | A1-Pensilvania 33 kV | All generators | 0.91 | ind | Purnio 230/115 | m:Q:bushv in Mvar | -3.4099 | ElmTr3
2031 | 2031_DzMN_GzMX_Dp00_Gp00 | A1-Pensilvania 33 kV | All generators | 0.92 | ind | Purnio 230/115 | m:Q:bushv in Mvar | -3.3235 | ElmTr3
2031 | 2031_DzMN_GzMX_Dp00_Gp00 | A1-Pensilvania 33 kV | All generators | 0.93 | ind | Purnio 230/115 | m:Q:bushv in Mvar | -3.2325 | ElmTr3
2031 | 2031_DzMN_GzMX_Dp00_Gp00 | A1-Pensilvania 33 kV | All generators | 0.94 | ind | Purnio 230/115 | m:Q:bushv in Mvar | -3.1357 | ElmTr3
2031 | 2031_DzMN_GzMX_Dp00_Gp00 | A1-Pensilvania 33 kV | All generators | 0.95 | ind | Purnio 230/115 | m:Q:bushv in Mvar | -3.0312 | ElmTr3
2031 | 2031_DzMN_GzMX_Dp00_Gp00 | A1-Pensilvania 33 kV | All generators | 0.96 | ind | Purnio 230/115 | m:Q:bushv in Mvar | -2.9164 | ElmTr3
2031 | 2031_DzMN_GzMX_Dp00_Gp00 | A1-Pensilvania 33 kV | All generators | 0.97 | ind | Purnio 230/115 | m:Q:bushv in Mvar | -2.7866 | ElmTr3
2031 | 2031_DzMN_GzMX_Dp00_Gp00 | A1-Pensilvania 33 kV | All generators | 0.98 | ind | Purnio 230/115 | m:Q:bushv in Mvar | -2.6325 | ElmTr3
2031 | 2031_DzMN_GzMX_Dp00_Gp00 | A1-Pensilvania 33 kV | All generators | 0.99 | ind | Purnio 230/115 | m:Q:bushv in Mvar | -2.4302 | ElmTr3
2031 | 2031_DzMN_GzMX_Dp00_Gp00 | A1-Pensilvania 33 kV | All generators | 1 | ind | Purnio 230/115 | m:Q:bushv in Mvar | -1.9219 | ElmTr3
2031 | 2031_DzMN_GzMX_Dp00_Gp00 | A1-Pensilvania 33 kV | All generators | 0.9 | ind | Purnio 230/115 | m:cosphi:bushv | -0.9235 | ElmTr3
2031 | 2031_DzMN_GzMX_Dp00_Gp00 | A1-Pensilvania 33 kV | All generators | 0.91 | ind | Purnio 230/115 | m:cosphi:bushv | -0.92675 | ElmTr3
2031 | 2031_DzMN_GzMX_Dp00_Gp00 | A1-Pensilvania 33 kV | All generators | 0.92 | ind | Purnio 230/115 | m:cosphi:bushv | -0.93009 | ElmTr3
2031 | 2031_DzMN_GzMX_Dp00_Gp00 | A1-Pensilvania 33 kV | All generators | 0.93 | ind | Purnio 230/115 | m:cosphi:bushv | -0.93354 | ElmTr3
2031 | 2031_DzMN_GzMX_Dp00_Gp00 | A1-Pensilvania 33 kV | All generators | 0.94 | ind | Purnio 230/115 | m:cosphi:bushv | -0.93714 | ElmTr3
2031 | 2031_DzMN_GzMX_Dp00_Gp00 | A1-Pensilvania 33 kV | All generators | 0.95 | ind | Purnio 230/115 | m:cosphi:bushv | -0.94093 | ElmTr3
2031 | 2031_DzMN_GzMX_Dp00_Gp00 | A1-Pensilvania 33 kV | All generators | 0.96 | ind | Purnio 230/115 | m:cosphi:bushv | -0.94499 | ElmTr3
2031 | 2031_DzMN_GzMX_Dp00_Gp00 | A1-Pensilvania 33 kV | All generators | 0.97 | ind | Purnio 230/115 | m:cosphi:bushv | -0.94944 | ElmTr3
2031 | 2031_DzMN_GzMX_Dp00_Gp00 | A1-Pensilvania 33 kV | All generators | 0.98 | ind | Purnio 230/115 | m:cosphi:bushv | -0.95452 | ElmTr3
2031 | 2031_DzMN_GzMX_Dp00_Gp00 | A1-Pensilvania 33 kV | All generators | 0.99 | ind | Purnio 230/115 | m:cosphi:bushv | -0.96085 | ElmTr3
2031 | 2031_DzMN_GzMX_Dp00_Gp00 | A1-Pensilvania 33 kV | All generators | 1 | ind | Purnio 230/115 | m:cosphi:bushv | -0.9749 | ElmTr3
2031 | 2031_DzMN_GzMX_Dp00_Gp00 | A1-Pensilvania 33 kV | All generators | 0.9 | ind | Victoria 115/33/13.8 kV | m:P:bushv in MW | -18.7383 | ElmTr3
2031 | 2031_DzMN_GzMX_Dp00_Gp00 | A1-Pensilvania 33 kV | All generators | 0.91 | ind | Victoria 115/33/13.8 kV | m:P:bushv in MW | -18.7504 | ElmTr3
2031 | 2031_DzMN_GzMX_Dp00_Gp00 | A1-Pensilvania 33 kV | All generators | 0.92 | ind | Victoria 115/33/13.8 kV | m:P:bushv in MW | -18.7625 | ElmTr3
2031 | 2031_DzMN_GzMX_Dp00_Gp00 | A1-Pensilvania 33 kV | All generators | 0.93 | ind | Victoria 115/33/13.8 kV | m:P:bushv in MW | -18.7746 | ElmTr3
2031 | 2031_DzMN_GzMX_Dp00_Gp00 | A1-Pensilvania 33 kV | All generators | 0.94 | ind | Victoria 115/33/13.8 kV | m:P:bushv in MW | -18.7867 | ElmTr3
2031 | 2031_DzMN_GzMX_Dp00_Gp00 | A1-Pensilvania 33 kV | All generators | 0.95 | ind | Victoria 115/33/13.8 kV | m:P:bushv in MW | -18.7989 | ElmTr3
2031 | 2031_DzMN_GzMX_Dp00_Gp00 | A1-Pensilvania 33 kV | All generators | 0.96 | ind | Victoria 115/33/13.8 kV | m:P:bushv in MW | -18.8113 | ElmTr3
2031 | 2031_DzMN_GzMX_Dp00_Gp00 | A1-Pensilvania 33 kV | All generators | 0.97 | ind | Victoria 115/33/13.8 kV | m:P:bushv in MW | -18.8239 | ElmTr3
2031 | 2031_DzMN_GzMX_Dp00_Gp00 | A1-Pensilvania 33 kV | All generators | 0.98 | ind | Victoria 115/33/13.8 kV | m:P:bushv in MW | -18.8371 | ElmTr3
2031 | 2031_DzMN_GzMX_Dp00_Gp00 | A1-Pensilvania 33 kV | All generators | 0.99 | ind | Victoria 115/33/13.8 kV | m:P:bushv in MW | -18.8515 | ElmTr3
2031 | 2031_DzMN_GzMX_Dp00_Gp00 | A1-Pensilvania 33 kV | All generators | 1 | ind | Victoria 115/33/13.8 kV | m:P:bushv in MW | -18.8725 | ElmTr3
2031 | 2031_DzMN_GzMX_Dp00_Gp00 | A1-Pensilvania 33 kV | All generators | 0.9 | ind | Victoria 115/33/13.8 kV | m:Q:bushv in Mvar | 4.3758 | ElmTr3
2031 | 2031_DzMN_GzMX_Dp00_Gp00 | A1-Pensilvania 33 kV | All generators | 0.91 | ind | Victoria 115/33/13.8 kV | m:Q:bushv in Mvar | 4.515 | ElmTr3
2031 | 2031_DzMN_GzMX_Dp00_Gp00 | A1-Pensilvania 33 kV | All generators | 0.92 | ind | Victoria 115/33/13.8 kV | m:Q:bushv in Mvar | 4.6604 | ElmTr3
2031 | 2031_DzMN_GzMX_Dp00_Gp00 | A1-Pensilvania 33 kV | All generators | 0.93 | ind | Victoria 115/33/13.8 kV | m:Q:bushv in Mvar | 4.8136 | ElmTr3
2031 | 2031_DzMN_GzMX_Dp00_Gp00 | A1-Pensilvania 33 kV | All generators | 0.94 | ind | Victoria 115/33/13.8 kV | m:Q:bushv in Mvar | 4.9765 | ElmTr3
2031 | 2031_DzMN_GzMX_Dp00_Gp00 | A1-Pensilvania 33 kV | All generators | 0.95 | ind | Victoria 115/33/13.8 kV | m:Q:bushv in Mvar | 5.1524 | ElmTr3
2031 | 2031_DzMN_GzMX_Dp00_Gp00 | A1-Pensilvania 33 kV | All generators | 0.96 | ind | Victoria 115/33/13.8 kV | m:Q:bushv in Mvar | 5.3457 | ElmTr3
2031 | 2031_DzMN_GzMX_Dp00_Gp00 | A1-Pensilvania 33 kV | All generators | 0.97 | ind | Victoria 115/33/13.8 kV | m:Q:bushv in Mvar | 5.5644 | ElmTr3
2031 | 2031_DzMN_GzMX_Dp00_Gp00 | A1-Pensilvania 33 kV | All generators | 0.98 | ind | Victoria 115/33/13.8 kV | m:Q:bushv in Mvar | 5.8239 | ElmTr3
2031 | 2031_DzMN_GzMX_Dp00_Gp00 | A1-Pensilvania 33 kV | All generators | 0.99 | ind | Victoria 115/33/13.8 kV | m:Q:bushv in Mvar | 6.1647 | ElmTr3
2031 | 2031_DzMN_GzMX_Dp00_Gp00 | A1-Pensilvania 33 kV | All generators | 1 | ind | Victoria 115/33/13.8 kV | m:Q:bushv in Mvar | 7.0203 | ElmTr3
2031 | 2031_DzMN_GzMX_Dp00_Gp00 | A1-Pensilvania 33 kV | All generators | 0.9 | ind | Victoria 115/33/13.8 kV | m:cosphi:bushv | -0.9738 | ElmTr3
2031 | 2031_DzMN_GzMX_Dp00_Gp00 | A1-Pensilvania 33 kV | All generators | 0.91 | ind | Victoria 115/33/13.8 kV | m:cosphi:bushv | -0.97221 | ElmTr3
2031 | 2031_DzMN_GzMX_Dp00_Gp00 | A1-Pensilvania 33 kV | All generators | 0.92 | ind | Victoria 115/33/13.8 kV | m:cosphi:bushv | -0.97051 | ElmTr3
2031 | 2031_DzMN_GzMX_Dp00_Gp00 | A1-Pensilvania 33 kV | All generators | 0.93 | ind | Victoria 115/33/13.8 kV | m:cosphi:bushv | -0.96867 | ElmTr3
2031 | 2031_DzMN_GzMX_Dp00_Gp00 | A1-Pensilvania 33 kV | All generators | 0.94 | ind | Victoria 115/33/13.8 kV | m:cosphi:bushv | -0.96666 | ElmTr3
2031 | 2031_DzMN_GzMX_Dp00_Gp00 | A1-Pensilvania 33 kV | All generators | 0.95 | ind | Victoria 115/33/13.8 kV | m:cosphi:bushv | -0.96443 | ElmTr3
2031 | 2031_DzMN_GzMX_Dp00_Gp00 | A1-Pensilvania 33 kV | All generators | 0.96 | ind | Victoria 115/33/13.8 kV | m:cosphi:bushv | -0.96191 | ElmTr3
2031 | 2031_DzMN_GzMX_Dp00_Gp00 | A1-Pensilvania 33 kV | All generators | 0.97 | ind | Victoria 115/33/13.8 kV | m:cosphi:bushv | -0.95898 | ElmTr3
2031 | 2031_DzMN_GzMX_Dp00_Gp00 | A1-Pensilvania 33 kV | All generators | 0.98 | ind | Victoria 115/33/13.8 kV | m:cosphi:bushv | -0.95538 | ElmTr3
2031 | 2031_DzMN_GzMX_Dp00_Gp00 | A1-Pensilvania 33 kV | All generators | 0.99 | ind | Victoria 115/33/13.8 kV | m:cosphi:bushv | -0.95047 | ElmTr3
2031 | 2031_DzMN_GzMX_Dp00_Gp00 | A1-Pensilvania 33 kV | All generators | 1 | ind | Victoria 115/33/13.8 kV | m:cosphi:bushv | -0.93725 | ElmTr3
2031 | 2031_DzMN_GzMX_Dp00_Gp00 | A2- Bolivia 33 kV | All generators | 0.9 | cap | Dorada - Magdalena 115 kV | m:P:bus1 in MW | 44.8634 | ElmLne
2031 | 2031_DzMN_GzMX_Dp00_Gp00 | A2- Bolivia 33 kV | All generators | 0.91 | cap | Dorada - Magdalena 115 kV | m:P:bus1 in MW | 44.8841 | ElmLne
2031 | 2031_DzMN_GzMX_Dp00_Gp00 | A2- Bolivia 33 kV | All generators | 0.92 | cap | Dorada - Magdalena 115 kV | m:P:bus1 in MW | 44.9034 | ElmLne
2031 | 2031_DzMN_GzMX_Dp00_Gp00 | A2- Bolivia 33 kV | All generators | 0.93 | cap | Dorada - Magdalena 115 kV | m:P:bus1 in MW | 44.9218 | ElmLne
2031 | 2031_DzMN_GzMX_Dp00_Gp00 | A2- Bolivia 33 kV | All generators | 0.94 | cap | Dorada - Magdalena 115 kV | m:P:bus1 in MW | 44.9394 | ElmLne
2031 | 2031_DzMN_GzMX_Dp00_Gp00 | A2- Bolivia 33 kV | All generators | 0.95 | cap | Dorada - Magdalena 115 kV | m:P:bus1 in MW | 44.9568 | ElmLne
2031 | 2031_DzMN_GzMX_Dp00_Gp00 | A2- Bolivia 33 kV | All generators | 0.96 | cap | Dorada - Magdalena 115 kV | m:P:bus1 in MW | 44.9741 | ElmLne
2031 | 2031_DzMN_GzMX_Dp00_Gp00 | A2- Bolivia 33 kV | All generators | 0.97 | cap | Dorada - Magdalena 115 kV | m:P:bus1 in MW | 44.9919 | ElmLne
2031 | 2031_DzMN_GzMX_Dp00_Gp00 | A2- Bolivia 33 kV | All generators | 0.98 | cap | Dorada - Magdalena 115 kV | m:P:bus1 in MW | 45.011 | ElmLne
2031 | 2031_DzMN_GzMX_Dp00_Gp00 | A2- Bolivia 33 kV | All generators | 0.99 | cap | Dorada - Magdalena 115 kV | m:P:bus1 in MW | 45.0333 | ElmLne
2031 | 2031_DzMN_GzMX_Dp00_Gp00 | A2- Bolivia 33 kV | All generators | 1 | cap | Dorada - Magdalena 115 kV | m:P:bus1 in MW | 45.0788 | ElmLne
2031 | 2031_DzMN_GzMX_Dp00_Gp00 | A2- Bolivia 33 kV | All generators | 0.9 | cap | Dorada - Magdalena 115 kV | m:P:bus2 in MW | -44.7595 | ElmLne
2031 | 2031_DzMN_GzMX_Dp00_Gp00 | A2- Bolivia 33 kV | All generators | 0.91 | cap | Dorada - Magdalena 115 kV | m:P:bus2 in MW | -44.7802 | ElmLne
2031 | 2031_DzMN_GzMX_Dp00_Gp00 | A2- Bolivia 33 kV | All generators | 0.92 | cap | Dorada - Magdalena 115 kV | m:P:bus2 in MW | -44.7995 | ElmLne
2031 | 2031_DzMN_GzMX_Dp00_Gp00 | A2- Bolivia 33 kV | All generators | 0.93 | cap | Dorada - Magdalena 115 kV | m:P:bus2 in MW | -44.8178 | ElmLne
2031 | 2031_DzMN_GzMX_Dp00_Gp00 | A2- Bolivia 33 kV | All generators | 0.94 | cap | Dorada - Magdalena 115 kV | m:P:bus2 in MW | -44.8354 | ElmLne
2031 | 2031_DzMN_GzMX_Dp00_Gp00 | A2- Bolivia 33 kV | All generators | 0.95 | cap | Dorada - Magdalena 115 kV | m:P:bus2 in MW | -44.8527 | ElmLne
2031 | 2031_DzMN_GzMX_Dp00_Gp00 | A2- Bolivia 33 kV | All generators | 0.96 | cap | Dorada - Magdalena 115 kV | m:P:bus2 in MW | -44.8701 | ElmLne
2031 | 2031_DzMN_GzMX_Dp00_Gp00 | A2- Bolivia 33 kV | All generators | 0.97 | cap | Dorada - Magdalena 115 kV | m:P:bus2 in MW | -44.8879 | ElmLne
2031 | 2031_DzMN_GzMX_Dp00_Gp00 | A2- Bolivia 33 kV | All generators | 0.98 | cap | Dorada - Magdalena 115 kV | m:P:bus2 in MW | -44.9069 | ElmLne
2031 | 2031_DzMN_GzMX_Dp00_Gp00 | A2- Bolivia 33 kV | All generators | 0.99 | cap | Dorada - Magdalena 115 kV | m:P:bus2 in MW | -44.9292 | ElmLne
2031 | 2031_DzMN_GzMX_Dp00_Gp00 | A2- Bolivia 33 kV | All generators | 1 | cap | Dorada - Magdalena 115 kV | m:P:bus2 in MW | -44.9747 | ElmLne
2031 | 2031_DzMN_GzMX_Dp00_Gp00 | A2- Bolivia 33 kV | All generators | 0.9 | cap | Dorada - Magdalena 115 kV | m:Q:bus1 in Mvar | -1.7202 | ElmLne
2031 | 2031_DzMN_GzMX_Dp00_Gp00 | A2- Bolivia 33 kV | All generators | 0.91 | cap | Dorada - Magdalena 115 kV | m:Q:bus1 in Mvar | -1.669 | ElmLne
2031 | 2031_DzMN_GzMX_Dp00_Gp00 | A2- Bolivia 33 kV | All generators | 0.92 | cap | Dorada - Magdalena 115 kV | m:Q:bus1 in Mvar | -1.6204 | ElmLne
2031 | 2031_DzMN_GzMX_Dp00_Gp00 | A2- Bolivia 33 kV | All generators | 0.93 | cap | Dorada - Magdalena 115 kV | m:Q:bus1 in Mvar | -1.5733 | ElmLne
2031 | 2031_DzMN_GzMX_Dp00_Gp00 | A2- Bolivia 33 kV | All generators | 0.94 | cap | Dorada - Magdalena 115 kV | m:Q:bus1 in Mvar | -1.5269 | ElmLne
2031 | 2031_DzMN_GzMX_Dp00_Gp00 | A2- Bolivia 33 kV | All generators | 0.95 | cap | Dorada - Magdalena 115 kV | m:Q:bus1 in Mvar | -1.4805 | ElmLne
2031 | 2031_DzMN_GzMX_Dp00_Gp00 | A2- Bolivia 33 kV | All generators | 0.96 | cap | Dorada - Magdalena 115 kV | m:Q:bus1 in Mvar | -1.4332 | ElmLne
2031 | 2031_DzMN_GzMX_Dp00_Gp00 | A2- Bolivia 33 kV | All generators | 0.97 | cap | Dorada - Magdalena 115 kV | m:Q:bus1 in Mvar | -1.3835 | ElmLne
2031 | 2031_DzMN_GzMX_Dp00_Gp00 | A2- Bolivia 33 kV | All generators | 0.98 | cap | Dorada - Magdalena 115 kV | m:Q:bus1 in Mvar | -1.329 | ElmLne
2031 | 2031_DzMN_GzMX_Dp00_Gp00 | A2- Bolivia 33 kV | All generators | 0.99 | cap | Dorada - Magdalena 115 kV | m:Q:bus1 in Mvar | -1.2636 | ElmLne
2031 | 2031_DzMN_GzMX_Dp00_Gp00 | A2- Bolivia 33 kV | All generators | 1 | cap | Dorada - Magdalena 115 kV | m:Q:bus1 in Mvar | -1.1234 | ElmLne
2031 | 2031_DzMN_GzMX_Dp00_Gp00 | A2- Bolivia 33 kV | All generators | 0.9 | cap | Dorada - Magdalena 115 kV | m:Q:bus2 in Mvar | 1.8688 | ElmLne
2031 | 2031_DzMN_GzMX_Dp00_Gp00 | A2- Bolivia 33 kV | All generators | 0.91 | cap | Dorada - Magdalena 115 kV | m:Q:bus2 in Mvar | 1.8176 | ElmLne
2031 | 2031_DzMN_GzMX_Dp00_Gp00 | A2- Bolivia 33 kV | All generators | 0.92 | cap | Dorada - Magdalena 115 kV | m:Q:bus2 in Mvar | 1.7689 | ElmLne
2031 | 2031_DzMN_GzMX_Dp00_Gp00 | A2- Bolivia 33 kV | All generators | 0.93 | cap | Dorada - Magdalena 115 kV | m:Q:bus2 in Mvar | 1.7217 | ElmLne
2031 | 2031_DzMN_GzMX_Dp00_Gp00 | A2- Bolivia 33 kV | All generators | 0.94 | cap | Dorada - Magdalena 115 kV | m:Q:bus2 in Mvar | 1.6753 | ElmLne
2031 | 2031_DzMN_GzMX_Dp00_Gp00 | A2- Bolivia 33 kV | All generators | 0.95 | cap | Dorada - Magdalena 115 kV | m:Q:bus2 in Mvar | 1.6289 | ElmLne
2031 | 2031_DzMN_GzMX_Dp00_Gp00 | A2- Bolivia 33 kV | All generators | 0.96 | cap | Dorada - Magdalena 115 kV | m:Q:bus2 in Mvar | 1.5815 | ElmLne
2031 | 2031_DzMN_GzMX_Dp00_Gp00 | A2- Bolivia 33 kV | All generators | 0.97 | cap | Dorada - Magdalena 115 kV | m:Q:bus2 in Mvar | 1.5317 | ElmLne
2031 | 2031_DzMN_GzMX_Dp00_Gp00 | A2- Bolivia 33 kV | All generators | 0.98 | cap | Dorada - Magdalena 115 kV | m:Q:bus2 in Mvar | 1.4771 | ElmLne
2031 | 2031_DzMN_GzMX_Dp00_Gp00 | A2- Bolivia 33 kV | All generators | 0.99 | cap | Dorada - Magdalena 115 kV | m:Q:bus2 in Mvar | 1.4115 | ElmLne
2031 | 2031_DzMN_GzMX_Dp00_Gp00 | A2- Bolivia 33 kV | All generators | 1 | cap | Dorada - Magdalena 115 kV | m:Q:bus2 in Mvar | 1.2711 | ElmLne
2031 | 2031_DzMN_GzMX_Dp00_Gp00 | A2- Bolivia 33 kV | All generators | 0.9 | cap | Dorada - Magdalena 115 kV | m:cosphi:bus1 | 0.99927 | ElmLne
2031 | 2031_DzMN_GzMX_Dp00_Gp00 | A2- Bolivia 33 kV | All generators | 0.91 | cap | Dorada - Magdalena 115 kV | m:cosphi:bus1 | 0.99931 | ElmLne
2031 | 2031_DzMN_GzMX_Dp00_Gp00 | A2- Bolivia 33 kV | All generators | 0.92 | cap | Dorada - Magdalena 115 kV | m:cosphi:bus1 | 0.99935 | ElmLne
2031 | 2031_DzMN_GzMX_Dp00_Gp00 | A2- Bolivia 33 kV | All generators | 0.93 | cap | Dorada - Magdalena 115 kV | m:cosphi:bus1 | 0.99939 | ElmLne
2031 | 2031_DzMN_GzMX_Dp00_Gp00 | A2- Bolivia 33 kV | All generators | 0.94 | cap | Dorada - Magdalena 115 kV | m:cosphi:bus1 | 0.99942 | ElmLne
2031 | 2031_DzMN_GzMX_Dp00_Gp00 | A2- Bolivia 33 kV | All generators | 0.95 | cap | Dorada - Magdalena 115 kV | m:cosphi:bus1 | 0.99946 | ElmLne
2031 | 2031_DzMN_GzMX_Dp00_Gp00 | A2- Bolivia 33 kV | All generators | 0.96 | cap | Dorada - Magdalena 115 kV | m:cosphi:bus1 | 0.99949 | ElmLne
2031 | 2031_DzMN_GzMX_Dp00_Gp00 | A2- Bolivia 33 kV | All generators | 0.97 | cap | Dorada - Magdalena 115 kV | m:cosphi:bus1 | 0.99953 | ElmLne
2031 | 2031_DzMN_GzMX_Dp00_Gp00 | A2- Bolivia 33 kV | All generators | 0.98 | cap | Dorada - Magdalena 115 kV | m:cosphi:bus1 | 0.99956 | ElmLne
2031 | 2031_DzMN_GzMX_Dp00_Gp00 | A2- Bolivia 33 kV | All generators | 0.99 | cap | Dorada - Magdalena 115 kV | m:cosphi:bus1 | 0.99961 | ElmLne
2031 | 2031_DzMN_GzMX_Dp00_Gp00 | A2- Bolivia 33 kV | All generators | 1 | cap | Dorada - Magdalena 115 kV | m:cosphi:bus1 | 0.99969 | ElmLne
2031 | 2031_DzMN_GzMX_Dp00_Gp00 | A2- Bolivia 33 kV | All generators | 0.9 | cap | Dorada - Magdalena 115 kV | m:cosphi:bus2 | -0.99913 | ElmLne
2031 | 2031_DzMN_GzMX_Dp00_Gp00 | A2- Bolivia 33 kV | All generators | 0.91 | cap | Dorada - Magdalena 115 kV | m:cosphi:bus2 | -0.99918 | ElmLne
2031 | 2031_DzMN_GzMX_Dp00_Gp00 | A2- Bolivia 33 kV | All generators | 0.92 | cap | Dorada - Magdalena 115 kV | m:cosphi:bus2 | -0.99922 | ElmLne
2031 | 2031_DzMN_GzMX_Dp00_Gp00 | A2- Bolivia 33 kV | All generators | 0.93 | cap | Dorada - Magdalena 115 kV | m:cosphi:bus2 | -0.99926 | ElmLne
2031 | 2031_DzMN_GzMX_Dp00_Gp00 | A2- Bolivia 33 kV | All generators | 0.94 | cap | Dorada - Magdalena 115 kV | m:cosphi:bus2 | -0.9993 | ElmLne
2031 | 2031_DzMN_GzMX_Dp00_Gp00 | A2- Bolivia 33 kV | All generators | 0.95 | cap | Dorada - Magdalena 115 kV | m:cosphi:bus2 | -0.99934 | ElmLne
2031 | 2031_DzMN_GzMX_Dp00_Gp00 | A2- Bolivia 33 kV | All generators | 0.96 | cap | Dorada - Magdalena 115 kV | m:cosphi:bus2 | -0.99938 | ElmLne
2031 | 2031_DzMN_GzMX_Dp00_Gp00 | A2- Bolivia 33 kV | All generators | 0.97 | cap | Dorada - Magdalena 115 kV | m:cosphi:bus2 | -0.99942 | ElmLne
2031 | 2031_DzMN_GzMX_Dp00_Gp00 | A2- Bolivia 33 kV | All generators | 0.98 | cap | Dorada - Magdalena 115 kV | m:cosphi:bus2 | -0.99946 | ElmLne
2031 | 2031_DzMN_GzMX_Dp00_Gp00 | A2- Bolivia 33 kV | All generators | 0.99 | cap | Dorada - Magdalena 115 kV | m:cosphi:bus2 | -0.99951 | ElmLne
2031 | 2031_DzMN_GzMX_Dp00_Gp00 | A2- Bolivia 33 kV | All generators | 1 | cap | Dorada - Magdalena 115 kV | m:cosphi:bus2 | -0.9996 | ElmLne
2031 | 2031_DzMN_GzMX_Dp00_Gp00 | A2- Bolivia 33 kV | All generators | 0.9 | cap | Mariquita - Victoria 2 115 | m:P:bus1 in MW | 4.8257 | ElmLne
2031 | 2031_DzMN_GzMX_Dp00_Gp00 | A2- Bolivia 33 kV | All generators | 0.91 | cap | Mariquita - Victoria 2 115 | m:P:bus1 in MW | 4.8209 | ElmLne
2031 | 2031_DzMN_GzMX_Dp00_Gp00 | A2- Bolivia 33 kV | All generators | 0.92 | cap | Mariquita - Victoria 2 115 | m:P:bus1 in MW | 4.8157 | ElmLne
2031 | 2031_DzMN_GzMX_Dp00_Gp00 | A2- Bolivia 33 kV | All generators | 0.93 | cap | Mariquita - Victoria 2 115 | m:P:bus1 in MW | 4.81 | ElmLne
2031 | 2031_DzMN_GzMX_Dp00_Gp00 | A2- Bolivia 33 kV | All generators | 0.94 | cap | Mariquita - Victoria 2 115 | m:P:bus1 in MW | 4.8038 | ElmLne
2031 | 2031_DzMN_GzMX_Dp00_Gp00 | A2- Bolivia 33 kV | All generators | 0.95 | cap | Mariquita - Victoria 2 115 | m:P:bus1 in MW | 4.797 | ElmLne
2031 | 2031_DzMN_GzMX_Dp00_Gp00 | A2- Bolivia 33 kV | All generators | 0.96 | cap | Mariquita - Victoria 2 115 | m:P:bus1 in MW | 4.7894 | ElmLne
2031 | 2031_DzMN_GzMX_Dp00_Gp00 | A2- Bolivia 33 kV | All generators | 0.97 | cap | Mariquita - Victoria 2 115 | m:P:bus1 in MW | 4.7808 | ElmLne
2031 | 2031_DzMN_GzMX_Dp00_Gp00 | A2- Bolivia 33 kV | All generators | 0.98 | cap | Mariquita - Victoria 2 115 | m:P:bus1 in MW | 4.7707 | ElmLne
2031 | 2031_DzMN_GzMX_Dp00_Gp00 | A2- Bolivia 33 kV | All generators | 0.99 | cap | Mariquita - Victoria 2 115 | m:P:bus1 in MW | 4.7575 | ElmLne
2031 | 2031_DzMN_GzMX_Dp00_Gp00 | A2- Bolivia 33 kV | All generators | 1 | cap | Mariquita - Victoria 2 115 | m:P:bus1 in MW | 4.7254 | ElmLne
2031 | 2031_DzMN_GzMX_Dp00_Gp00 | A2- Bolivia 33 kV | All generators | 0.9 | cap | Mariquita - Victoria 2 115 | m:P:bus2 in MW | -4.811 | ElmLne
2031 | 2031_DzMN_GzMX_Dp00_Gp00 | A2- Bolivia 33 kV | All generators | 0.91 | cap | Mariquita - Victoria 2 115 | m:P:bus2 in MW | -4.8064 | ElmLne
2031 | 2031_DzMN_GzMX_Dp00_Gp00 | A2- Bolivia 33 kV | All generators | 0.92 | cap | Mariquita - Victoria 2 115 | m:P:bus2 in MW | -4.8013 | ElmLne
2031 | 2031_DzMN_GzMX_Dp00_Gp00 | A2- Bolivia 33 kV | All generators | 0.93 | cap | Mariquita - Victoria 2 115 | m:P:bus2 in MW | -4.7958 | ElmLne
2031 | 2031_DzMN_GzMX_Dp00_Gp00 | A2- Bolivia 33 kV | All generators | 0.94 | cap | Mariquita - Victoria 2 115 | m:P:bus2 in MW | -4.7898 | ElmLne
2031 | 2031_DzMN_GzMX_Dp00_Gp00 | A2- Bolivia 33 kV | All generators | 0.95 | cap | Mariquita - Victoria 2 115 | m:P:bus2 in MW | -4.7831 | ElmLne
2031 | 2031_DzMN_GzMX_Dp00_Gp00 | A2- Bolivia 33 kV | All generators | 0.96 | cap | Mariquita - Victoria 2 115 | m:P:bus2 in MW | -4.7758 | ElmLne
2031 | 2031_DzMN_GzMX_Dp00_Gp00 | A2- Bolivia 33 kV | All generators | 0.97 | cap | Mariquita - Victoria 2 115 | m:P:bus2 in MW | -4.7674 | ElmLne
2031 | 2031_DzMN_GzMX_Dp00_Gp00 | A2- Bolivia 33 kV | All generators | 0.98 | cap | Mariquita - Victoria 2 115 | m:P:bus2 in MW | -4.7574 | ElmLne
2031 | 2031_DzMN_GzMX_Dp00_Gp00 | A2- Bolivia 33 kV | All generators | 0.99 | cap | Mariquita - Victoria 2 115 | m:P:bus2 in MW | -4.7444 | ElmLne
2031 | 2031_DzMN_GzMX_Dp00_Gp00 | A2- Bolivia 33 kV | All generators | 1 | cap | Mariquita - Victoria 2 115 | m:P:bus2 in MW | -4.7128 | ElmLne
2031 | 2031_DzMN_GzMX_Dp00_Gp00 | A2- Bolivia 33 kV | All generators | 0.9 | cap | Mariquita - Victoria 2 115 | m:Q:bus1 in Mvar | -7.1427 | ElmLne
2031 | 2031_DzMN_GzMX_Dp00_Gp00 | A2- Bolivia 33 kV | All generators | 0.91 | cap | Mariquita - Victoria 2 115 | m:Q:bus1 in Mvar | -7.0868 | ElmLne
2031 | 2031_DzMN_GzMX_Dp00_Gp00 | A2- Bolivia 33 kV | All generators | 0.92 | cap | Mariquita - Victoria 2 115 | m:Q:bus1 in Mvar | -7.0337 | ElmLne
2031 | 2031_DzMN_GzMX_Dp00_Gp00 | A2- Bolivia 33 kV | All generators | 0.93 | cap | Mariquita - Victoria 2 115 | m:Q:bus1 in Mvar | -6.9824 | ElmLne
2031 | 2031_DzMN_GzMX_Dp00_Gp00 | A2- Bolivia 33 kV | All generators | 0.94 | cap | Mariquita - Victoria 2 115 | m:Q:bus1 in Mvar | -6.9321 | ElmLne
2031 | 2031_DzMN_GzMX_Dp00_Gp00 | A2- Bolivia 33 kV | All generators | 0.95 | cap | Mariquita - Victoria 2 115 | m:Q:bus1 in Mvar | -6.8818 | ElmLne
2031 | 2031_DzMN_GzMX_Dp00_Gp00 | A2- Bolivia 33 kV | All generators | 0.96 | cap | Mariquita - Victoria 2 115 | m:Q:bus1 in Mvar | -6.8306 | ElmLne
2031 | 2031_DzMN_GzMX_Dp00_Gp00 | A2- Bolivia 33 kV | All generators | 0.97 | cap | Mariquita - Victoria 2 115 | m:Q:bus1 in Mvar | -6.777 | ElmLne
2031 | 2031_DzMN_GzMX_Dp00_Gp00 | A2- Bolivia 33 kV | All generators | 0.98 | cap | Mariquita - Victoria 2 115 | m:Q:bus1 in Mvar | -6.7183 | ElmLne
2031 | 2031_DzMN_GzMX_Dp00_Gp00 | A2- Bolivia 33 kV | All generators | 0.99 | cap | Mariquita - Victoria 2 115 | m:Q:bus1 in Mvar | -6.6481 | ElmLne
2031 | 2031_DzMN_GzMX_Dp00_Gp00 | A2- Bolivia 33 kV | All generators | 1 | cap | Mariquita - Victoria 2 115 | m:Q:bus1 in Mvar | -6.4984 | ElmLne
2031 | 2031_DzMN_GzMX_Dp00_Gp00 | A2- Bolivia 33 kV | All generators | 0.9 | cap | Mariquita - Victoria 2 115 | m:Q:bus2 in Mvar | 6.5201 | ElmLne
2031 | 2031_DzMN_GzMX_Dp00_Gp00 | A2- Bolivia 33 kV | All generators | 0.91 | cap | Mariquita - Victoria 2 115 | m:Q:bus2 in Mvar | 6.4632 | ElmLne
2031 | 2031_DzMN_GzMX_Dp00_Gp00 | A2- Bolivia 33 kV | All generators | 0.92 | cap | Mariquita - Victoria 2 115 | m:Q:bus2 in Mvar | 6.4091 | ElmLne
2031 | 2031_DzMN_GzMX_Dp00_Gp00 | A2- Bolivia 33 kV | All generators | 0.93 | cap | Mariquita - Victoria 2 115 | m:Q:bus2 in Mvar | 6.3569 | ElmLne
2031 | 2031_DzMN_GzMX_Dp00_Gp00 | A2- Bolivia 33 kV | All generators | 0.94 | cap | Mariquita - Victoria 2 115 | m:Q:bus2 in Mvar | 6.3057 | ElmLne
2031 | 2031_DzMN_GzMX_Dp00_Gp00 | A2- Bolivia 33 kV | All generators | 0.95 | cap | Mariquita - Victoria 2 115 | m:Q:bus2 in Mvar | 6.2545 | ElmLne
2031 | 2031_DzMN_GzMX_Dp00_Gp00 | A2- Bolivia 33 kV | All generators | 0.96 | cap | Mariquita - Victoria 2 115 | m:Q:bus2 in Mvar | 6.2023 | ElmLne
2031 | 2031_DzMN_GzMX_Dp00_Gp00 | A2- Bolivia 33 kV | All generators | 0.97 | cap | Mariquita - Victoria 2 115 | m:Q:bus2 in Mvar | 6.1477 | ElmLne
2031 | 2031_DzMN_GzMX_Dp00_Gp00 | A2- Bolivia 33 kV | All generators | 0.98 | cap | Mariquita - Victoria 2 115 | m:Q:bus2 in Mvar | 6.0879 | ElmLne
2031 | 2031_DzMN_GzMX_Dp00_Gp00 | A2- Bolivia 33 kV | All generators | 0.99 | cap | Mariquita - Victoria 2 115 | m:Q:bus2 in Mvar | 6.0164 | ElmLne
2031 | 2031_DzMN_GzMX_Dp00_Gp00 | A2- Bolivia 33 kV | All generators | 1 | cap | Mariquita - Victoria 2 115 | m:Q:bus2 in Mvar | 5.864 | ElmLne
2031 | 2031_DzMN_GzMX_Dp00_Gp00 | A2- Bolivia 33 kV | All generators | 0.9 | cap | Mariquita - Victoria 2 115 | m:cosphi:bus1 | 0.55982 | ElmLne
2031 | 2031_DzMN_GzMX_Dp00_Gp00 | A2- Bolivia 33 kV | All generators | 0.91 | cap | Mariquita - Victoria 2 115 | m:cosphi:bus1 | 0.56246 | ElmLne
2031 | 2031_DzMN_GzMX_Dp00_Gp00 | A2- Bolivia 33 kV | All generators | 0.92 | cap | Mariquita - Victoria 2 115 | m:cosphi:bus1 | 0.56494 | ElmLne
2031 | 2031_DzMN_GzMX_Dp00_Gp00 | A2- Bolivia 33 kV | All generators | 0.93 | cap | Mariquita - Victoria 2 115 | m:cosphi:bus1 | 0.56729 | ElmLne
2031 | 2031_DzMN_GzMX_Dp00_Gp00 | A2- Bolivia 33 kV | All generators | 0.94 | cap | Mariquita - Victoria 2 115 | m:cosphi:bus1 | 0.56958 | ElmLne
2031 | 2031_DzMN_GzMX_Dp00_Gp00 | A2- Bolivia 33 kV | All generators | 0.95 | cap | Mariquita - Victoria 2 115 | m:cosphi:bus1 | 0.57183 | ElmLne
2031 | 2031_DzMN_GzMX_Dp00_Gp00 | A2- Bolivia 33 kV | All generators | 0.96 | cap | Mariquita - Victoria 2 115 | m:cosphi:bus1 | 0.5741 | ElmLne
2031 | 2031_DzMN_GzMX_Dp00_Gp00 | A2- Bolivia 33 kV | All generators | 0.97 | cap | Mariquita - Victoria 2 115 | m:cosphi:bus1 | 0.57645 | ElmLne
2031 | 2031_DzMN_GzMX_Dp00_Gp00 | A2- Bolivia 33 kV | All generators | 0.98 | cap | Mariquita - Victoria 2 115 | m:cosphi:bus1 | 0.57898 | ElmLne
2031 | 2031_DzMN_GzMX_Dp00_Gp00 | A2- Bolivia 33 kV | All generators | 0.99 | cap | Mariquita - Victoria 2 115 | m:cosphi:bus1 | 0.58195 | ElmLne
2031 | 2031_DzMN_GzMX_Dp00_Gp00 | A2- Bolivia 33 kV | All generators | 1 | cap | Mariquita - Victoria 2 115 | m:cosphi:bus1 | 0.58811 | ElmLne
2031 | 2031_DzMN_GzMX_Dp00_Gp00 | A2- Bolivia 33 kV | All generators | 0.9 | cap | Mariquita - Victoria 2 115 | m:cosphi:bus2 | -0.59373 | ElmLne
2031 | 2031_DzMN_GzMX_Dp00_Gp00 | A2- Bolivia 33 kV | All generators | 0.91 | cap | Mariquita - Victoria 2 115 | m:cosphi:bus2 | -0.59674 | ElmLne
2031 | 2031_DzMN_GzMX_Dp00_Gp00 | A2- Bolivia 33 kV | All generators | 0.92 | cap | Mariquita - Victoria 2 115 | m:cosphi:bus2 | -0.59956 | ElmLne
2031 | 2031_DzMN_GzMX_Dp00_Gp00 | A2- Bolivia 33 kV | All generators | 0.93 | cap | Mariquita - Victoria 2 115 | m:cosphi:bus2 | -0.60226 | ElmLne
2031 | 2031_DzMN_GzMX_Dp00_Gp00 | A2- Bolivia 33 kV | All generators | 0.94 | cap | Mariquita - Victoria 2 115 | m:cosphi:bus2 | -0.60488 | ElmLne
2031 | 2031_DzMN_GzMX_Dp00_Gp00 | A2- Bolivia 33 kV | All generators | 0.95 | cap | Mariquita - Victoria 2 115 | m:cosphi:bus2 | -0.60747 | ElmLne
2031 | 2031_DzMN_GzMX_Dp00_Gp00 | A2- Bolivia 33 kV | All generators | 0.96 | cap | Mariquita - Victoria 2 115 | m:cosphi:bus2 | -0.61009 | ElmLne
2031 | 2031_DzMN_GzMX_Dp00_Gp00 | A2- Bolivia 33 kV | All generators | 0.97 | cap | Mariquita - Victoria 2 115 | m:cosphi:bus2 | -0.6128 | ElmLne
2031 | 2031_DzMN_GzMX_Dp00_Gp00 | A2- Bolivia 33 kV | All generators | 0.98 | cap | Mariquita - Victoria 2 115 | m:cosphi:bus2 | -0.61574 | ElmLne
2031 | 2031_DzMN_GzMX_Dp00_Gp00 | A2- Bolivia 33 kV | All generators | 0.99 | cap | Mariquita - Victoria 2 115 | m:cosphi:bus2 | -0.61921 | ElmLne
2031 | 2031_DzMN_GzMX_Dp00_Gp00 | A2- Bolivia 33 kV | All generators | 1 | cap | Mariquita - Victoria 2 115 | m:cosphi:bus2 | -0.62645 | ElmLne
2031 | 2031_DzMN_GzMX_Dp00_Gp00 | A2- Bolivia 33 kV | All generators | 0.9 | cap | Dorada 115/33/13.8 kV | m:P:bushv in MW | -8.0473 | ElmTr3
2031 | 2031_DzMN_GzMX_Dp00_Gp00 | A2- Bolivia 33 kV | All generators | 0.91 | cap | Dorada 115/33/13.8 kV | m:P:bushv in MW | -8.0581 | ElmTr3
2031 | 2031_DzMN_GzMX_Dp00_Gp00 | A2- Bolivia 33 kV | All generators | 0.92 | cap | Dorada 115/33/13.8 kV | m:P:bushv in MW | -8.0683 | ElmTr3
2031 | 2031_DzMN_GzMX_Dp00_Gp00 | A2- Bolivia 33 kV | All generators | 0.93 | cap | Dorada 115/33/13.8 kV | m:P:bushv in MW | -8.078 | ElmTr3
2031 | 2031_DzMN_GzMX_Dp00_Gp00 | A2- Bolivia 33 kV | All generators | 0.94 | cap | Dorada 115/33/13.8 kV | m:P:bushv in MW | -8.0873 | ElmTr3
2031 | 2031_DzMN_GzMX_Dp00_Gp00 | A2- Bolivia 33 kV | All generators | 0.95 | cap | Dorada 115/33/13.8 kV | m:P:bushv in MW | -8.0965 | ElmTr3
2031 | 2031_DzMN_GzMX_Dp00_Gp00 | A2- Bolivia 33 kV | All generators | 0.96 | cap | Dorada 115/33/13.8 kV | m:P:bushv in MW | -8.1058 | ElmTr3
2031 | 2031_DzMN_GzMX_Dp00_Gp00 | A2- Bolivia 33 kV | All generators | 0.97 | cap | Dorada 115/33/13.8 kV | m:P:bushv in MW | -8.1153 | ElmTr3
2031 | 2031_DzMN_GzMX_Dp00_Gp00 | A2- Bolivia 33 kV | All generators | 0.98 | cap | Dorada 115/33/13.8 kV | m:P:bushv in MW | -8.1256 | ElmTr3
2031 | 2031_DzMN_GzMX_Dp00_Gp00 | A2- Bolivia 33 kV | All generators | 0.99 | cap | Dorada 115/33/13.8 kV | m:P:bushv in MW | -8.1376 | ElmTr3
2031 | 2031_DzMN_GzMX_Dp00_Gp00 | A2- Bolivia 33 kV | All generators | 1 | cap | Dorada 115/33/13.8 kV | m:P:bushv in MW | -8.1623 | ElmTr3
2031 | 2031_DzMN_GzMX_Dp00_Gp00 | A2- Bolivia 33 kV | All generators | 0.9 | cap | Dorada 115/33/13.8 kV | m:Q:bushv in Mvar | 4.2611 | ElmTr3
2031 | 2031_DzMN_GzMX_Dp00_Gp00 | A2- Bolivia 33 kV | All generators | 0.91 | cap | Dorada 115/33/13.8 kV | m:Q:bushv in Mvar | 4.2387 | ElmTr3
2031 | 2031_DzMN_GzMX_Dp00_Gp00 | A2- Bolivia 33 kV | All generators | 0.92 | cap | Dorada 115/33/13.8 kV | m:Q:bushv in Mvar | 4.2173 | ElmTr3
2031 | 2031_DzMN_GzMX_Dp00_Gp00 | A2- Bolivia 33 kV | All generators | 0.93 | cap | Dorada 115/33/13.8 kV | m:Q:bushv in Mvar | 4.1965 | ElmTr3
2031 | 2031_DzMN_GzMX_Dp00_Gp00 | A2- Bolivia 33 kV | All generators | 0.94 | cap | Dorada 115/33/13.8 kV | m:Q:bushv in Mvar | 4.1759 | ElmTr3
2031 | 2031_DzMN_GzMX_Dp00_Gp00 | A2- Bolivia 33 kV | All generators | 0.95 | cap | Dorada 115/33/13.8 kV | m:Q:bushv in Mvar | 4.1552 | ElmTr3
2031 | 2031_DzMN_GzMX_Dp00_Gp00 | A2- Bolivia 33 kV | All generators | 0.96 | cap | Dorada 115/33/13.8 kV | m:Q:bushv in Mvar | 4.1339 | ElmTr3
2031 | 2031_DzMN_GzMX_Dp00_Gp00 | A2- Bolivia 33 kV | All generators | 0.97 | cap | Dorada 115/33/13.8 kV | m:Q:bushv in Mvar | 4.1115 | ElmTr3
2031 | 2031_DzMN_GzMX_Dp00_Gp00 | A2- Bolivia 33 kV | All generators | 0.98 | cap | Dorada 115/33/13.8 kV | m:Q:bushv in Mvar | 4.0868 | ElmTr3
2031 | 2031_DzMN_GzMX_Dp00_Gp00 | A2- Bolivia 33 kV | All generators | 0.99 | cap | Dorada 115/33/13.8 kV | m:Q:bushv in Mvar | 4.057 | ElmTr3
2031 | 2031_DzMN_GzMX_Dp00_Gp00 | A2- Bolivia 33 kV | All generators | 1 | cap | Dorada 115/33/13.8 kV | m:Q:bushv in Mvar | 3.9925 | ElmTr3
2031 | 2031_DzMN_GzMX_Dp00_Gp00 | A2- Bolivia 33 kV | All generators | 0.9 | cap | Dorada 115/33/13.8 kV | m:cosphi:bushv | -0.88375 | ElmTr3
2031 | 2031_DzMN_GzMX_Dp00_Gp00 | A2- Bolivia 33 kV | All generators | 0.91 | cap | Dorada 115/33/13.8 kV | m:cosphi:bushv | -0.88503 | ElmTr3
2031 | 2031_DzMN_GzMX_Dp00_Gp00 | A2- Bolivia 33 kV | All generators | 0.92 | cap | Dorada 115/33/13.8 kV | m:cosphi:bushv | -0.88623 | ElmTr3
2031 | 2031_DzMN_GzMX_Dp00_Gp00 | A2- Bolivia 33 kV | All generators | 0.93 | cap | Dorada 115/33/13.8 kV | m:cosphi:bushv | -0.8874 | ElmTr3
2031 | 2031_DzMN_GzMX_Dp00_Gp00 | A2- Bolivia 33 kV | All generators | 0.94 | cap | Dorada 115/33/13.8 kV | m:cosphi:bushv | -0.88854 | ElmTr3
2031 | 2031_DzMN_GzMX_Dp00_Gp00 | A2- Bolivia 33 kV | All generators | 0.95 | cap | Dorada 115/33/13.8 kV | m:cosphi:bushv | -0.88968 | ElmTr3
2031 | 2031_DzMN_GzMX_Dp00_Gp00 | A2- Bolivia 33 kV | All generators | 0.96 | cap | Dorada 115/33/13.8 kV | m:cosphi:bushv | -0.89084 | ElmTr3
2031 | 2031_DzMN_GzMX_Dp00_Gp00 | A2- Bolivia 33 kV | All generators | 0.97 | cap | Dorada 115/33/13.8 kV | m:cosphi:bushv | -0.89205 | ElmTr3
2031 | 2031_DzMN_GzMX_Dp00_Gp00 | A2- Bolivia 33 kV | All generators | 0.98 | cap | Dorada 115/33/13.8 kV | m:cosphi:bushv | -0.89337 | ElmTr3
2031 | 2031_DzMN_GzMX_Dp00_Gp00 | A2- Bolivia 33 kV | All generators | 0.99 | cap | Dorada 115/33/13.8 kV | m:cosphi:bushv | -0.89495 | ElmTr3
2031 | 2031_DzMN_GzMX_Dp00_Gp00 | A2- Bolivia 33 kV | All generators | 1 | cap | Dorada 115/33/13.8 kV | m:cosphi:bushv | -0.8983 | ElmTr3
2031 | 2031_DzMN_GzMX_Dp00_Gp00 | A2- Bolivia 33 kV | All generators | 0.9 | cap | Manzanares 115/33/13.8 kV | m:P:bushv in MW | -24.9599 | ElmTr3
2031 | 2031_DzMN_GzMX_Dp00_Gp00 | A2- Bolivia 33 kV | All generators | 0.91 | cap | Manzanares 115/33/13.8 kV | m:P:bushv in MW | -25.0697 | ElmTr3
2031 | 2031_DzMN_GzMX_Dp00_Gp00 | A2- Bolivia 33 kV | All generators | 0.92 | cap | Manzanares 115/33/13.8 kV | m:P:bushv in MW | -25.1657 | ElmTr3
2031 | 2031_DzMN_GzMX_Dp00_Gp00 | A2- Bolivia 33 kV | All generators | 0.93 | cap | Manzanares 115/33/13.8 kV | m:P:bushv in MW | -25.2508 | ElmTr3
2031 | 2031_DzMN_GzMX_Dp00_Gp00 | A2- Bolivia 33 kV | All generators | 0.94 | cap | Manzanares 115/33/13.8 kV | m:P:bushv in MW | -25.3269 | ElmTr3
2031 | 2031_DzMN_GzMX_Dp00_Gp00 | A2- Bolivia 33 kV | All generators | 0.95 | cap | Manzanares 115/33/13.8 kV | m:P:bushv in MW | -25.3957 | ElmTr3
2031 | 2031_DzMN_GzMX_Dp00_Gp00 | A2- Bolivia 33 kV | All generators | 0.96 | cap | Manzanares 115/33/13.8 kV | m:P:bushv in MW | -25.4584 | ElmTr3
2031 | 2031_DzMN_GzMX_Dp00_Gp00 | A2- Bolivia 33 kV | All generators | 0.97 | cap | Manzanares 115/33/13.8 kV | m:P:bushv in MW | -25.5161 | ElmTr3
2031 | 2031_DzMN_GzMX_Dp00_Gp00 | A2- Bolivia 33 kV | All generators | 0.98 | cap | Manzanares 115/33/13.8 kV | m:P:bushv in MW | -25.5698 | ElmTr3
2031 | 2031_DzMN_GzMX_Dp00_Gp00 | A2- Bolivia 33 kV | All generators | 0.99 | cap | Manzanares 115/33/13.8 kV | m:P:bushv in MW | -25.6211 | ElmTr3
2031 | 2031_DzMN_GzMX_Dp00_Gp00 | A2- Bolivia 33 kV | All generators | 1 | cap | Manzanares 115/33/13.8 kV | m:P:bushv in MW | -25.6834 | ElmTr3
2031 | 2031_DzMN_GzMX_Dp00_Gp00 | A2- Bolivia 33 kV | All generators | 0.9 | cap | Manzanares 115/33/13.8 kV | m:Q:bushv in Mvar | 16.5209 | ElmTr3
2031 | 2031_DzMN_GzMX_Dp00_Gp00 | A2- Bolivia 33 kV | All generators | 0.91 | cap | Manzanares 115/33/13.8 kV | m:Q:bushv in Mvar | 15.7135 | ElmTr3
2031 | 2031_DzMN_GzMX_Dp00_Gp00 | A2- Bolivia 33 kV | All generators | 0.92 | cap | Manzanares 115/33/13.8 kV | m:Q:bushv in Mvar | 14.9447 | ElmTr3
2031 | 2031_DzMN_GzMX_Dp00_Gp00 | A2- Bolivia 33 kV | All generators | 0.93 | cap | Manzanares 115/33/13.8 kV | m:Q:bushv in Mvar | 14.2003 | ElmTr3
2031 | 2031_DzMN_GzMX_Dp00_Gp00 | A2- Bolivia 33 kV | All generators | 0.94 | cap | Manzanares 115/33/13.8 kV | m:Q:bushv in Mvar | 13.4679 | ElmTr3
2031 | 2031_DzMN_GzMX_Dp00_Gp00 | A2- Bolivia 33 kV | All generators | 0.95 | cap | Manzanares 115/33/13.8 kV | m:Q:bushv in Mvar | 12.7348 | ElmTr3
2031 | 2031_DzMN_GzMX_Dp00_Gp00 | A2- Bolivia 33 kV | All generators | 0.96 | cap | Manzanares 115/33/13.8 kV | m:Q:bushv in Mvar | 11.9859 | ElmTr3
2031 | 2031_DzMN_GzMX_Dp00_Gp00 | A2- Bolivia 33 kV | All generators | 0.97 | cap | Manzanares 115/33/13.8 kV | m:Q:bushv in Mvar | 11.1996 | ElmTr3
2031 | 2031_DzMN_GzMX_Dp00_Gp00 | A2- Bolivia 33 kV | All generators | 0.98 | cap | Manzanares 115/33/13.8 kV | m:Q:bushv in Mvar | 10.337 | ElmTr3
2031 | 2031_DzMN_GzMX_Dp00_Gp00 | A2- Bolivia 33 kV | All generators | 0.99 | cap | Manzanares 115/33/13.8 kV | m:Q:bushv in Mvar | 9.3017 | ElmTr3
2031 | 2031_DzMN_GzMX_Dp00_Gp00 | A2- Bolivia 33 kV | All generators | 1 | cap | Manzanares 115/33/13.8 kV | m:Q:bushv in Mvar | 7.0823 | ElmTr3
2031 | 2031_DzMN_GzMX_Dp00_Gp00 | A2- Bolivia 33 kV | All generators | 0.9 | cap | Manzanares 115/33/13.8 kV | m:cosphi:bushv | -0.83388 | ElmTr3
2031 | 2031_DzMN_GzMX_Dp00_Gp00 | A2- Bolivia 33 kV | All generators | 0.91 | cap | Manzanares 115/33/13.8 kV | m:cosphi:bushv | -0.84731 | ElmTr3
2031 | 2031_DzMN_GzMX_Dp00_Gp00 | A2- Bolivia 33 kV | All generators | 0.92 | cap | Manzanares 115/33/13.8 kV | m:cosphi:bushv | -0.85982 | ElmTr3
2031 | 2031_DzMN_GzMX_Dp00_Gp00 | A2- Bolivia 33 kV | All generators | 0.93 | cap | Manzanares 115/33/13.8 kV | m:cosphi:bushv | -0.87162 | ElmTr3
2031 | 2031_DzMN_GzMX_Dp00_Gp00 | A2- Bolivia 33 kV | All generators | 0.94 | cap | Manzanares 115/33/13.8 kV | m:cosphi:bushv | -0.88293 | ElmTr3
2031 | 2031_DzMN_GzMX_Dp00_Gp00 | A2- Bolivia 33 kV | All generators | 0.95 | cap | Manzanares 115/33/13.8 kV | m:cosphi:bushv | -0.89391 | ElmTr3
2031 | 2031_DzMN_GzMX_Dp00_Gp00 | A2- Bolivia 33 kV | All generators | 0.96 | cap | Manzanares 115/33/13.8 kV | m:cosphi:bushv | -0.90474 | ElmTr3
2031 | 2031_DzMN_GzMX_Dp00_Gp00 | A2- Bolivia 33 kV | All generators | 0.97 | cap | Manzanares 115/33/13.8 kV | m:cosphi:bushv | -0.91568 | ElmTr3
2031 | 2031_DzMN_GzMX_Dp00_Gp00 | A2- Bolivia 33 kV | All generators | 0.98 | cap | Manzanares 115/33/13.8 kV | m:cosphi:bushv | -0.92711 | ElmTr3
2031 | 2031_DzMN_GzMX_Dp00_Gp00 | A2- Bolivia 33 kV | All generators | 0.99 | cap | Manzanares 115/33/13.8 kV | m:cosphi:bushv | -0.93997 | ElmTr3
2031 | 2031_DzMN_GzMX_Dp00_Gp00 | A2- Bolivia 33 kV | All generators | 1 | cap | Manzanares 115/33/13.8 kV | m:cosphi:bushv | -0.96402 | ElmTr3
2031 | 2031_DzMN_GzMX_Dp00_Gp00 | A2- Bolivia 33 kV | All generators | 0.9 | cap | Purnio 230/115 | m:P:bushv in MW | -8.1942 | ElmTr3
2031 | 2031_DzMN_GzMX_Dp00_Gp00 | A2- Bolivia 33 kV | All generators | 0.91 | cap | Purnio 230/115 | m:P:bushv in MW | -8.222 | ElmTr3
2031 | 2031_DzMN_GzMX_Dp00_Gp00 | A2- Bolivia 33 kV | All generators | 0.92 | cap | Purnio 230/115 | m:P:bushv in MW | -8.2465 | ElmTr3
2031 | 2031_DzMN_GzMX_Dp00_Gp00 | A2- Bolivia 33 kV | All generators | 0.93 | cap | Purnio 230/115 | m:P:bushv in MW | -8.2685 | ElmTr3
2031 | 2031_DzMN_GzMX_Dp00_Gp00 | A2- Bolivia 33 kV | All generators | 0.94 | cap | Purnio 230/115 | m:P:bushv in MW | -8.2884 | ElmTr3
2031 | 2031_DzMN_GzMX_Dp00_Gp00 | A2- Bolivia 33 kV | All generators | 0.95 | cap | Purnio 230/115 | m:P:bushv in MW | -8.3066 | ElmTr3
2031 | 2031_DzMN_GzMX_Dp00_Gp00 | A2- Bolivia 33 kV | All generators | 0.96 | cap | Purnio 230/115 | m:P:bushv in MW | -8.3235 | ElmTr3
2031 | 2031_DzMN_GzMX_Dp00_Gp00 | A2- Bolivia 33 kV | All generators | 0.97 | cap | Purnio 230/115 | m:P:bushv in MW | -8.3394 | ElmTr3
2031 | 2031_DzMN_GzMX_Dp00_Gp00 | A2- Bolivia 33 kV | All generators | 0.98 | cap | Purnio 230/115 | m:P:bushv in MW | -8.3547 | ElmTr3
2031 | 2031_DzMN_GzMX_Dp00_Gp00 | A2- Bolivia 33 kV | All generators | 0.99 | cap | Purnio 230/115 | m:P:bushv in MW | -8.37 | ElmTr3
2031 | 2031_DzMN_GzMX_Dp00_Gp00 | A2- Bolivia 33 kV | All generators | 1 | cap | Purnio 230/115 | m:P:bushv in MW | -8.3921 | ElmTr3
2031 | 2031_DzMN_GzMX_Dp00_Gp00 | A2- Bolivia 33 kV | All generators | 0.9 | cap | Purnio 230/115 | m:Q:bushv in Mvar | 0.14167 | ElmTr3
2031 | 2031_DzMN_GzMX_Dp00_Gp00 | A2- Bolivia 33 kV | All generators | 0.91 | cap | Purnio 230/115 | m:Q:bushv in Mvar | -0.040261 | ElmTr3
2031 | 2031_DzMN_GzMX_Dp00_Gp00 | A2- Bolivia 33 kV | All generators | 0.92 | cap | Purnio 230/115 | m:Q:bushv in Mvar | -0.21349 | ElmTr3
2031 | 2031_DzMN_GzMX_Dp00_Gp00 | A2- Bolivia 33 kV | All generators | 0.93 | cap | Purnio 230/115 | m:Q:bushv in Mvar | -0.3812 | ElmTr3
2031 | 2031_DzMN_GzMX_Dp00_Gp00 | A2- Bolivia 33 kV | All generators | 0.94 | cap | Purnio 230/115 | m:Q:bushv in Mvar | -0.5462 | ElmTr3
2031 | 2031_DzMN_GzMX_Dp00_Gp00 | A2- Bolivia 33 kV | All generators | 0.95 | cap | Purnio 230/115 | m:Q:bushv in Mvar | -0.71133 | ElmTr3
2031 | 2031_DzMN_GzMX_Dp00_Gp00 | A2- Bolivia 33 kV | All generators | 0.96 | cap | Purnio 230/115 | m:Q:bushv in Mvar | -0.87999 | ElmTr3
2031 | 2031_DzMN_GzMX_Dp00_Gp00 | A2- Bolivia 33 kV | All generators | 0.97 | cap | Purnio 230/115 | m:Q:bushv in Mvar | -1.0571 | ElmTr3
2031 | 2031_DzMN_GzMX_Dp00_Gp00 | A2- Bolivia 33 kV | All generators | 0.98 | cap | Purnio 230/115 | m:Q:bushv in Mvar | -1.2513 | ElmTr3
2031 | 2031_DzMN_GzMX_Dp00_Gp00 | A2- Bolivia 33 kV | All generators | 0.99 | cap | Purnio 230/115 | m:Q:bushv in Mvar | -1.4844 | ElmTr3
2031 | 2031_DzMN_GzMX_Dp00_Gp00 | A2- Bolivia 33 kV | All generators | 1 | cap | Purnio 230/115 | m:Q:bushv in Mvar | -1.9839 | ElmTr3
2031 | 2031_DzMN_GzMX_Dp00_Gp00 | A2- Bolivia 33 kV | All generators | 0.9 | cap | Purnio 230/115 | m:cosphi:bushv | -0.99985 | ElmTr3
2031 | 2031_DzMN_GzMX_Dp00_Gp00 | A2- Bolivia 33 kV | All generators | 0.91 | cap | Purnio 230/115 | m:cosphi:bushv | -0.99999 | ElmTr3
2031 | 2031_DzMN_GzMX_Dp00_Gp00 | A2- Bolivia 33 kV | All generators | 0.92 | cap | Purnio 230/115 | m:cosphi:bushv | -0.99966 | ElmTr3
2031 | 2031_DzMN_GzMX_Dp00_Gp00 | A2- Bolivia 33 kV | All generators | 0.93 | cap | Purnio 230/115 | m:cosphi:bushv | -0.99894 | ElmTr3
2031 | 2031_DzMN_GzMX_Dp00_Gp00 | A2- Bolivia 33 kV | All generators | 0.94 | cap | Purnio 230/115 | m:cosphi:bushv | -0.99784 | ElmTr3
2031 | 2031_DzMN_GzMX_Dp00_Gp00 | A2- Bolivia 33 kV | All generators | 0.95 | cap | Purnio 230/115 | m:cosphi:bushv | -0.99635 | ElmTr3
2031 | 2031_DzMN_GzMX_Dp00_Gp00 | A2- Bolivia 33 kV | All generators | 0.96 | cap | Purnio 230/115 | m:cosphi:bushv | -0.99446 | ElmTr3
2031 | 2031_DzMN_GzMX_Dp00_Gp00 | A2- Bolivia 33 kV | All generators | 0.97 | cap | Purnio 230/115 | m:cosphi:bushv | -0.99206 | ElmTr3
2031 | 2031_DzMN_GzMX_Dp00_Gp00 | A2- Bolivia 33 kV | All generators | 0.98 | cap | Purnio 230/115 | m:cosphi:bushv | -0.98897 | ElmTr3
2031 | 2031_DzMN_GzMX_Dp00_Gp00 | A2- Bolivia 33 kV | All generators | 0.99 | cap | Purnio 230/115 | m:cosphi:bushv | -0.98464 | ElmTr3
2031 | 2031_DzMN_GzMX_Dp00_Gp00 | A2- Bolivia 33 kV | All generators | 1 | cap | Purnio 230/115 | m:cosphi:bushv | -0.97318 | ElmTr3
2031 | 2031_DzMN_GzMX_Dp00_Gp00 | A2- Bolivia 33 kV | All generators | 0.9 | cap | Victoria 115/33/13.8 kV | m:P:bushv in MW | -17.5626 | ElmTr3
2031 | 2031_DzMN_GzMX_Dp00_Gp00 | A2- Bolivia 33 kV | All generators | 0.91 | cap | Victoria 115/33/13.8 kV | m:P:bushv in MW | -17.6126 | ElmTr3
2031 | 2031_DzMN_GzMX_Dp00_Gp00 | A2- Bolivia 33 kV | All generators | 0.92 | cap | Victoria 115/33/13.8 kV | m:P:bushv in MW | -17.6585 | ElmTr3
2031 | 2031_DzMN_GzMX_Dp00_Gp00 | A2- Bolivia 33 kV | All generators | 0.93 | cap | Victoria 115/33/13.8 kV | m:P:bushv in MW | -17.7012 | ElmTr3
2031 | 2031_DzMN_GzMX_Dp00_Gp00 | A2- Bolivia 33 kV | All generators | 0.94 | cap | Victoria 115/33/13.8 kV | m:P:bushv in MW | -17.7417 | ElmTr3
2031 | 2031_DzMN_GzMX_Dp00_Gp00 | A2- Bolivia 33 kV | All generators | 0.95 | cap | Victoria 115/33/13.8 kV | m:P:bushv in MW | -17.7807 | ElmTr3
2031 | 2031_DzMN_GzMX_Dp00_Gp00 | A2- Bolivia 33 kV | All generators | 0.96 | cap | Victoria 115/33/13.8 kV | m:P:bushv in MW | -17.8189 | ElmTr3
2031 | 2031_DzMN_GzMX_Dp00_Gp00 | A2- Bolivia 33 kV | All generators | 0.97 | cap | Victoria 115/33/13.8 kV | m:P:bushv in MW | -17.8574 | ElmTr3
2031 | 2031_DzMN_GzMX_Dp00_Gp00 | A2- Bolivia 33 kV | All generators | 0.98 | cap | Victoria 115/33/13.8 kV | m:P:bushv in MW | -17.8975 | ElmTr3
2031 | 2031_DzMN_GzMX_Dp00_Gp00 | A2- Bolivia 33 kV | All generators | 0.99 | cap | Victoria 115/33/13.8 kV | m:P:bushv in MW | -17.943 | ElmTr3
2031 | 2031_DzMN_GzMX_Dp00_Gp00 | A2- Bolivia 33 kV | All generators | 1 | cap | Victoria 115/33/13.8 kV | m:P:bushv in MW | -18.0304 | ElmTr3
2031 | 2031_DzMN_GzMX_Dp00_Gp00 | A2- Bolivia 33 kV | All generators | 0.9 | cap | Victoria 115/33/13.8 kV | m:Q:bushv in Mvar | 9.104 | ElmTr3
2031 | 2031_DzMN_GzMX_Dp00_Gp00 | A2- Bolivia 33 kV | All generators | 0.91 | cap | Victoria 115/33/13.8 kV | m:Q:bushv in Mvar | 8.932 | ElmTr3
2031 | 2031_DzMN_GzMX_Dp00_Gp00 | A2- Bolivia 33 kV | All generators | 0.92 | cap | Victoria 115/33/13.8 kV | m:Q:bushv in Mvar | 8.7679 | ElmTr3
2031 | 2031_DzMN_GzMX_Dp00_Gp00 | A2- Bolivia 33 kV | All generators | 0.93 | cap | Victoria 115/33/13.8 kV | m:Q:bushv in Mvar | 8.6088 | ElmTr3
2031 | 2031_DzMN_GzMX_Dp00_Gp00 | A2- Bolivia 33 kV | All generators | 0.94 | cap | Victoria 115/33/13.8 kV | m:Q:bushv in Mvar | 8.452 | ElmTr3
2031 | 2031_DzMN_GzMX_Dp00_Gp00 | A2- Bolivia 33 kV | All generators | 0.95 | cap | Victoria 115/33/13.8 kV | m:Q:bushv in Mvar | 8.2948 | ElmTr3
2031 | 2031_DzMN_GzMX_Dp00_Gp00 | A2- Bolivia 33 kV | All generators | 0.96 | cap | Victoria 115/33/13.8 kV | m:Q:bushv in Mvar | 8.1341 | ElmTr3
2031 | 2031_DzMN_GzMX_Dp00_Gp00 | A2- Bolivia 33 kV | All generators | 0.97 | cap | Victoria 115/33/13.8 kV | m:Q:bushv in Mvar | 7.965 | ElmTr3
2031 | 2031_DzMN_GzMX_Dp00_Gp00 | A2- Bolivia 33 kV | All generators | 0.98 | cap | Victoria 115/33/13.8 kV | m:Q:bushv in Mvar | 7.7792 | ElmTr3
2031 | 2031_DzMN_GzMX_Dp00_Gp00 | A2- Bolivia 33 kV | All generators | 0.99 | cap | Victoria 115/33/13.8 kV | m:Q:bushv in Mvar | 7.5559 | ElmTr3
2031 | 2031_DzMN_GzMX_Dp00_Gp00 | A2- Bolivia 33 kV | All generators | 1 | cap | Victoria 115/33/13.8 kV | m:Q:bushv in Mvar | 7.0757 | ElmTr3
2031 | 2031_DzMN_GzMX_Dp00_Gp00 | A2- Bolivia 33 kV | All generators | 0.9 | cap | Victoria 115/33/13.8 kV | m:cosphi:bushv | -0.88781 | ElmTr3
2031 | 2031_DzMN_GzMX_Dp00_Gp00 | A2- Bolivia 33 kV | All generators | 0.91 | cap | Victoria 115/33/13.8 kV | m:cosphi:bushv | -0.89187 | ElmTr3
2031 | 2031_DzMN_GzMX_Dp00_Gp00 | A2- Bolivia 33 kV | All generators | 0.92 | cap | Victoria 115/33/13.8 kV | m:cosphi:bushv | -0.89567 | ElmTr3
2031 | 2031_DzMN_GzMX_Dp00_Gp00 | A2- Bolivia 33 kV | All generators | 0.93 | cap | Victoria 115/33/13.8 kV | m:cosphi:bushv | -0.89929 | ElmTr3
2031 | 2031_DzMN_GzMX_Dp00_Gp00 | A2- Bolivia 33 kV | All generators | 0.94 | cap | Victoria 115/33/13.8 kV | m:cosphi:bushv | -0.90279 | ElmTr3
2031 | 2031_DzMN_GzMX_Dp00_Gp00 | A2- Bolivia 33 kV | All generators | 0.95 | cap | Victoria 115/33/13.8 kV | m:cosphi:bushv | -0.90624 | ElmTr3
2031 | 2031_DzMN_GzMX_Dp00_Gp00 | A2- Bolivia 33 kV | All generators | 0.96 | cap | Victoria 115/33/13.8 kV | m:cosphi:bushv | -0.9097 | ElmTr3
2031 | 2031_DzMN_GzMX_Dp00_Gp00 | A2- Bolivia 33 kV | All generators | 0.97 | cap | Victoria 115/33/13.8 kV | m:cosphi:bushv | -0.91327 | ElmTr3
2031 | 2031_DzMN_GzMX_Dp00_Gp00 | A2- Bolivia 33 kV | All generators | 0.98 | cap | Victoria 115/33/13.8 kV | m:cosphi:bushv | -0.91711 | ElmTr3
2031 | 2031_DzMN_GzMX_Dp00_Gp00 | A2- Bolivia 33 kV | All generators | 0.99 | cap | Victoria 115/33/13.8 kV | m:cosphi:bushv | -0.92162 | ElmTr3
2031 | 2031_DzMN_GzMX_Dp00_Gp00 | A2- Bolivia 33 kV | All generators | 1 | cap | Victoria 115/33/13.8 kV | m:cosphi:bushv | -0.93089 | ElmTr3
2031 | 2031_DzMN_GzMX_Dp00_Gp00 | A2- Bolivia 33 kV | All generators | 0.9 | ind | Dorada - Magdalena 115 kV | m:P:bus1 in MW | 45.189 | ElmLne
2031 | 2031_DzMN_GzMX_Dp00_Gp00 | A2- Bolivia 33 kV | All generators | 0.91 | ind | Dorada - Magdalena 115 kV | m:P:bus1 in MW | 45.1838 | ElmLne
2031 | 2031_DzMN_GzMX_Dp00_Gp00 | A2- Bolivia 33 kV | All generators | 0.92 | ind | Dorada - Magdalena 115 kV | m:P:bus1 in MW | 45.1782 | ElmLne
2031 | 2031_DzMN_GzMX_Dp00_Gp00 | A2- Bolivia 33 kV | All generators | 0.93 | ind | Dorada - Magdalena 115 kV | m:P:bus1 in MW | 45.1723 | ElmLne
2031 | 2031_DzMN_GzMX_Dp00_Gp00 | A2- Bolivia 33 kV | All generators | 0.94 | ind | Dorada - Magdalena 115 kV | m:P:bus1 in MW | 45.166 | ElmLne
2031 | 2031_DzMN_GzMX_Dp00_Gp00 | A2- Bolivia 33 kV | All generators | 0.95 | ind | Dorada - Magdalena 115 kV | m:P:bus1 in MW | 45.159 | ElmLne
2031 | 2031_DzMN_GzMX_Dp00_Gp00 | A2- Bolivia 33 kV | All generators | 0.96 | ind | Dorada - Magdalena 115 kV | m:P:bus1 in MW | 45.1513 | ElmLne
2031 | 2031_DzMN_GzMX_Dp00_Gp00 | A2- Bolivia 33 kV | All generators | 0.97 | ind | Dorada - Magdalena 115 kV | m:P:bus1 in MW | 45.1423 | ElmLne
2031 | 2031_DzMN_GzMX_Dp00_Gp00 | A2- Bolivia 33 kV | All generators | 0.98 | ind | Dorada - Magdalena 115 kV | m:P:bus1 in MW | 45.1315 | ElmLne
2031 | 2031_DzMN_GzMX_Dp00_Gp00 | A2- Bolivia 33 kV | All generators | 0.99 | ind | Dorada - Magdalena 115 kV | m:P:bus1 in MW | 45.117 | ElmLne
2031 | 2031_DzMN_GzMX_Dp00_Gp00 | A2- Bolivia 33 kV | All generators | 1 | ind | Dorada - Magdalena 115 kV | m:P:bus1 in MW | 45.0788 | ElmLne
2031 | 2031_DzMN_GzMX_Dp00_Gp00 | A2- Bolivia 33 kV | All generators | 0.9 | ind | Dorada - Magdalena 115 kV | m:P:bus2 in MW | -45.0848 | ElmLne
2031 | 2031_DzMN_GzMX_Dp00_Gp00 | A2- Bolivia 33 kV | All generators | 0.91 | ind | Dorada - Magdalena 115 kV | m:P:bus2 in MW | -45.0796 | ElmLne
2031 | 2031_DzMN_GzMX_Dp00_Gp00 | A2- Bolivia 33 kV | All generators | 0.92 | ind | Dorada - Magdalena 115 kV | m:P:bus2 in MW | -45.074 | ElmLne
2031 | 2031_DzMN_GzMX_Dp00_Gp00 | A2- Bolivia 33 kV | All generators | 0.93 | ind | Dorada - Magdalena 115 kV | m:P:bus2 in MW | -45.0681 | ElmLne
2031 | 2031_DzMN_GzMX_Dp00_Gp00 | A2- Bolivia 33 kV | All generators | 0.94 | ind | Dorada - Magdalena 115 kV | m:P:bus2 in MW | -45.0618 | ElmLne
2031 | 2031_DzMN_GzMX_Dp00_Gp00 | A2- Bolivia 33 kV | All generators | 0.95 | ind | Dorada - Magdalena 115 kV | m:P:bus2 in MW | -45.0548 | ElmLne
2031 | 2031_DzMN_GzMX_Dp00_Gp00 | A2- Bolivia 33 kV | All generators | 0.96 | ind | Dorada - Magdalena 115 kV | m:P:bus2 in MW | -45.0471 | ElmLne
2031 | 2031_DzMN_GzMX_Dp00_Gp00 | A2- Bolivia 33 kV | All generators | 0.97 | ind | Dorada - Magdalena 115 kV | m:P:bus2 in MW | -45.0381 | ElmLne
2031 | 2031_DzMN_GzMX_Dp00_Gp00 | A2- Bolivia 33 kV | All generators | 0.98 | ind | Dorada - Magdalena 115 kV | m:P:bus2 in MW | -45.0273 | ElmLne
2031 | 2031_DzMN_GzMX_Dp00_Gp00 | A2- Bolivia 33 kV | All generators | 0.99 | ind | Dorada - Magdalena 115 kV | m:P:bus2 in MW | -45.0128 | ElmLne
2031 | 2031_DzMN_GzMX_Dp00_Gp00 | A2- Bolivia 33 kV | All generators | 1 | ind | Dorada - Magdalena 115 kV | m:P:bus2 in MW | -44.9747 | ElmLne
2031 | 2031_DzMN_GzMX_Dp00_Gp00 | A2- Bolivia 33 kV | All generators | 0.9 | ind | Dorada - Magdalena 115 kV | m:Q:bus1 in Mvar | -0.73581 | ElmLne
2031 | 2031_DzMN_GzMX_Dp00_Gp00 | A2- Bolivia 33 kV | All generators | 0.91 | ind | Dorada - Magdalena 115 kV | m:Q:bus1 in Mvar | -0.75619 | ElmLne
2031 | 2031_DzMN_GzMX_Dp00_Gp00 | A2- Bolivia 33 kV | All generators | 0.92 | ind | Dorada - Magdalena 115 kV | m:Q:bus1 in Mvar | -0.77749 | ElmLne
2031 | 2031_DzMN_GzMX_Dp00_Gp00 | A2- Bolivia 33 kV | All generators | 0.93 | ind | Dorada - Magdalena 115 kV | m:Q:bus1 in Mvar | -0.79993 | ElmLne
2031 | 2031_DzMN_GzMX_Dp00_Gp00 | A2- Bolivia 33 kV | All generators | 0.94 | ind | Dorada - Magdalena 115 kV | m:Q:bus1 in Mvar | -0.8238 | ElmLne
2031 | 2031_DzMN_GzMX_Dp00_Gp00 | A2- Bolivia 33 kV | All generators | 0.95 | ind | Dorada - Magdalena 115 kV | m:Q:bus1 in Mvar | -0.84956 | ElmLne
2031 | 2031_DzMN_GzMX_Dp00_Gp00 | A2- Bolivia 33 kV | All generators | 0.96 | ind | Dorada - Magdalena 115 kV | m:Q:bus1 in Mvar | -0.87788 | ElmLne
2031 | 2031_DzMN_GzMX_Dp00_Gp00 | A2- Bolivia 33 kV | All generators | 0.97 | ind | Dorada - Magdalena 115 kV | m:Q:bus1 in Mvar | -0.90992 | ElmLne
2031 | 2031_DzMN_GzMX_Dp00_Gp00 | A2- Bolivia 33 kV | All generators | 0.98 | ind | Dorada - Magdalena 115 kV | m:Q:bus1 in Mvar | -0.94794 | ElmLne
2031 | 2031_DzMN_GzMX_Dp00_Gp00 | A2- Bolivia 33 kV | All generators | 0.99 | ind | Dorada - Magdalena 115 kV | m:Q:bus1 in Mvar | -0.99788 | ElmLne
2031 | 2031_DzMN_GzMX_Dp00_Gp00 | A2- Bolivia 33 kV | All generators | 1 | ind | Dorada - Magdalena 115 kV | m:Q:bus1 in Mvar | -1.1234 | ElmLne
2031 | 2031_DzMN_GzMX_Dp00_Gp00 | A2- Bolivia 33 kV | All generators | 0.9 | ind | Dorada - Magdalena 115 kV | m:Q:bus2 in Mvar | 0.88223 | ElmLne
2031 | 2031_DzMN_GzMX_Dp00_Gp00 | A2- Bolivia 33 kV | All generators | 0.91 | ind | Dorada - Magdalena 115 kV | m:Q:bus2 in Mvar | 0.90269 | ElmLne
2031 | 2031_DzMN_GzMX_Dp00_Gp00 | A2- Bolivia 33 kV | All generators | 0.92 | ind | Dorada - Magdalena 115 kV | m:Q:bus2 in Mvar | 0.92407 | ElmLne
2031 | 2031_DzMN_GzMX_Dp00_Gp00 | A2- Bolivia 33 kV | All generators | 0.93 | ind | Dorada - Magdalena 115 kV | m:Q:bus2 in Mvar | 0.94658 | ElmLne
2031 | 2031_DzMN_GzMX_Dp00_Gp00 | A2- Bolivia 33 kV | All generators | 0.94 | ind | Dorada - Magdalena 115 kV | m:Q:bus2 in Mvar | 0.97054 | ElmLne
2031 | 2031_DzMN_GzMX_Dp00_Gp00 | A2- Bolivia 33 kV | All generators | 0.95 | ind | Dorada - Magdalena 115 kV | m:Q:bus2 in Mvar | 0.99638 | ElmLne
2031 | 2031_DzMN_GzMX_Dp00_Gp00 | A2- Bolivia 33 kV | All generators | 0.96 | ind | Dorada - Magdalena 115 kV | m:Q:bus2 in Mvar | 1.0248 | ElmLne
2031 | 2031_DzMN_GzMX_Dp00_Gp00 | A2- Bolivia 33 kV | All generators | 0.97 | ind | Dorada - Magdalena 115 kV | m:Q:bus2 in Mvar | 1.0569 | ElmLne
2031 | 2031_DzMN_GzMX_Dp00_Gp00 | A2- Bolivia 33 kV | All generators | 0.98 | ind | Dorada - Magdalena 115 kV | m:Q:bus2 in Mvar | 1.0951 | ElmLne
2031 | 2031_DzMN_GzMX_Dp00_Gp00 | A2- Bolivia 33 kV | All generators | 0.99 | ind | Dorada - Magdalena 115 kV | m:Q:bus2 in Mvar | 1.1452 | ElmLne
2031 | 2031_DzMN_GzMX_Dp00_Gp00 | A2- Bolivia 33 kV | All generators | 1 | ind | Dorada - Magdalena 115 kV | m:Q:bus2 in Mvar | 1.2711 | ElmLne
2031 | 2031_DzMN_GzMX_Dp00_Gp00 | A2- Bolivia 33 kV | All generators | 0.9 | ind | Dorada - Magdalena 115 kV | m:cosphi:bus1 | 0.99987 | ElmLne
2031 | 2031_DzMN_GzMX_Dp00_Gp00 | A2- Bolivia 33 kV | All generators | 0.91 | ind | Dorada - Magdalena 115 kV | m:cosphi:bus1 | 0.99986 | ElmLne
2031 | 2031_DzMN_GzMX_Dp00_Gp00 | A2- Bolivia 33 kV | All generators | 0.92 | ind | Dorada - Magdalena 115 kV | m:cosphi:bus1 | 0.99985 | ElmLne
2031 | 2031_DzMN_GzMX_Dp00_Gp00 | A2- Bolivia 33 kV | All generators | 0.93 | ind | Dorada - Magdalena 115 kV | m:cosphi:bus1 | 0.99984 | ElmLne
2031 | 2031_DzMN_GzMX_Dp00_Gp00 | A2- Bolivia 33 kV | All generators | 0.94 | ind | Dorada - Magdalena 115 kV | m:cosphi:bus1 | 0.99983 | ElmLne
2031 | 2031_DzMN_GzMX_Dp00_Gp00 | A2- Bolivia 33 kV | All generators | 0.95 | ind | Dorada - Magdalena 115 kV | m:cosphi:bus1 | 0.99982 | ElmLne
2031 | 2031_DzMN_GzMX_Dp00_Gp00 | A2- Bolivia 33 kV | All generators | 0.96 | ind | Dorada - Magdalena 115 kV | m:cosphi:bus1 | 0.99981 | ElmLne
2031 | 2031_DzMN_GzMX_Dp00_Gp00 | A2- Bolivia 33 kV | All generators | 0.97 | ind | Dorada - Magdalena 115 kV | m:cosphi:bus1 | 0.9998 | ElmLne
2031 | 2031_DzMN_GzMX_Dp00_Gp00 | A2- Bolivia 33 kV | All generators | 0.98 | ind | Dorada - Magdalena 115 kV | m:cosphi:bus1 | 0.99978 | ElmLne
2031 | 2031_DzMN_GzMX_Dp00_Gp00 | A2- Bolivia 33 kV | All generators | 0.99 | ind | Dorada - Magdalena 115 kV | m:cosphi:bus1 | 0.99975 | ElmLne
2031 | 2031_DzMN_GzMX_Dp00_Gp00 | A2- Bolivia 33 kV | All generators | 1 | ind | Dorada - Magdalena 115 kV | m:cosphi:bus1 | 0.99969 | ElmLne
2031 | 2031_DzMN_GzMX_Dp00_Gp00 | A2- Bolivia 33 kV | All generators | 0.9 | ind | Dorada - Magdalena 115 kV | m:cosphi:bus2 | -0.99981 | ElmLne
2031 | 2031_DzMN_GzMX_Dp00_Gp00 | A2- Bolivia 33 kV | All generators | 0.91 | ind | Dorada - Magdalena 115 kV | m:cosphi:bus2 | -0.9998 | ElmLne
2031 | 2031_DzMN_GzMX_Dp00_Gp00 | A2- Bolivia 33 kV | All generators | 0.92 | ind | Dorada - Magdalena 115 kV | m:cosphi:bus2 | -0.99979 | ElmLne
2031 | 2031_DzMN_GzMX_Dp00_Gp00 | A2- Bolivia 33 kV | All generators | 0.93 | ind | Dorada - Magdalena 115 kV | m:cosphi:bus2 | -0.99978 | ElmLne
2031 | 2031_DzMN_GzMX_Dp00_Gp00 | A2- Bolivia 33 kV | All generators | 0.94 | ind | Dorada - Magdalena 115 kV | m:cosphi:bus2 | -0.99977 | ElmLne
2031 | 2031_DzMN_GzMX_Dp00_Gp00 | A2- Bolivia 33 kV | All generators | 0.95 | ind | Dorada - Magdalena 115 kV | m:cosphi:bus2 | -0.99976 | ElmLne
2031 | 2031_DzMN_GzMX_Dp00_Gp00 | A2- Bolivia 33 kV | All generators | 0.96 | ind | Dorada - Magdalena 115 kV | m:cosphi:bus2 | -0.99974 | ElmLne
2031 | 2031_DzMN_GzMX_Dp00_Gp00 | A2- Bolivia 33 kV | All generators | 0.97 | ind | Dorada - Magdalena 115 kV | m:cosphi:bus2 | -0.99972 | ElmLne
2031 | 2031_DzMN_GzMX_Dp00_Gp00 | A2- Bolivia 33 kV | All generators | 0.98 | ind | Dorada - Magdalena 115 kV | m:cosphi:bus2 | -0.9997 | ElmLne
2031 | 2031_DzMN_GzMX_Dp00_Gp00 | A2- Bolivia 33 kV | All generators | 0.99 | ind | Dorada - Magdalena 115 kV | m:cosphi:bus2 | -0.99968 | ElmLne
2031 | 2031_DzMN_GzMX_Dp00_Gp00 | A2- Bolivia 33 kV | All generators | 1 | ind | Dorada - Magdalena 115 kV | m:cosphi:bus2 | -0.9996 | ElmLne
2031 | 2031_DzMN_GzMX_Dp00_Gp00 | A2- Bolivia 33 kV | All generators | 0.9 | ind | Mariquita - Victoria 2 115 | m:P:bus1 in MW | 4.6096 | ElmLne
2031 | 2031_DzMN_GzMX_Dp00_Gp00 | A2- Bolivia 33 kV | All generators | 0.91 | ind | Mariquita - Victoria 2 115 | m:P:bus1 in MW | 4.6167 | ElmLne
2031 | 2031_DzMN_GzMX_Dp00_Gp00 | A2- Bolivia 33 kV | All generators | 0.92 | ind | Mariquita - Victoria 2 115 | m:P:bus1 in MW | 4.6239 | ElmLne
2031 | 2031_DzMN_GzMX_Dp00_Gp00 | A2- Bolivia 33 kV | All generators | 0.93 | ind | Mariquita - Victoria 2 115 | m:P:bus1 in MW | 4.6315 | ElmLne
2031 | 2031_DzMN_GzMX_Dp00_Gp00 | A2- Bolivia 33 kV | All generators | 0.94 | ind | Mariquita - Victoria 2 115 | m:P:bus1 in MW | 4.6393 | ElmLne
2031 | 2031_DzMN_GzMX_Dp00_Gp00 | A2- Bolivia 33 kV | All generators | 0.95 | ind | Mariquita - Victoria 2 115 | m:P:bus1 in MW | 4.6476 | ElmLne
2031 | 2031_DzMN_GzMX_Dp00_Gp00 | A2- Bolivia 33 kV | All generators | 0.96 | ind | Mariquita - Victoria 2 115 | m:P:bus1 in MW | 4.6566 | ElmLne
2031 | 2031_DzMN_GzMX_Dp00_Gp00 | A2- Bolivia 33 kV | All generators | 0.97 | ind | Mariquita - Victoria 2 115 | m:P:bus1 in MW | 4.6664 | ElmLne
2031 | 2031_DzMN_GzMX_Dp00_Gp00 | A2- Bolivia 33 kV | All generators | 0.98 | ind | Mariquita - Victoria 2 115 | m:P:bus1 in MW | 4.6778 | ElmLne
2031 | 2031_DzMN_GzMX_Dp00_Gp00 | A2- Bolivia 33 kV | All generators | 0.99 | ind | Mariquita - Victoria 2 115 | m:P:bus1 in MW | 4.6922 | ElmLne
2031 | 2031_DzMN_GzMX_Dp00_Gp00 | A2- Bolivia 33 kV | All generators | 1 | ind | Mariquita - Victoria 2 115 | m:P:bus1 in MW | 4.7254 | ElmLne
2031 | 2031_DzMN_GzMX_Dp00_Gp00 | A2- Bolivia 33 kV | All generators | 0.9 | ind | Mariquita - Victoria 2 115 | m:P:bus2 in MW | -4.5984 | ElmLne
2031 | 2031_DzMN_GzMX_Dp00_Gp00 | A2- Bolivia 33 kV | All generators | 0.91 | ind | Mariquita - Victoria 2 115 | m:P:bus2 in MW | -4.6054 | ElmLne
2031 | 2031_DzMN_GzMX_Dp00_Gp00 | A2- Bolivia 33 kV | All generators | 0.92 | ind | Mariquita - Victoria 2 115 | m:P:bus2 in MW | -4.6125 | ElmLne
2031 | 2031_DzMN_GzMX_Dp00_Gp00 | A2- Bolivia 33 kV | All generators | 0.93 | ind | Mariquita - Victoria 2 115 | m:P:bus2 in MW | -4.62 | ElmLne
2031 | 2031_DzMN_GzMX_Dp00_Gp00 | A2- Bolivia 33 kV | All generators | 0.94 | ind | Mariquita - Victoria 2 115 | m:P:bus2 in MW | -4.6278 | ElmLne
2031 | 2031_DzMN_GzMX_Dp00_Gp00 | A2- Bolivia 33 kV | All generators | 0.95 | ind | Mariquita - Victoria 2 115 | m:P:bus2 in MW | -4.636 | ElmLne
2031 | 2031_DzMN_GzMX_Dp00_Gp00 | A2- Bolivia 33 kV | All generators | 0.96 | ind | Mariquita - Victoria 2 115 | m:P:bus2 in MW | -4.6448 | ElmLne
2031 | 2031_DzMN_GzMX_Dp00_Gp00 | A2- Bolivia 33 kV | All generators | 0.97 | ind | Mariquita - Victoria 2 115 | m:P:bus2 in MW | -4.6546 | ElmLne
2031 | 2031_DzMN_GzMX_Dp00_Gp00 | A2- Bolivia 33 kV | All generators | 0.98 | ind | Mariquita - Victoria 2 115 | m:P:bus2 in MW | -4.6658 | ElmLne
2031 | 2031_DzMN_GzMX_Dp00_Gp00 | A2- Bolivia 33 kV | All generators | 0.99 | ind | Mariquita - Victoria 2 115 | m:P:bus2 in MW | -4.68 | ElmLne
2031 | 2031_DzMN_GzMX_Dp00_Gp00 | A2- Bolivia 33 kV | All generators | 1 | ind | Mariquita - Victoria 2 115 | m:P:bus2 in MW | -4.7128 | ElmLne
2031 | 2031_DzMN_GzMX_Dp00_Gp00 | A2- Bolivia 33 kV | All generators | 0.9 | ind | Mariquita - Victoria 2 115 | m:Q:bus1 in Mvar | -6.088 | ElmLne
2031 | 2031_DzMN_GzMX_Dp00_Gp00 | A2- Bolivia 33 kV | All generators | 0.91 | ind | Mariquita - Victoria 2 115 | m:Q:bus1 in Mvar | -6.1094 | ElmLne
2031 | 2031_DzMN_GzMX_Dp00_Gp00 | A2- Bolivia 33 kV | All generators | 0.92 | ind | Mariquita - Victoria 2 115 | m:Q:bus1 in Mvar | -6.1318 | ElmLne
2031 | 2031_DzMN_GzMX_Dp00_Gp00 | A2- Bolivia 33 kV | All generators | 0.93 | ind | Mariquita - Victoria 2 115 | m:Q:bus1 in Mvar | -6.1554 | ElmLne
2031 | 2031_DzMN_GzMX_Dp00_Gp00 | A2- Bolivia 33 kV | All generators | 0.94 | ind | Mariquita - Victoria 2 115 | m:Q:bus1 in Mvar | -6.1806 | ElmLne
2031 | 2031_DzMN_GzMX_Dp00_Gp00 | A2- Bolivia 33 kV | All generators | 0.95 | ind | Mariquita - Victoria 2 115 | m:Q:bus1 in Mvar | -6.2078 | ElmLne
2031 | 2031_DzMN_GzMX_Dp00_Gp00 | A2- Bolivia 33 kV | All generators | 0.96 | ind | Mariquita - Victoria 2 115 | m:Q:bus1 in Mvar | -6.2377 | ElmLne
2031 | 2031_DzMN_GzMX_Dp00_Gp00 | A2- Bolivia 33 kV | All generators | 0.97 | ind | Mariquita - Victoria 2 115 | m:Q:bus1 in Mvar | -6.2715 | ElmLne
2031 | 2031_DzMN_GzMX_Dp00_Gp00 | A2- Bolivia 33 kV | All generators | 0.98 | ind | Mariquita - Victoria 2 115 | m:Q:bus1 in Mvar | -6.3118 | ElmLne
2031 | 2031_DzMN_GzMX_Dp00_Gp00 | A2- Bolivia 33 kV | All generators | 0.99 | ind | Mariquita - Victoria 2 115 | m:Q:bus1 in Mvar | -6.3648 | ElmLne
2031 | 2031_DzMN_GzMX_Dp00_Gp00 | A2- Bolivia 33 kV | All generators | 1 | ind | Mariquita - Victoria 2 115 | m:Q:bus1 in Mvar | -6.4984 | ElmLne
2031 | 2031_DzMN_GzMX_Dp00_Gp00 | A2- Bolivia 33 kV | All generators | 0.9 | ind | Mariquita - Victoria 2 115 | m:Q:bus2 in Mvar | 5.446 | ElmLne
2031 | 2031_DzMN_GzMX_Dp00_Gp00 | A2- Bolivia 33 kV | All generators | 0.91 | ind | Mariquita - Victoria 2 115 | m:Q:bus2 in Mvar | 5.4678 | ElmLne
2031 | 2031_DzMN_GzMX_Dp00_Gp00 | A2- Bolivia 33 kV | All generators | 0.92 | ind | Mariquita - Victoria 2 115 | m:Q:bus2 in Mvar | 5.4906 | ElmLne
2031 | 2031_DzMN_GzMX_Dp00_Gp00 | A2- Bolivia 33 kV | All generators | 0.93 | ind | Mariquita - Victoria 2 115 | m:Q:bus2 in Mvar | 5.5147 | ElmLne
2031 | 2031_DzMN_GzMX_Dp00_Gp00 | A2- Bolivia 33 kV | All generators | 0.94 | ind | Mariquita - Victoria 2 115 | m:Q:bus2 in Mvar | 5.5403 | ElmLne
2031 | 2031_DzMN_GzMX_Dp00_Gp00 | A2- Bolivia 33 kV | All generators | 0.95 | ind | Mariquita - Victoria 2 115 | m:Q:bus2 in Mvar | 5.568 | ElmLne
2031 | 2031_DzMN_GzMX_Dp00_Gp00 | A2- Bolivia 33 kV | All generators | 0.96 | ind | Mariquita - Victoria 2 115 | m:Q:bus2 in Mvar | 5.5984 | ElmLne
2031 | 2031_DzMN_GzMX_Dp00_Gp00 | A2- Bolivia 33 kV | All generators | 0.97 | ind | Mariquita - Victoria 2 115 | m:Q:bus2 in Mvar | 5.6329 | ElmLne
2031 | 2031_DzMN_GzMX_Dp00_Gp00 | A2- Bolivia 33 kV | All generators | 0.98 | ind | Mariquita - Victoria 2 115 | m:Q:bus2 in Mvar | 5.6739 | ElmLne
2031 | 2031_DzMN_GzMX_Dp00_Gp00 | A2- Bolivia 33 kV | All generators | 0.99 | ind | Mariquita - Victoria 2 115 | m:Q:bus2 in Mvar | 5.7279 | ElmLne
2031 | 2031_DzMN_GzMX_Dp00_Gp00 | A2- Bolivia 33 kV | All generators | 1 | ind | Mariquita - Victoria 2 115 | m:Q:bus2 in Mvar | 5.864 | ElmLne
2031 | 2031_DzMN_GzMX_Dp00_Gp00 | A2- Bolivia 33 kV | All generators | 0.9 | ind | Mariquita - Victoria 2 115 | m:cosphi:bus1 | 0.60365 | ElmLne
2031 | 2031_DzMN_GzMX_Dp00_Gp00 | A2- Bolivia 33 kV | All generators | 0.91 | ind | Mariquita - Victoria 2 115 | m:cosphi:bus1 | 0.60289 | ElmLne
2031 | 2031_DzMN_GzMX_Dp00_Gp00 | A2- Bolivia 33 kV | All generators | 0.92 | ind | Mariquita - Victoria 2 115 | m:cosphi:bus1 | 0.60209 | ElmLne
2031 | 2031_DzMN_GzMX_Dp00_Gp00 | A2- Bolivia 33 kV | All generators | 0.93 | ind | Mariquita - Victoria 2 115 | m:cosphi:bus1 | 0.60124 | ElmLne
2031 | 2031_DzMN_GzMX_Dp00_Gp00 | A2- Bolivia 33 kV | All generators | 0.94 | ind | Mariquita - Victoria 2 115 | m:cosphi:bus1 | 0.60032 | ElmLne
2031 | 2031_DzMN_GzMX_Dp00_Gp00 | A2- Bolivia 33 kV | All generators | 0.95 | ind | Mariquita - Victoria 2 115 | m:cosphi:bus1 | 0.59932 | ElmLne
2031 | 2031_DzMN_GzMX_Dp00_Gp00 | A2- Bolivia 33 kV | All generators | 0.96 | ind | Mariquita - Victoria 2 115 | m:cosphi:bus1 | 0.59821 | ElmLne
2031 | 2031_DzMN_GzMX_Dp00_Gp00 | A2- Bolivia 33 kV | All generators | 0.97 | ind | Mariquita - Victoria 2 115 | m:cosphi:bus1 | 0.59695 | ElmLne
2031 | 2031_DzMN_GzMX_Dp00_Gp00 | A2- Bolivia 33 kV | All generators | 0.98 | ind | Mariquita - Victoria 2 115 | m:cosphi:bus1 | 0.59542 | ElmLne
2031 | 2031_DzMN_GzMX_Dp00_Gp00 | A2- Bolivia 33 kV | All generators | 0.99 | ind | Mariquita - Victoria 2 115 | m:cosphi:bus1 | 0.59339 | ElmLne
2031 | 2031_DzMN_GzMX_Dp00_Gp00 | A2- Bolivia 33 kV | All generators | 1 | ind | Mariquita - Victoria 2 115 | m:cosphi:bus1 | 0.58811 | ElmLne
2031 | 2031_DzMN_GzMX_Dp00_Gp00 | A2- Bolivia 33 kV | All generators | 0.9 | ind | Mariquita - Victoria 2 115 | m:cosphi:bus2 | -0.64514 | ElmLne
2031 | 2031_DzMN_GzMX_Dp00_Gp00 | A2- Bolivia 33 kV | All generators | 0.91 | ind | Mariquita - Victoria 2 115 | m:cosphi:bus2 | -0.64421 | ElmLne
2031 | 2031_DzMN_GzMX_Dp00_Gp00 | A2- Bolivia 33 kV | All generators | 0.92 | ind | Mariquita - Victoria 2 115 | m:cosphi:bus2 | -0.64323 | ElmLne
2031 | 2031_DzMN_GzMX_Dp00_Gp00 | A2- Bolivia 33 kV | All generators | 0.93 | ind | Mariquita - Victoria 2 115 | m:cosphi:bus2 | -0.64219 | ElmLne
2031 | 2031_DzMN_GzMX_Dp00_Gp00 | A2- Bolivia 33 kV | All generators | 0.94 | ind | Mariquita - Victoria 2 115 | m:cosphi:bus2 | -0.64107 | ElmLne
2031 | 2031_DzMN_GzMX_Dp00_Gp00 | A2- Bolivia 33 kV | All generators | 0.95 | ind | Mariquita - Victoria 2 115 | m:cosphi:bus2 | -0.63986 | ElmLne
2031 | 2031_DzMN_GzMX_Dp00_Gp00 | A2- Bolivia 33 kV | All generators | 0.96 | ind | Mariquita - Victoria 2 115 | m:cosphi:bus2 | -0.63852 | ElmLne
2031 | 2031_DzMN_GzMX_Dp00_Gp00 | A2- Bolivia 33 kV | All generators | 0.97 | ind | Mariquita - Victoria 2 115 | m:cosphi:bus2 | -0.63699 | ElmLne
2031 | 2031_DzMN_GzMX_Dp00_Gp00 | A2- Bolivia 33 kV | All generators | 0.98 | ind | Mariquita - Victoria 2 115 | m:cosphi:bus2 | -0.63515 | ElmLne
2031 | 2031_DzMN_GzMX_Dp00_Gp00 | A2- Bolivia 33 kV | All generators | 0.99 | ind | Mariquita - Victoria 2 115 | m:cosphi:bus2 | -0.63271 | ElmLne
2031 | 2031_DzMN_GzMX_Dp00_Gp00 | A2- Bolivia 33 kV | All generators | 1 | ind | Mariquita - Victoria 2 115 | m:cosphi:bus2 | -0.62645 | ElmLne
2031 | 2031_DzMN_GzMX_Dp00_Gp00 | A2- Bolivia 33 kV | All generators | 0.9 | ind | Dorada 115/33/13.8 kV | m:P:bushv in MW | -8.2237 | ElmTr3
2031 | 2031_DzMN_GzMX_Dp00_Gp00 | A2- Bolivia 33 kV | All generators | 0.91 | ind | Dorada 115/33/13.8 kV | m:P:bushv in MW | -8.2207 | ElmTr3
2031 | 2031_DzMN_GzMX_Dp00_Gp00 | A2- Bolivia 33 kV | All generators | 0.92 | ind | Dorada 115/33/13.8 kV | m:P:bushv in MW | -8.2176 | ElmTr3
2031 | 2031_DzMN_GzMX_Dp00_Gp00 | A2- Bolivia 33 kV | All generators | 0.93 | ind | Dorada 115/33/13.8 kV | m:P:bushv in MW | -8.2142 | ElmTr3
2031 | 2031_DzMN_GzMX_Dp00_Gp00 | A2- Bolivia 33 kV | All generators | 0.94 | ind | Dorada 115/33/13.8 kV | m:P:bushv in MW | -8.2106 | ElmTr3
2031 | 2031_DzMN_GzMX_Dp00_Gp00 | A2- Bolivia 33 kV | All generators | 0.95 | ind | Dorada 115/33/13.8 kV | m:P:bushv in MW | -8.2067 | ElmTr3
2031 | 2031_DzMN_GzMX_Dp00_Gp00 | A2- Bolivia 33 kV | All generators | 0.96 | ind | Dorada 115/33/13.8 kV | m:P:bushv in MW | -8.2024 | ElmTr3
2031 | 2031_DzMN_GzMX_Dp00_Gp00 | A2- Bolivia 33 kV | All generators | 0.97 | ind | Dorada 115/33/13.8 kV | m:P:bushv in MW | -8.1974 | ElmTr3
2031 | 2031_DzMN_GzMX_Dp00_Gp00 | A2- Bolivia 33 kV | All generators | 0.98 | ind | Dorada 115/33/13.8 kV | m:P:bushv in MW | -8.1914 | ElmTr3
2031 | 2031_DzMN_GzMX_Dp00_Gp00 | A2- Bolivia 33 kV | All generators | 0.99 | ind | Dorada 115/33/13.8 kV | m:P:bushv in MW | -8.1833 | ElmTr3
2031 | 2031_DzMN_GzMX_Dp00_Gp00 | A2- Bolivia 33 kV | All generators | 1 | ind | Dorada 115/33/13.8 kV | m:P:bushv in MW | -8.1623 | ElmTr3
2031 | 2031_DzMN_GzMX_Dp00_Gp00 | A2- Bolivia 33 kV | All generators | 0.9 | ind | Dorada 115/33/13.8 kV | m:Q:bushv in Mvar | 3.8095 | ElmTr3
2031 | 2031_DzMN_GzMX_Dp00_Gp00 | A2- Bolivia 33 kV | All generators | 0.91 | ind | Dorada 115/33/13.8 kV | m:Q:bushv in Mvar | 3.8193 | ElmTr3
2031 | 2031_DzMN_GzMX_Dp00_Gp00 | A2- Bolivia 33 kV | All generators | 0.92 | ind | Dorada 115/33/13.8 kV | m:Q:bushv in Mvar | 3.8295 | ElmTr3
2031 | 2031_DzMN_GzMX_Dp00_Gp00 | A2- Bolivia 33 kV | All generators | 0.93 | ind | Dorada 115/33/13.8 kV | m:Q:bushv in Mvar | 3.8402 | ElmTr3
2031 | 2031_DzMN_GzMX_Dp00_Gp00 | A2- Bolivia 33 kV | All generators | 0.94 | ind | Dorada 115/33/13.8 kV | m:Q:bushv in Mvar | 3.8516 | ElmTr3
2031 | 2031_DzMN_GzMX_Dp00_Gp00 | A2- Bolivia 33 kV | All generators | 0.95 | ind | Dorada 115/33/13.8 kV | m:Q:bushv in Mvar | 3.8639 | ElmTr3
2031 | 2031_DzMN_GzMX_Dp00_Gp00 | A2- Bolivia 33 kV | All generators | 0.96 | ind | Dorada 115/33/13.8 kV | m:Q:bushv in Mvar | 3.8773 | ElmTr3
2031 | 2031_DzMN_GzMX_Dp00_Gp00 | A2- Bolivia 33 kV | All generators | 0.97 | ind | Dorada 115/33/13.8 kV | m:Q:bushv in Mvar | 3.8925 | ElmTr3
2031 | 2031_DzMN_GzMX_Dp00_Gp00 | A2- Bolivia 33 kV | All generators | 0.98 | ind | Dorada 115/33/13.8 kV | m:Q:bushv in Mvar | 3.9105 | ElmTr3
2031 | 2031_DzMN_GzMX_Dp00_Gp00 | A2- Bolivia 33 kV | All generators | 0.99 | ind | Dorada 115/33/13.8 kV | m:Q:bushv in Mvar | 3.934 | ElmTr3
2031 | 2031_DzMN_GzMX_Dp00_Gp00 | A2- Bolivia 33 kV | All generators | 1 | ind | Dorada 115/33/13.8 kV | m:Q:bushv in Mvar | 3.9925 | ElmTr3
2031 | 2031_DzMN_GzMX_Dp00_Gp00 | A2- Bolivia 33 kV | All generators | 0.9 | ind | Dorada 115/33/13.8 kV | m:cosphi:bushv | -0.90737 | ElmTr3
2031 | 2031_DzMN_GzMX_Dp00_Gp00 | A2- Bolivia 33 kV | All generators | 0.91 | ind | Dorada 115/33/13.8 kV | m:cosphi:bushv | -0.9069 | ElmTr3
2031 | 2031_DzMN_GzMX_Dp00_Gp00 | A2- Bolivia 33 kV | All generators | 0.92 | ind | Dorada 115/33/13.8 kV | m:cosphi:bushv | -0.90641 | ElmTr3
2031 | 2031_DzMN_GzMX_Dp00_Gp00 | A2- Bolivia 33 kV | All generators | 0.93 | ind | Dorada 115/33/13.8 kV | m:cosphi:bushv | -0.90589 | ElmTr3
2031 | 2031_DzMN_GzMX_Dp00_Gp00 | A2- Bolivia 33 kV | All generators | 0.94 | ind | Dorada 115/33/13.8 kV | m:cosphi:bushv | -0.90534 | ElmTr3
2031 | 2031_DzMN_GzMX_Dp00_Gp00 | A2- Bolivia 33 kV | All generators | 0.95 | ind | Dorada 115/33/13.8 kV | m:cosphi:bushv | -0.90474 | ElmTr3
2031 | 2031_DzMN_GzMX_Dp00_Gp00 | A2- Bolivia 33 kV | All generators | 0.96 | ind | Dorada 115/33/13.8 kV | m:cosphi:bushv | -0.90408 | ElmTr3
2031 | 2031_DzMN_GzMX_Dp00_Gp00 | A2- Bolivia 33 kV | All generators | 0.97 | ind | Dorada 115/33/13.8 kV | m:cosphi:bushv | -0.90333 | ElmTr3
2031 | 2031_DzMN_GzMX_Dp00_Gp00 | A2- Bolivia 33 kV | All generators | 0.98 | ind | Dorada 115/33/13.8 kV | m:cosphi:bushv | -0.90244 | ElmTr3
2031 | 2031_DzMN_GzMX_Dp00_Gp00 | A2- Bolivia 33 kV | All generators | 0.99 | ind | Dorada 115/33/13.8 kV | m:cosphi:bushv | -0.90127 | ElmTr3
2031 | 2031_DzMN_GzMX_Dp00_Gp00 | A2- Bolivia 33 kV | All generators | 1 | ind | Dorada 115/33/13.8 kV | m:cosphi:bushv | -0.8983 | ElmTr3
2031 | 2031_DzMN_GzMX_Dp00_Gp00 | A2- Bolivia 33 kV | All generators | 0.9 | ind | Manzanares 115/33/13.8 kV | m:P:bushv in MW | -25.5234 | ElmTr3
2031 | 2031_DzMN_GzMX_Dp00_Gp00 | A2- Bolivia 33 kV | All generators | 0.91 | ind | Manzanares 115/33/13.8 kV | m:P:bushv in MW | -25.5439 | ElmTr3
2031 | 2031_DzMN_GzMX_Dp00_Gp00 | A2- Bolivia 33 kV | All generators | 0.92 | ind | Manzanares 115/33/13.8 kV | m:P:bushv in MW | -25.5638 | ElmTr3
2031 | 2031_DzMN_GzMX_Dp00_Gp00 | A2- Bolivia 33 kV | All generators | 0.93 | ind | Manzanares 115/33/13.8 kV | m:P:bushv in MW | -25.5833 | ElmTr3
2031 | 2031_DzMN_GzMX_Dp00_Gp00 | A2- Bolivia 33 kV | All generators | 0.94 | ind | Manzanares 115/33/13.8 kV | m:P:bushv in MW | -25.6022 | ElmTr3
2031 | 2031_DzMN_GzMX_Dp00_Gp00 | A2- Bolivia 33 kV | All generators | 0.95 | ind | Manzanares 115/33/13.8 kV | m:P:bushv in MW | -25.6206 | ElmTr3
2031 | 2031_DzMN_GzMX_Dp00_Gp00 | A2- Bolivia 33 kV | All generators | 0.96 | ind | Manzanares 115/33/13.8 kV | m:P:bushv in MW | -25.6383 | ElmTr3
2031 | 2031_DzMN_GzMX_Dp00_Gp00 | A2- Bolivia 33 kV | All generators | 0.97 | ind | Manzanares 115/33/13.8 kV | m:P:bushv in MW | -25.6553 | ElmTr3
2031 | 2031_DzMN_GzMX_Dp00_Gp00 | A2- Bolivia 33 kV | All generators | 0.98 | ind | Manzanares 115/33/13.8 kV | m:P:bushv in MW | -25.6711 | ElmTr3
2031 | 2031_DzMN_GzMX_Dp00_Gp00 | A2- Bolivia 33 kV | All generators | 0.99 | ind | Manzanares 115/33/13.8 kV | m:P:bushv in MW | -25.6848 | ElmTr3
2031 | 2031_DzMN_GzMX_Dp00_Gp00 | A2- Bolivia 33 kV | All generators | 1 | ind | Manzanares 115/33/13.8 kV | m:P:bushv in MW | -25.6834 | ElmTr3
2031 | 2031_DzMN_GzMX_Dp00_Gp00 | A2- Bolivia 33 kV | All generators | 0.9 | ind | Manzanares 115/33/13.8 kV | m:Q:bushv in Mvar | 0.91694 | ElmTr3
2031 | 2031_DzMN_GzMX_Dp00_Gp00 | A2- Bolivia 33 kV | All generators | 0.91 | ind | Manzanares 115/33/13.8 kV | m:Q:bushv in Mvar | 1.2417 | ElmTr3
2031 | 2031_DzMN_GzMX_Dp00_Gp00 | A2- Bolivia 33 kV | All generators | 0.92 | ind | Manzanares 115/33/13.8 kV | m:Q:bushv in Mvar | 1.5809 | ElmTr3
2031 | 2031_DzMN_GzMX_Dp00_Gp00 | A2- Bolivia 33 kV | All generators | 0.93 | ind | Manzanares 115/33/13.8 kV | m:Q:bushv in Mvar | 1.9382 | ElmTr3
2031 | 2031_DzMN_GzMX_Dp00_Gp00 | A2- Bolivia 33 kV | All generators | 0.94 | ind | Manzanares 115/33/13.8 kV | m:Q:bushv in Mvar | 2.3184 | ElmTr3
2031 | 2031_DzMN_GzMX_Dp00_Gp00 | A2- Bolivia 33 kV | All generators | 0.95 | ind | Manzanares 115/33/13.8 kV | m:Q:bushv in Mvar | 2.7285 | ElmTr3
2031 | 2031_DzMN_GzMX_Dp00_Gp00 | A2- Bolivia 33 kV | All generators | 0.96 | ind | Manzanares 115/33/13.8 kV | m:Q:bushv in Mvar | 3.1793 | ElmTr3
2031 | 2031_DzMN_GzMX_Dp00_Gp00 | A2- Bolivia 33 kV | All generators | 0.97 | ind | Manzanares 115/33/13.8 kV | m:Q:bushv in Mvar | 3.6891 | ElmTr3
2031 | 2031_DzMN_GzMX_Dp00_Gp00 | A2- Bolivia 33 kV | All generators | 0.98 | ind | Manzanares 115/33/13.8 kV | m:Q:bushv in Mvar | 4.2942 | ElmTr3
2031 | 2031_DzMN_GzMX_Dp00_Gp00 | A2- Bolivia 33 kV | All generators | 0.99 | ind | Manzanares 115/33/13.8 kV | m:Q:bushv in Mvar | 5.0887 | ElmTr3
2031 | 2031_DzMN_GzMX_Dp00_Gp00 | A2- Bolivia 33 kV | All generators | 1 | ind | Manzanares 115/33/13.8 kV | m:Q:bushv in Mvar | 7.0823 | ElmTr3
2031 | 2031_DzMN_GzMX_Dp00_Gp00 | A2- Bolivia 33 kV | All generators | 0.9 | ind | Manzanares 115/33/13.8 kV | m:cosphi:bushv | -0.99935 | ElmTr3
2031 | 2031_DzMN_GzMX_Dp00_Gp00 | A2- Bolivia 33 kV | All generators | 0.91 | ind | Manzanares 115/33/13.8 kV | m:cosphi:bushv | -0.99882 | ElmTr3
2031 | 2031_DzMN_GzMX_Dp00_Gp00 | A2- Bolivia 33 kV | All generators | 0.92 | ind | Manzanares 115/33/13.8 kV | m:cosphi:bushv | -0.99809 | ElmTr3
2031 | 2031_DzMN_GzMX_Dp00_Gp00 | A2- Bolivia 33 kV | All generators | 0.93 | ind | Manzanares 115/33/13.8 kV | m:cosphi:bushv | -0.99714 | ElmTr3
2031 | 2031_DzMN_GzMX_Dp00_Gp00 | A2- Bolivia 33 kV | All generators | 0.94 | ind | Manzanares 115/33/13.8 kV | m:cosphi:bushv | -0.99592 | ElmTr3
2031 | 2031_DzMN_GzMX_Dp00_Gp00 | A2- Bolivia 33 kV | All generators | 0.95 | ind | Manzanares 115/33/13.8 kV | m:cosphi:bushv | -0.99438 | ElmTr3
2031 | 2031_DzMN_GzMX_Dp00_Gp00 | A2- Bolivia 33 kV | All generators | 0.96 | ind | Manzanares 115/33/13.8 kV | m:cosphi:bushv | -0.9924 | ElmTr3
2031 | 2031_DzMN_GzMX_Dp00_Gp00 | A2- Bolivia 33 kV | All generators | 0.97 | ind | Manzanares 115/33/13.8 kV | m:cosphi:bushv | -0.98982 | ElmTr3
2031 | 2031_DzMN_GzMX_Dp00_Gp00 | A2- Bolivia 33 kV | All generators | 0.98 | ind | Manzanares 115/33/13.8 kV | m:cosphi:bushv | -0.9863 | ElmTr3
2031 | 2031_DzMN_GzMX_Dp00_Gp00 | A2- Bolivia 33 kV | All generators | 0.99 | ind | Manzanares 115/33/13.8 kV | m:cosphi:bushv | -0.98093 | ElmTr3
2031 | 2031_DzMN_GzMX_Dp00_Gp00 | A2- Bolivia 33 kV | All generators | 1 | ind | Manzanares 115/33/13.8 kV | m:cosphi:bushv | -0.96402 | ElmTr3
2031 | 2031_DzMN_GzMX_Dp00_Gp00 | A2- Bolivia 33 kV | All generators | 0.9 | ind | Purnio 230/115 | m:P:bushv in MW | -8.3773 | ElmTr3
2031 | 2031_DzMN_GzMX_Dp00_Gp00 | A2- Bolivia 33 kV | All generators | 0.91 | ind | Purnio 230/115 | m:P:bushv in MW | -8.3808 | ElmTr3
2031 | 2031_DzMN_GzMX_Dp00_Gp00 | A2- Bolivia 33 kV | All generators | 0.92 | ind | Purnio 230/115 | m:P:bushv in MW | -8.3841 | ElmTr3
2031 | 2031_DzMN_GzMX_Dp00_Gp00 | A2- Bolivia 33 kV | All generators | 0.93 | ind | Purnio 230/115 | m:P:bushv in MW | -8.3873 | ElmTr3
2031 | 2031_DzMN_GzMX_Dp00_Gp00 | A2- Bolivia 33 kV | All generators | 0.94 | ind | Purnio 230/115 | m:P:bushv in MW | -8.3903 | ElmTr3
2031 | 2031_DzMN_GzMX_Dp00_Gp00 | A2- Bolivia 33 kV | All generators | 0.95 | ind | Purnio 230/115 | m:P:bushv in MW | -8.393 | ElmTr3
2031 | 2031_DzMN_GzMX_Dp00_Gp00 | A2- Bolivia 33 kV | All generators | 0.96 | ind | Purnio 230/115 | m:P:bushv in MW | -8.3955 | ElmTr3
2031 | 2031_DzMN_GzMX_Dp00_Gp00 | A2- Bolivia 33 kV | All generators | 0.97 | ind | Purnio 230/115 | m:P:bushv in MW | -8.3976 | ElmTr3
2031 | 2031_DzMN_GzMX_Dp00_Gp00 | A2- Bolivia 33 kV | All generators | 0.98 | ind | Purnio 230/115 | m:P:bushv in MW | -8.3991 | ElmTr3
2031 | 2031_DzMN_GzMX_Dp00_Gp00 | A2- Bolivia 33 kV | All generators | 0.99 | ind | Purnio 230/115 | m:P:bushv in MW | -8.3994 | ElmTr3
2031 | 2031_DzMN_GzMX_Dp00_Gp00 | A2- Bolivia 33 kV | All generators | 1 | ind | Purnio 230/115 | m:P:bushv in MW | -8.3921 | ElmTr3
2031 | 2031_DzMN_GzMX_Dp00_Gp00 | A2- Bolivia 33 kV | All generators | 0.9 | ind | Purnio 230/115 | m:Q:bushv in Mvar | -3.3666 | ElmTr3
2031 | 2031_DzMN_GzMX_Dp00_Gp00 | A2- Bolivia 33 kV | All generators | 0.91 | ind | Purnio 230/115 | m:Q:bushv in Mvar | -3.2938 | ElmTr3
2031 | 2031_DzMN_GzMX_Dp00_Gp00 | A2- Bolivia 33 kV | All generators | 0.92 | ind | Purnio 230/115 | m:Q:bushv in Mvar | -3.2178 | ElmTr3
2031 | 2031_DzMN_GzMX_Dp00_Gp00 | A2- Bolivia 33 kV | All generators | 0.93 | ind | Purnio 230/115 | m:Q:bushv in Mvar | -3.1378 | ElmTr3
2031 | 2031_DzMN_GzMX_Dp00_Gp00 | A2- Bolivia 33 kV | All generators | 0.94 | ind | Purnio 230/115 | m:Q:bushv in Mvar | -3.0526 | ElmTr3
2031 | 2031_DzMN_GzMX_Dp00_Gp00 | A2- Bolivia 33 kV | All generators | 0.95 | ind | Purnio 230/115 | m:Q:bushv in Mvar | -2.9607 | ElmTr3
2031 | 2031_DzMN_GzMX_Dp00_Gp00 | A2- Bolivia 33 kV | All generators | 0.96 | ind | Purnio 230/115 | m:Q:bushv in Mvar | -2.8596 | ElmTr3
2031 | 2031_DzMN_GzMX_Dp00_Gp00 | A2- Bolivia 33 kV | All generators | 0.97 | ind | Purnio 230/115 | m:Q:bushv in Mvar | -2.7453 | ElmTr3
2031 | 2031_DzMN_GzMX_Dp00_Gp00 | A2- Bolivia 33 kV | All generators | 0.98 | ind | Purnio 230/115 | m:Q:bushv in Mvar | -2.6097 | ElmTr3
2031 | 2031_DzMN_GzMX_Dp00_Gp00 | A2- Bolivia 33 kV | All generators | 0.99 | ind | Purnio 230/115 | m:Q:bushv in Mvar | -2.4315 | ElmTr3
2031 | 2031_DzMN_GzMX_Dp00_Gp00 | A2- Bolivia 33 kV | All generators | 1 | ind | Purnio 230/115 | m:Q:bushv in Mvar | -1.9839 | ElmTr3
2031 | 2031_DzMN_GzMX_Dp00_Gp00 | A2- Bolivia 33 kV | All generators | 0.9 | ind | Purnio 230/115 | m:cosphi:bushv | -0.92788 | ElmTr3
2031 | 2031_DzMN_GzMX_Dp00_Gp00 | A2- Bolivia 33 kV | All generators | 0.91 | ind | Purnio 230/115 | m:cosphi:bushv | -0.9307 | ElmTr3
2031 | 2031_DzMN_GzMX_Dp00_Gp00 | A2- Bolivia 33 kV | All generators | 0.92 | ind | Purnio 230/115 | m:cosphi:bushv | -0.9336 | ElmTr3
2031 | 2031_DzMN_GzMX_Dp00_Gp00 | A2- Bolivia 33 kV | All generators | 0.93 | ind | Purnio 230/115 | m:cosphi:bushv | -0.9366 | ElmTr3
2031 | 2031_DzMN_GzMX_Dp00_Gp00 | A2- Bolivia 33 kV | All generators | 0.94 | ind | Purnio 230/115 | m:cosphi:bushv | -0.93974 | ElmTr3
2031 | 2031_DzMN_GzMX_Dp00_Gp00 | A2- Bolivia 33 kV | All generators | 0.95 | ind | Purnio 230/115 | m:cosphi:bushv | -0.94305 | ElmTr3
2031 | 2031_DzMN_GzMX_Dp00_Gp00 | A2- Bolivia 33 kV | All generators | 0.96 | ind | Purnio 230/115 | m:cosphi:bushv | -0.9466 | ElmTr3
2031 | 2031_DzMN_GzMX_Dp00_Gp00 | A2- Bolivia 33 kV | All generators | 0.97 | ind | Purnio 230/115 | m:cosphi:bushv | -0.9505 | ElmTr3
2031 | 2031_DzMN_GzMX_Dp00_Gp00 | A2- Bolivia 33 kV | All generators | 0.98 | ind | Purnio 230/115 | m:cosphi:bushv | -0.95496 | ElmTr3
2031 | 2031_DzMN_GzMX_Dp00_Gp00 | A2- Bolivia 33 kV | All generators | 0.99 | ind | Purnio 230/115 | m:cosphi:bushv | -0.96056 | ElmTr3
2031 | 2031_DzMN_GzMX_Dp00_Gp00 | A2- Bolivia 33 kV | All generators | 1 | ind | Purnio 230/115 | m:cosphi:bushv | -0.97318 | ElmTr3
2031 | 2031_DzMN_GzMX_Dp00_Gp00 | A2- Bolivia 33 kV | All generators | 0.9 | ind | Victoria 115/33/13.8 kV | m:P:bushv in MW | -18.2032 | ElmTr3
2031 | 2031_DzMN_GzMX_Dp00_Gp00 | A2- Bolivia 33 kV | All generators | 0.91 | ind | Victoria 115/33/13.8 kV | m:P:bushv in MW | -18.1966 | ElmTr3
2031 | 2031_DzMN_GzMX_Dp00_Gp00 | A2- Bolivia 33 kV | All generators | 0.92 | ind | Victoria 115/33/13.8 kV | m:P:bushv in MW | -18.1895 | ElmTr3
2031 | 2031_DzMN_GzMX_Dp00_Gp00 | A2- Bolivia 33 kV | All generators | 0.93 | ind | Victoria 115/33/13.8 kV | m:P:bushv in MW | -18.1816 | ElmTr3
2031 | 2031_DzMN_GzMX_Dp00_Gp00 | A2- Bolivia 33 kV | All generators | 0.94 | ind | Victoria 115/33/13.8 kV | m:P:bushv in MW | -18.1728 | ElmTr3
2031 | 2031_DzMN_GzMX_Dp00_Gp00 | A2- Bolivia 33 kV | All generators | 0.95 | ind | Victoria 115/33/13.8 kV | m:P:bushv in MW | -18.163 | ElmTr3
2031 | 2031_DzMN_GzMX_Dp00_Gp00 | A2- Bolivia 33 kV | All generators | 0.96 | ind | Victoria 115/33/13.8 kV | m:P:bushv in MW | -18.1516 | ElmTr3
2031 | 2031_DzMN_GzMX_Dp00_Gp00 | A2- Bolivia 33 kV | All generators | 0.97 | ind | Victoria 115/33/13.8 kV | m:P:bushv in MW | -18.1381 | ElmTr3
2031 | 2031_DzMN_GzMX_Dp00_Gp00 | A2- Bolivia 33 kV | All generators | 0.98 | ind | Victoria 115/33/13.8 kV | m:P:bushv in MW | -18.1212 | ElmTr3
2031 | 2031_DzMN_GzMX_Dp00_Gp00 | A2- Bolivia 33 kV | All generators | 0.99 | ind | Victoria 115/33/13.8 kV | m:P:bushv in MW | -18.0975 | ElmTr3
2031 | 2031_DzMN_GzMX_Dp00_Gp00 | A2- Bolivia 33 kV | All generators | 1 | ind | Victoria 115/33/13.8 kV | m:P:bushv in MW | -18.0304 | ElmTr3
2031 | 2031_DzMN_GzMX_Dp00_Gp00 | A2- Bolivia 33 kV | All generators | 0.9 | ind | Victoria 115/33/13.8 kV | m:Q:bushv in Mvar | 5.732 | ElmTr3
2031 | 2031_DzMN_GzMX_Dp00_Gp00 | A2- Bolivia 33 kV | All generators | 0.91 | ind | Victoria 115/33/13.8 kV | m:Q:bushv in Mvar | 5.8032 | ElmTr3
2031 | 2031_DzMN_GzMX_Dp00_Gp00 | A2- Bolivia 33 kV | All generators | 0.92 | ind | Victoria 115/33/13.8 kV | m:Q:bushv in Mvar | 5.8774 | ElmTr3
2031 | 2031_DzMN_GzMX_Dp00_Gp00 | A2- Bolivia 33 kV | All generators | 0.93 | ind | Victoria 115/33/13.8 kV | m:Q:bushv in Mvar | 5.9556 | ElmTr3
2031 | 2031_DzMN_GzMX_Dp00_Gp00 | A2- Bolivia 33 kV | All generators | 0.94 | ind | Victoria 115/33/13.8 kV | m:Q:bushv in Mvar | 6.0387 | ElmTr3
2031 | 2031_DzMN_GzMX_Dp00_Gp00 | A2- Bolivia 33 kV | All generators | 0.95 | ind | Victoria 115/33/13.8 kV | m:Q:bushv in Mvar | 6.1283 | ElmTr3
2031 | 2031_DzMN_GzMX_Dp00_Gp00 | A2- Bolivia 33 kV | All generators | 0.96 | ind | Victoria 115/33/13.8 kV | m:Q:bushv in Mvar | 6.2267 | ElmTr3
2031 | 2031_DzMN_GzMX_Dp00_Gp00 | A2- Bolivia 33 kV | All generators | 0.97 | ind | Victoria 115/33/13.8 kV | m:Q:bushv in Mvar | 6.338 | ElmTr3
2031 | 2031_DzMN_GzMX_Dp00_Gp00 | A2- Bolivia 33 kV | All generators | 0.98 | ind | Victoria 115/33/13.8 kV | m:Q:bushv in Mvar | 6.4698 | ElmTr3
2031 | 2031_DzMN_GzMX_Dp00_Gp00 | A2- Bolivia 33 kV | All generators | 0.99 | ind | Victoria 115/33/13.8 kV | m:Q:bushv in Mvar | 6.6427 | ElmTr3
2031 | 2031_DzMN_GzMX_Dp00_Gp00 | A2- Bolivia 33 kV | All generators | 1 | ind | Victoria 115/33/13.8 kV | m:Q:bushv in Mvar | 7.0757 | ElmTr3
2031 | 2031_DzMN_GzMX_Dp00_Gp00 | A2- Bolivia 33 kV | All generators | 0.9 | ind | Victoria 115/33/13.8 kV | m:cosphi:bushv | -0.95383 | ElmTr3
2031 | 2031_DzMN_GzMX_Dp00_Gp00 | A2- Bolivia 33 kV | All generators | 0.91 | ind | Victoria 115/33/13.8 kV | m:cosphi:bushv | -0.95272 | ElmTr3
2031 | 2031_DzMN_GzMX_Dp00_Gp00 | A2- Bolivia 33 kV | All generators | 0.92 | ind | Victoria 115/33/13.8 kV | m:cosphi:bushv | -0.95156 | ElmTr3
2031 | 2031_DzMN_GzMX_Dp00_Gp00 | A2- Bolivia 33 kV | All generators | 0.93 | ind | Victoria 115/33/13.8 kV | m:cosphi:bushv | -0.95032 | ElmTr3
2031 | 2031_DzMN_GzMX_Dp00_Gp00 | A2- Bolivia 33 kV | All generators | 0.94 | ind | Victoria 115/33/13.8 kV | m:cosphi:bushv | -0.94898 | ElmTr3
2031 | 2031_DzMN_GzMX_Dp00_Gp00 | A2- Bolivia 33 kV | All generators | 0.95 | ind | Victoria 115/33/13.8 kV | m:cosphi:bushv | -0.94752 | ElmTr3
2031 | 2031_DzMN_GzMX_Dp00_Gp00 | A2- Bolivia 33 kV | All generators | 0.96 | ind | Victoria 115/33/13.8 kV | m:cosphi:bushv | -0.94589 | ElmTr3
2031 | 2031_DzMN_GzMX_Dp00_Gp00 | A2- Bolivia 33 kV | All generators | 0.97 | ind | Victoria 115/33/13.8 kV | m:cosphi:bushv | -0.94403 | ElmTr3
2031 | 2031_DzMN_GzMX_Dp00_Gp00 | A2- Bolivia 33 kV | All generators | 0.98 | ind | Victoria 115/33/13.8 kV | m:cosphi:bushv | -0.94178 | ElmTr3
2031 | 2031_DzMN_GzMX_Dp00_Gp00 | A2- Bolivia 33 kV | All generators | 0.99 | ind | Victoria 115/33/13.8 kV | m:cosphi:bushv | -0.93876 | ElmTr3
2031 | 2031_DzMN_GzMX_Dp00_Gp00 | A2- Bolivia 33 kV | All generators | 1 | ind | Victoria 115/33/13.8 kV | m:cosphi:bushv | -0.93089 | ElmTr3
2031 | 2031_DzMN_GzMX_Dp00_Gp00 | A3 -Florencia 33 kV | All generators | 0.9 | cap | Dorada - Magdalena 115 kV | m:P:bus1 in MW | 44.857 | ElmLne
2031 | 2031_DzMN_GzMX_Dp00_Gp00 | A3 -Florencia 33 kV | All generators | 0.91 | cap | Dorada - Magdalena 115 kV | m:P:bus1 in MW | 44.8778 | ElmLne
2031 | 2031_DzMN_GzMX_Dp00_Gp00 | A3 -Florencia 33 kV | All generators | 0.92 | cap | Dorada - Magdalena 115 kV | m:P:bus1 in MW | 44.8978 | ElmLne
2031 | 2031_DzMN_GzMX_Dp00_Gp00 | A3 -Florencia 33 kV | All generators | 0.93 | cap | Dorada - Magdalena 115 kV | m:P:bus1 in MW | 44.9173 | ElmLne
2031 | 2031_DzMN_GzMX_Dp00_Gp00 | A3 -Florencia 33 kV | All generators | 0.94 | cap | Dorada - Magdalena 115 kV | m:P:bus1 in MW | 44.9364 | ElmLne
2031 | 2031_DzMN_GzMX_Dp00_Gp00 | A3 -Florencia 33 kV | All generators | 0.95 | cap | Dorada - Magdalena 115 kV | m:P:bus1 in MW | 44.9555 | ElmLne
2031 | 2031_DzMN_GzMX_Dp00_Gp00 | A3 -Florencia 33 kV | All generators | 0.96 | cap | Dorada - Magdalena 115 kV | m:P:bus1 in MW | 44.9749 | ElmLne
2031 | 2031_DzMN_GzMX_Dp00_Gp00 | A3 -Florencia 33 kV | All generators | 0.97 | cap | Dorada - Magdalena 115 kV | m:P:bus1 in MW | 44.9951 | ElmLne
2031 | 2031_DzMN_GzMX_Dp00_Gp00 | A3 -Florencia 33 kV | All generators | 0.98 | cap | Dorada - Magdalena 115 kV | m:P:bus1 in MW | 45.017 | ElmLne
2031 | 2031_DzMN_GzMX_Dp00_Gp00 | A3 -Florencia 33 kV | All generators | 0.99 | cap | Dorada - Magdalena 115 kV | m:P:bus1 in MW | 45.0428 | ElmLne
2031 | 2031_DzMN_GzMX_Dp00_Gp00 | A3 -Florencia 33 kV | All generators | 1 | cap | Dorada - Magdalena 115 kV | m:P:bus1 in MW | 45.0964 | ElmLne
2031 | 2031_DzMN_GzMX_Dp00_Gp00 | A3 -Florencia 33 kV | All generators | 0.9 | cap | Dorada - Magdalena 115 kV | m:P:bus2 in MW | -44.753 | ElmLne
2031 | 2031_DzMN_GzMX_Dp00_Gp00 | A3 -Florencia 33 kV | All generators | 0.91 | cap | Dorada - Magdalena 115 kV | m:P:bus2 in MW | -44.7738 | ElmLne
2031 | 2031_DzMN_GzMX_Dp00_Gp00 | A3 -Florencia 33 kV | All generators | 0.92 | cap | Dorada - Magdalena 115 kV | m:P:bus2 in MW | -44.7938 | ElmLne
2031 | 2031_DzMN_GzMX_Dp00_Gp00 | A3 -Florencia 33 kV | All generators | 0.93 | cap | Dorada - Magdalena 115 kV | m:P:bus2 in MW | -44.8132 | ElmLne
2031 | 2031_DzMN_GzMX_Dp00_Gp00 | A3 -Florencia 33 kV | All generators | 0.94 | cap | Dorada - Magdalena 115 kV | m:P:bus2 in MW | -44.8323 | ElmLne
2031 | 2031_DzMN_GzMX_Dp00_Gp00 | A3 -Florencia 33 kV | All generators | 0.95 | cap | Dorada - Magdalena 115 kV | m:P:bus2 in MW | -44.8514 | ElmLne
2031 | 2031_DzMN_GzMX_Dp00_Gp00 | A3 -Florencia 33 kV | All generators | 0.96 | cap | Dorada - Magdalena 115 kV | m:P:bus2 in MW | -44.8708 | ElmLne
2031 | 2031_DzMN_GzMX_Dp00_Gp00 | A3 -Florencia 33 kV | All generators | 0.97 | cap | Dorada - Magdalena 115 kV | m:P:bus2 in MW | -44.891 | ElmLne
2031 | 2031_DzMN_GzMX_Dp00_Gp00 | A3 -Florencia 33 kV | All generators | 0.98 | cap | Dorada - Magdalena 115 kV | m:P:bus2 in MW | -44.9128 | ElmLne
2031 | 2031_DzMN_GzMX_Dp00_Gp00 | A3 -Florencia 33 kV | All generators | 0.99 | cap | Dorada - Magdalena 115 kV | m:P:bus2 in MW | -44.9386 | ElmLne
2031 | 2031_DzMN_GzMX_Dp00_Gp00 | A3 -Florencia 33 kV | All generators | 1 | cap | Dorada - Magdalena 115 kV | m:P:bus2 in MW | -44.9922 | ElmLne
2031 | 2031_DzMN_GzMX_Dp00_Gp00 | A3 -Florencia 33 kV | All generators | 0.9 | cap | Dorada - Magdalena 115 kV | m:Q:bus1 in Mvar | -1.8227 | ElmLne
2031 | 2031_DzMN_GzMX_Dp00_Gp00 | A3 -Florencia 33 kV | All generators | 0.91 | cap | Dorada - Magdalena 115 kV | m:Q:bus1 in Mvar | -1.7667 | ElmLne
2031 | 2031_DzMN_GzMX_Dp00_Gp00 | A3 -Florencia 33 kV | All generators | 0.92 | cap | Dorada - Magdalena 115 kV | m:Q:bus1 in Mvar | -1.7119 | ElmLne
2031 | 2031_DzMN_GzMX_Dp00_Gp00 | A3 -Florencia 33 kV | All generators | 0.93 | cap | Dorada - Magdalena 115 kV | m:Q:bus1 in Mvar | -1.6577 | ElmLne
2031 | 2031_DzMN_GzMX_Dp00_Gp00 | A3 -Florencia 33 kV | All generators | 0.94 | cap | Dorada - Magdalena 115 kV | m:Q:bus1 in Mvar | -1.6034 | ElmLne
2031 | 2031_DzMN_GzMX_Dp00_Gp00 | A3 -Florencia 33 kV | All generators | 0.95 | cap | Dorada - Magdalena 115 kV | m:Q:bus1 in Mvar | -1.5484 | ElmLne
2031 | 2031_DzMN_GzMX_Dp00_Gp00 | A3 -Florencia 33 kV | All generators | 0.96 | cap | Dorada - Magdalena 115 kV | m:Q:bus1 in Mvar | -1.4915 | ElmLne
2031 | 2031_DzMN_GzMX_Dp00_Gp00 | A3 -Florencia 33 kV | All generators | 0.97 | cap | Dorada - Magdalena 115 kV | m:Q:bus1 in Mvar | -1.4311 | ElmLne
2031 | 2031_DzMN_GzMX_Dp00_Gp00 | A3 -Florencia 33 kV | All generators | 0.98 | cap | Dorada - Magdalena 115 kV | m:Q:bus1 in Mvar | -1.3642 | ElmLne
2031 | 2031_DzMN_GzMX_Dp00_Gp00 | A3 -Florencia 33 kV | All generators | 0.99 | cap | Dorada - Magdalena 115 kV | m:Q:bus1 in Mvar | -1.2832 | ElmLne
2031 | 2031_DzMN_GzMX_Dp00_Gp00 | A3 -Florencia 33 kV | All generators | 1 | cap | Dorada - Magdalena 115 kV | m:Q:bus1 in Mvar | -1.1075 | ElmLne
2031 | 2031_DzMN_GzMX_Dp00_Gp00 | A3 -Florencia 33 kV | All generators | 0.9 | cap | Dorada - Magdalena 115 kV | m:Q:bus2 in Mvar | 1.9721 | ElmLne
2031 | 2031_DzMN_GzMX_Dp00_Gp00 | A3 -Florencia 33 kV | All generators | 0.91 | cap | Dorada - Magdalena 115 kV | m:Q:bus2 in Mvar | 1.916 | ElmLne
2031 | 2031_DzMN_GzMX_Dp00_Gp00 | A3 -Florencia 33 kV | All generators | 0.92 | cap | Dorada - Magdalena 115 kV | m:Q:bus2 in Mvar | 1.8611 | ElmLne
2031 | 2031_DzMN_GzMX_Dp00_Gp00 | A3 -Florencia 33 kV | All generators | 0.93 | cap | Dorada - Magdalena 115 kV | m:Q:bus2 in Mvar | 1.8068 | ElmLne
2031 | 2031_DzMN_GzMX_Dp00_Gp00 | A3 -Florencia 33 kV | All generators | 0.94 | cap | Dorada - Magdalena 115 kV | m:Q:bus2 in Mvar | 1.7525 | ElmLne
2031 | 2031_DzMN_GzMX_Dp00_Gp00 | A3 -Florencia 33 kV | All generators | 0.95 | cap | Dorada - Magdalena 115 kV | m:Q:bus2 in Mvar | 1.6974 | ElmLne
2031 | 2031_DzMN_GzMX_Dp00_Gp00 | A3 -Florencia 33 kV | All generators | 0.96 | cap | Dorada - Magdalena 115 kV | m:Q:bus2 in Mvar | 1.6403 | ElmLne
2031 | 2031_DzMN_GzMX_Dp00_Gp00 | A3 -Florencia 33 kV | All generators | 0.97 | cap | Dorada - Magdalena 115 kV | m:Q:bus2 in Mvar | 1.5798 | ElmLne
2031 | 2031_DzMN_GzMX_Dp00_Gp00 | A3 -Florencia 33 kV | All generators | 0.98 | cap | Dorada - Magdalena 115 kV | m:Q:bus2 in Mvar | 1.5128 | ElmLne
2031 | 2031_DzMN_GzMX_Dp00_Gp00 | A3 -Florencia 33 kV | All generators | 0.99 | cap | Dorada - Magdalena 115 kV | m:Q:bus2 in Mvar | 1.4316 | ElmLne
2031 | 2031_DzMN_GzMX_Dp00_Gp00 | A3 -Florencia 33 kV | All generators | 1 | cap | Dorada - Magdalena 115 kV | m:Q:bus2 in Mvar | 1.2554 | ElmLne
2031 | 2031_DzMN_GzMX_Dp00_Gp00 | A3 -Florencia 33 kV | All generators | 0.9 | cap | Dorada - Magdalena 115 kV | m:cosphi:bus1 | 0.99918 | ElmLne
2031 | 2031_DzMN_GzMX_Dp00_Gp00 | A3 -Florencia 33 kV | All generators | 0.91 | cap | Dorada - Magdalena 115 kV | m:cosphi:bus1 | 0.99923 | ElmLne
2031 | 2031_DzMN_GzMX_Dp00_Gp00 | A3 -Florencia 33 kV | All generators | 0.92 | cap | Dorada - Magdalena 115 kV | m:cosphi:bus1 | 0.99927 | ElmLne
2031 | 2031_DzMN_GzMX_Dp00_Gp00 | A3 -Florencia 33 kV | All generators | 0.93 | cap | Dorada - Magdalena 115 kV | m:cosphi:bus1 | 0.99932 | ElmLne
2031 | 2031_DzMN_GzMX_Dp00_Gp00 | A3 -Florencia 33 kV | All generators | 0.94 | cap | Dorada - Magdalena 115 kV | m:cosphi:bus1 | 0.99936 | ElmLne
2031 | 2031_DzMN_GzMX_Dp00_Gp00 | A3 -Florencia 33 kV | All generators | 0.95 | cap | Dorada - Magdalena 115 kV | m:cosphi:bus1 | 0.99941 | ElmLne
2031 | 2031_DzMN_GzMX_Dp00_Gp00 | A3 -Florencia 33 kV | All generators | 0.96 | cap | Dorada - Magdalena 115 kV | m:cosphi:bus1 | 0.99945 | ElmLne
2031 | 2031_DzMN_GzMX_Dp00_Gp00 | A3 -Florencia 33 kV | All generators | 0.97 | cap | Dorada - Magdalena 115 kV | m:cosphi:bus1 | 0.9995 | ElmLne
2031 | 2031_DzMN_GzMX_Dp00_Gp00 | A3 -Florencia 33 kV | All generators | 0.98 | cap | Dorada - Magdalena 115 kV | m:cosphi:bus1 | 0.99954 | ElmLne
2031 | 2031_DzMN_GzMX_Dp00_Gp00 | A3 -Florencia 33 kV | All generators | 0.99 | cap | Dorada - Magdalena 115 kV | m:cosphi:bus1 | 0.99959 | ElmLne
2031 | 2031_DzMN_GzMX_Dp00_Gp00 | A3 -Florencia 33 kV | All generators | 1 | cap | Dorada - Magdalena 115 kV | m:cosphi:bus1 | 0.9997 | ElmLne
2031 | 2031_DzMN_GzMX_Dp00_Gp00 | A3 -Florencia 33 kV | All generators | 0.9 | cap | Dorada - Magdalena 115 kV | m:cosphi:bus2 | -0.99903 | ElmLne
2031 | 2031_DzMN_GzMX_Dp00_Gp00 | A3 -Florencia 33 kV | All generators | 0.91 | cap | Dorada - Magdalena 115 kV | m:cosphi:bus2 | -0.99909 | ElmLne
2031 | 2031_DzMN_GzMX_Dp00_Gp00 | A3 -Florencia 33 kV | All generators | 0.92 | cap | Dorada - Magdalena 115 kV | m:cosphi:bus2 | -0.99914 | ElmLne
2031 | 2031_DzMN_GzMX_Dp00_Gp00 | A3 -Florencia 33 kV | All generators | 0.93 | cap | Dorada - Magdalena 115 kV | m:cosphi:bus2 | -0.99919 | ElmLne
2031 | 2031_DzMN_GzMX_Dp00_Gp00 | A3 -Florencia 33 kV | All generators | 0.94 | cap | Dorada - Magdalena 115 kV | m:cosphi:bus2 | -0.99924 | ElmLne
2031 | 2031_DzMN_GzMX_Dp00_Gp00 | A3 -Florencia 33 kV | All generators | 0.95 | cap | Dorada - Magdalena 115 kV | m:cosphi:bus2 | -0.99929 | ElmLne
2031 | 2031_DzMN_GzMX_Dp00_Gp00 | A3 -Florencia 33 kV | All generators | 0.96 | cap | Dorada - Magdalena 115 kV | m:cosphi:bus2 | -0.99933 | ElmLne
2031 | 2031_DzMN_GzMX_Dp00_Gp00 | A3 -Florencia 33 kV | All generators | 0.97 | cap | Dorada - Magdalena 115 kV | m:cosphi:bus2 | -0.99938 | ElmLne
2031 | 2031_DzMN_GzMX_Dp00_Gp00 | A3 -Florencia 33 kV | All generators | 0.98 | cap | Dorada - Magdalena 115 kV | m:cosphi:bus2 | -0.99943 | ElmLne
2031 | 2031_DzMN_GzMX_Dp00_Gp00 | A3 -Florencia 33 kV | All generators | 0.99 | cap | Dorada - Magdalena 115 kV | m:cosphi:bus2 | -0.99949 | ElmLne
2031 | 2031_DzMN_GzMX_Dp00_Gp00 | A3 -Florencia 33 kV | All generators | 1 | cap | Dorada - Magdalena 115 kV | m:cosphi:bus2 | -0.99961 | ElmLne
2031 | 2031_DzMN_GzMX_Dp00_Gp00 | A3 -Florencia 33 kV | All generators | 0.9 | cap | Mariquita - Victoria 2 115 | m:P:bus1 in MW | 4.7631 | ElmLne
2031 | 2031_DzMN_GzMX_Dp00_Gp00 | A3 -Florencia 33 kV | All generators | 0.91 | cap | Mariquita - Victoria 2 115 | m:P:bus1 in MW | 4.7608 | ElmLne
2031 | 2031_DzMN_GzMX_Dp00_Gp00 | A3 -Florencia 33 kV | All generators | 0.92 | cap | Mariquita - Victoria 2 115 | m:P:bus1 in MW | 4.7585 | ElmLne
2031 | 2031_DzMN_GzMX_Dp00_Gp00 | A3 -Florencia 33 kV | All generators | 0.93 | cap | Mariquita - Victoria 2 115 | m:P:bus1 in MW | 4.7561 | ElmLne
2031 | 2031_DzMN_GzMX_Dp00_Gp00 | A3 -Florencia 33 kV | All generators | 0.94 | cap | Mariquita - Victoria 2 115 | m:P:bus1 in MW | 4.7536 | ElmLne
2031 | 2031_DzMN_GzMX_Dp00_Gp00 | A3 -Florencia 33 kV | All generators | 0.95 | cap | Mariquita - Victoria 2 115 | m:P:bus1 in MW | 4.7508 | ElmLne
2031 | 2031_DzMN_GzMX_Dp00_Gp00 | A3 -Florencia 33 kV | All generators | 0.96 | cap | Mariquita - Victoria 2 115 | m:P:bus1 in MW | 4.7479 | ElmLne
2031 | 2031_DzMN_GzMX_Dp00_Gp00 | A3 -Florencia 33 kV | All generators | 0.97 | cap | Mariquita - Victoria 2 115 | m:P:bus1 in MW | 4.7446 | ElmLne
2031 | 2031_DzMN_GzMX_Dp00_Gp00 | A3 -Florencia 33 kV | All generators | 0.98 | cap | Mariquita - Victoria 2 115 | m:P:bus1 in MW | 4.7409 | ElmLne
2031 | 2031_DzMN_GzMX_Dp00_Gp00 | A3 -Florencia 33 kV | All generators | 0.99 | cap | Mariquita - Victoria 2 115 | m:P:bus1 in MW | 4.736 | ElmLne
2031 | 2031_DzMN_GzMX_Dp00_Gp00 | A3 -Florencia 33 kV | All generators | 1 | cap | Mariquita - Victoria 2 115 | m:P:bus1 in MW | 4.7246 | ElmLne
2031 | 2031_DzMN_GzMX_Dp00_Gp00 | A3 -Florencia 33 kV | All generators | 0.9 | cap | Mariquita - Victoria 2 115 | m:P:bus2 in MW | -4.7496 | ElmLne
2031 | 2031_DzMN_GzMX_Dp00_Gp00 | A3 -Florencia 33 kV | All generators | 0.91 | cap | Mariquita - Victoria 2 115 | m:P:bus2 in MW | -4.7474 | ElmLne
2031 | 2031_DzMN_GzMX_Dp00_Gp00 | A3 -Florencia 33 kV | All generators | 0.92 | cap | Mariquita - Victoria 2 115 | m:P:bus2 in MW | -4.7451 | ElmLne
2031 | 2031_DzMN_GzMX_Dp00_Gp00 | A3 -Florencia 33 kV | All generators | 0.93 | cap | Mariquita - Victoria 2 115 | m:P:bus2 in MW | -4.7428 | ElmLne
2031 | 2031_DzMN_GzMX_Dp00_Gp00 | A3 -Florencia 33 kV | All generators | 0.94 | cap | Mariquita - Victoria 2 115 | m:P:bus2 in MW | -4.7403 | ElmLne
2031 | 2031_DzMN_GzMX_Dp00_Gp00 | A3 -Florencia 33 kV | All generators | 0.95 | cap | Mariquita - Victoria 2 115 | m:P:bus2 in MW | -4.7376 | ElmLne
2031 | 2031_DzMN_GzMX_Dp00_Gp00 | A3 -Florencia 33 kV | All generators | 0.96 | cap | Mariquita - Victoria 2 115 | m:P:bus2 in MW | -4.7347 | ElmLne
2031 | 2031_DzMN_GzMX_Dp00_Gp00 | A3 -Florencia 33 kV | All generators | 0.97 | cap | Mariquita - Victoria 2 115 | m:P:bus2 in MW | -4.7314 | ElmLne
2031 | 2031_DzMN_GzMX_Dp00_Gp00 | A3 -Florencia 33 kV | All generators | 0.98 | cap | Mariquita - Victoria 2 115 | m:P:bus2 in MW | -4.7277 | ElmLne
2031 | 2031_DzMN_GzMX_Dp00_Gp00 | A3 -Florencia 33 kV | All generators | 0.99 | cap | Mariquita - Victoria 2 115 | m:P:bus2 in MW | -4.7229 | ElmLne
2031 | 2031_DzMN_GzMX_Dp00_Gp00 | A3 -Florencia 33 kV | All generators | 1 | cap | Mariquita - Victoria 2 115 | m:P:bus2 in MW | -4.7116 | ElmLne
2031 | 2031_DzMN_GzMX_Dp00_Gp00 | A3 -Florencia 33 kV | All generators | 0.9 | cap | Mariquita - Victoria 2 115 | m:Q:bus1 in Mvar | -6.7364 | ElmLne
2031 | 2031_DzMN_GzMX_Dp00_Gp00 | A3 -Florencia 33 kV | All generators | 0.91 | cap | Mariquita - Victoria 2 115 | m:Q:bus1 in Mvar | -6.7307 | ElmLne
2031 | 2031_DzMN_GzMX_Dp00_Gp00 | A3 -Florencia 33 kV | All generators | 0.92 | cap | Mariquita - Victoria 2 115 | m:Q:bus1 in Mvar | -6.7251 | ElmLne
2031 | 2031_DzMN_GzMX_Dp00_Gp00 | A3 -Florencia 33 kV | All generators | 0.93 | cap | Mariquita - Victoria 2 115 | m:Q:bus1 in Mvar | -6.7195 | ElmLne
2031 | 2031_DzMN_GzMX_Dp00_Gp00 | A3 -Florencia 33 kV | All generators | 0.94 | cap | Mariquita - Victoria 2 115 | m:Q:bus1 in Mvar | -6.7139 | ElmLne
2031 | 2031_DzMN_GzMX_Dp00_Gp00 | A3 -Florencia 33 kV | All generators | 0.95 | cap | Mariquita - Victoria 2 115 | m:Q:bus1 in Mvar | -6.7082 | ElmLne
2031 | 2031_DzMN_GzMX_Dp00_Gp00 | A3 -Florencia 33 kV | All generators | 0.96 | cap | Mariquita - Victoria 2 115 | m:Q:bus1 in Mvar | -6.7022 | ElmLne
2031 | 2031_DzMN_GzMX_Dp00_Gp00 | A3 -Florencia 33 kV | All generators | 0.97 | cap | Mariquita - Victoria 2 115 | m:Q:bus1 in Mvar | -6.6959 | ElmLne
2031 | 2031_DzMN_GzMX_Dp00_Gp00 | A3 -Florencia 33 kV | All generators | 0.98 | cap | Mariquita - Victoria 2 115 | m:Q:bus1 in Mvar | -6.6889 | ElmLne
2031 | 2031_DzMN_GzMX_Dp00_Gp00 | A3 -Florencia 33 kV | All generators | 0.99 | cap | Mariquita - Victoria 2 115 | m:Q:bus1 in Mvar | -6.6803 | ElmLne
2031 | 2031_DzMN_GzMX_Dp00_Gp00 | A3 -Florencia 33 kV | All generators | 1 | cap | Mariquita - Victoria 2 115 | m:Q:bus1 in Mvar | -6.6617 | ElmLne
2031 | 2031_DzMN_GzMX_Dp00_Gp00 | A3 -Florencia 33 kV | All generators | 0.9 | cap | Mariquita - Victoria 2 115 | m:Q:bus2 in Mvar | 6.1107 | ElmLne
2031 | 2031_DzMN_GzMX_Dp00_Gp00 | A3 -Florencia 33 kV | All generators | 0.91 | cap | Mariquita - Victoria 2 115 | m:Q:bus2 in Mvar | 6.1044 | ElmLne
2031 | 2031_DzMN_GzMX_Dp00_Gp00 | A3 -Florencia 33 kV | All generators | 0.92 | cap | Mariquita - Victoria 2 115 | m:Q:bus2 in Mvar | 6.0982 | ElmLne
2031 | 2031_DzMN_GzMX_Dp00_Gp00 | A3 -Florencia 33 kV | All generators | 0.93 | cap | Mariquita - Victoria 2 115 | m:Q:bus2 in Mvar | 6.092 | ElmLne
2031 | 2031_DzMN_GzMX_Dp00_Gp00 | A3 -Florencia 33 kV | All generators | 0.94 | cap | Mariquita - Victoria 2 115 | m:Q:bus2 in Mvar | 6.0858 | ElmLne
2031 | 2031_DzMN_GzMX_Dp00_Gp00 | A3 -Florencia 33 kV | All generators | 0.95 | cap | Mariquita - Victoria 2 115 | m:Q:bus2 in Mvar | 6.0795 | ElmLne
2031 | 2031_DzMN_GzMX_Dp00_Gp00 | A3 -Florencia 33 kV | All generators | 0.96 | cap | Mariquita - Victoria 2 115 | m:Q:bus2 in Mvar | 6.073 | ElmLne
2031 | 2031_DzMN_GzMX_Dp00_Gp00 | A3 -Florencia 33 kV | All generators | 0.97 | cap | Mariquita - Victoria 2 115 | m:Q:bus2 in Mvar | 6.066 | ElmLne
2031 | 2031_DzMN_GzMX_Dp00_Gp00 | A3 -Florencia 33 kV | All generators | 0.98 | cap | Mariquita - Victoria 2 115 | m:Q:bus2 in Mvar | 6.0583 | ElmLne
2031 | 2031_DzMN_GzMX_Dp00_Gp00 | A3 -Florencia 33 kV | All generators | 0.99 | cap | Mariquita - Victoria 2 115 | m:Q:bus2 in Mvar | 6.0489 | ElmLne
2031 | 2031_DzMN_GzMX_Dp00_Gp00 | A3 -Florencia 33 kV | All generators | 1 | cap | Mariquita - Victoria 2 115 | m:Q:bus2 in Mvar | 6.0284 | ElmLne
2031 | 2031_DzMN_GzMX_Dp00_Gp00 | A3 -Florencia 33 kV | All generators | 0.9 | cap | Mariquita - Victoria 2 115 | m:cosphi:bus1 | 0.57732 | ElmLne
2031 | 2031_DzMN_GzMX_Dp00_Gp00 | A3 -Florencia 33 kV | All generators | 0.91 | cap | Mariquita - Victoria 2 115 | m:cosphi:bus1 | 0.57747 | ElmLne
2031 | 2031_DzMN_GzMX_Dp00_Gp00 | A3 -Florencia 33 kV | All generators | 0.92 | cap | Mariquita - Victoria 2 115 | m:cosphi:bus1 | 0.57761 | ElmLne
2031 | 2031_DzMN_GzMX_Dp00_Gp00 | A3 -Florencia 33 kV | All generators | 0.93 | cap | Mariquita - Victoria 2 115 | m:cosphi:bus1 | 0.57773 | ElmLne
2031 | 2031_DzMN_GzMX_Dp00_Gp00 | A3 -Florencia 33 kV | All generators | 0.94 | cap | Mariquita - Victoria 2 115 | m:cosphi:bus1 | 0.57785 | ElmLne
2031 | 2031_DzMN_GzMX_Dp00_Gp00 | A3 -Florencia 33 kV | All generators | 0.95 | cap | Mariquita - Victoria 2 115 | m:cosphi:bus1 | 0.57795 | ElmLne
2031 | 2031_DzMN_GzMX_Dp00_Gp00 | A3 -Florencia 33 kV | All generators | 0.96 | cap | Mariquita - Victoria 2 115 | m:cosphi:bus1 | 0.57806 | ElmLne
2031 | 2031_DzMN_GzMX_Dp00_Gp00 | A3 -Florencia 33 kV | All generators | 0.97 | cap | Mariquita - Victoria 2 115 | m:cosphi:bus1 | 0.57816 | ElmLne
2031 | 2031_DzMN_GzMX_Dp00_Gp00 | A3 -Florencia 33 kV | All generators | 0.98 | cap | Mariquita - Victoria 2 115 | m:cosphi:bus1 | 0.57825 | ElmLne
2031 | 2031_DzMN_GzMX_Dp00_Gp00 | A3 -Florencia 33 kV | All generators | 0.99 | cap | Mariquita - Victoria 2 115 | m:cosphi:bus1 | 0.57835 | ElmLne
2031 | 2031_DzMN_GzMX_Dp00_Gp00 | A3 -Florencia 33 kV | All generators | 1 | cap | Mariquita - Victoria 2 115 | m:cosphi:bus1 | 0.5785 | ElmLne
2031 | 2031_DzMN_GzMX_Dp00_Gp00 | A3 -Florencia 33 kV | All generators | 0.9 | cap | Mariquita - Victoria 2 115 | m:cosphi:bus2 | -0.61369 | ElmLne
2031 | 2031_DzMN_GzMX_Dp00_Gp00 | A3 -Florencia 33 kV | All generators | 0.91 | cap | Mariquita - Victoria 2 115 | m:cosphi:bus2 | -0.61391 | ElmLne
2031 | 2031_DzMN_GzMX_Dp00_Gp00 | A3 -Florencia 33 kV | All generators | 0.92 | cap | Mariquita - Victoria 2 115 | m:cosphi:bus2 | -0.61411 | ElmLne
2031 | 2031_DzMN_GzMX_Dp00_Gp00 | A3 -Florencia 33 kV | All generators | 0.93 | cap | Mariquita - Victoria 2 115 | m:cosphi:bus2 | -0.61431 | ElmLne
2031 | 2031_DzMN_GzMX_Dp00_Gp00 | A3 -Florencia 33 kV | All generators | 0.94 | cap | Mariquita - Victoria 2 115 | m:cosphi:bus2 | -0.61449 | ElmLne
2031 | 2031_DzMN_GzMX_Dp00_Gp00 | A3 -Florencia 33 kV | All generators | 0.95 | cap | Mariquita - Victoria 2 115 | m:cosphi:bus2 | -0.61467 | ElmLne
2031 | 2031_DzMN_GzMX_Dp00_Gp00 | A3 -Florencia 33 kV | All generators | 0.96 | cap | Mariquita - Victoria 2 115 | m:cosphi:bus2 | -0.61485 | ElmLne
2031 | 2031_DzMN_GzMX_Dp00_Gp00 | A3 -Florencia 33 kV | All generators | 0.97 | cap | Mariquita - Victoria 2 115 | m:cosphi:bus2 | -0.61503 | ElmLne
2031 | 2031_DzMN_GzMX_Dp00_Gp00 | A3 -Florencia 33 kV | All generators | 0.98 | cap | Mariquita - Victoria 2 115 | m:cosphi:bus2 | -0.61521 | ElmLne
2031 | 2031_DzMN_GzMX_Dp00_Gp00 | A3 -Florencia 33 kV | All generators | 0.99 | cap | Mariquita - Victoria 2 115 | m:cosphi:bus2 | -0.61542 | ElmLne
2031 | 2031_DzMN_GzMX_Dp00_Gp00 | A3 -Florencia 33 kV | All generators | 1 | cap | Mariquita - Victoria 2 115 | m:cosphi:bus2 | -0.6158 | ElmLne
2031 | 2031_DzMN_GzMX_Dp00_Gp00 | A3 -Florencia 33 kV | All generators | 0.9 | cap | Dorada 115/33/13.8 kV | m:P:bushv in MW | -8.4402 | ElmTr3
2031 | 2031_DzMN_GzMX_Dp00_Gp00 | A3 -Florencia 33 kV | All generators | 0.91 | cap | Dorada 115/33/13.8 kV | m:P:bushv in MW | -8.4487 | ElmTr3
2031 | 2031_DzMN_GzMX_Dp00_Gp00 | A3 -Florencia 33 kV | All generators | 0.92 | cap | Dorada 115/33/13.8 kV | m:P:bushv in MW | -8.456 | ElmTr3
2031 | 2031_DzMN_GzMX_Dp00_Gp00 | A3 -Florencia 33 kV | All generators | 0.93 | cap | Dorada 115/33/13.8 kV | m:P:bushv in MW | -8.4622 | ElmTr3
2031 | 2031_DzMN_GzMX_Dp00_Gp00 | A3 -Florencia 33 kV | All generators | 0.94 | cap | Dorada 115/33/13.8 kV | m:P:bushv in MW | -8.4673 | ElmTr3
2031 | 2031_DzMN_GzMX_Dp00_Gp00 | A3 -Florencia 33 kV | All generators | 0.95 | cap | Dorada 115/33/13.8 kV | m:P:bushv in MW | -8.4715 | ElmTr3
2031 | 2031_DzMN_GzMX_Dp00_Gp00 | A3 -Florencia 33 kV | All generators | 0.96 | cap | Dorada 115/33/13.8 kV | m:P:bushv in MW | -8.4747 | ElmTr3
2031 | 2031_DzMN_GzMX_Dp00_Gp00 | A3 -Florencia 33 kV | All generators | 0.97 | cap | Dorada 115/33/13.8 kV | m:P:bushv in MW | -8.4768 | ElmTr3
2031 | 2031_DzMN_GzMX_Dp00_Gp00 | A3 -Florencia 33 kV | All generators | 0.98 | cap | Dorada 115/33/13.8 kV | m:P:bushv in MW | -8.4777 | ElmTr3
2031 | 2031_DzMN_GzMX_Dp00_Gp00 | A3 -Florencia 33 kV | All generators | 0.99 | cap | Dorada 115/33/13.8 kV | m:P:bushv in MW | -8.4766 | ElmTr3
2031 | 2031_DzMN_GzMX_Dp00_Gp00 | A3 -Florencia 33 kV | All generators | 1 | cap | Dorada 115/33/13.8 kV | m:P:bushv in MW | -8.4666 | ElmTr3
2031 | 2031_DzMN_GzMX_Dp00_Gp00 | A3 -Florencia 33 kV | All generators | 0.9 | cap | Dorada 115/33/13.8 kV | m:Q:bushv in Mvar | 5.6916 | ElmTr3
2031 | 2031_DzMN_GzMX_Dp00_Gp00 | A3 -Florencia 33 kV | All generators | 0.91 | cap | Dorada 115/33/13.8 kV | m:Q:bushv in Mvar | 5.5387 | ElmTr3
2031 | 2031_DzMN_GzMX_Dp00_Gp00 | A3 -Florencia 33 kV | All generators | 0.92 | cap | Dorada 115/33/13.8 kV | m:Q:bushv in Mvar | 5.3894 | ElmTr3
2031 | 2031_DzMN_GzMX_Dp00_Gp00 | A3 -Florencia 33 kV | All generators | 0.93 | cap | Dorada 115/33/13.8 kV | m:Q:bushv in Mvar | 5.2418 | ElmTr3
2031 | 2031_DzMN_GzMX_Dp00_Gp00 | A3 -Florencia 33 kV | All generators | 0.94 | cap | Dorada 115/33/13.8 kV | m:Q:bushv in Mvar | 5.0942 | ElmTr3
2031 | 2031_DzMN_GzMX_Dp00_Gp00 | A3 -Florencia 33 kV | All generators | 0.95 | cap | Dorada 115/33/13.8 kV | m:Q:bushv in Mvar | 4.9445 | ElmTr3
2031 | 2031_DzMN_GzMX_Dp00_Gp00 | A3 -Florencia 33 kV | All generators | 0.96 | cap | Dorada 115/33/13.8 kV | m:Q:bushv in Mvar | 4.7898 | ElmTr3
2031 | 2031_DzMN_GzMX_Dp00_Gp00 | A3 -Florencia 33 kV | All generators | 0.97 | cap | Dorada 115/33/13.8 kV | m:Q:bushv in Mvar | 4.6259 | ElmTr3
2031 | 2031_DzMN_GzMX_Dp00_Gp00 | A3 -Florencia 33 kV | All generators | 0.98 | cap | Dorada 115/33/13.8 kV | m:Q:bushv in Mvar | 4.4445 | ElmTr3
2031 | 2031_DzMN_GzMX_Dp00_Gp00 | A3 -Florencia 33 kV | All generators | 0.99 | cap | Dorada 115/33/13.8 kV | m:Q:bushv in Mvar | 4.2251 | ElmTr3
2031 | 2031_DzMN_GzMX_Dp00_Gp00 | A3 -Florencia 33 kV | All generators | 1 | cap | Dorada 115/33/13.8 kV | m:Q:bushv in Mvar | 3.75 | ElmTr3
2031 | 2031_DzMN_GzMX_Dp00_Gp00 | A3 -Florencia 33 kV | All generators | 0.9 | cap | Dorada 115/33/13.8 kV | m:cosphi:bushv | -0.8291 | ElmTr3
2031 | 2031_DzMN_GzMX_Dp00_Gp00 | A3 -Florencia 33 kV | All generators | 0.91 | cap | Dorada 115/33/13.8 kV | m:cosphi:bushv | -0.83631 | ElmTr3
2031 | 2031_DzMN_GzMX_Dp00_Gp00 | A3 -Florencia 33 kV | All generators | 0.92 | cap | Dorada 115/33/13.8 kV | m:cosphi:bushv | -0.84329 | ElmTr3
2031 | 2031_DzMN_GzMX_Dp00_Gp00 | A3 -Florencia 33 kV | All generators | 0.93 | cap | Dorada 115/33/13.8 kV | m:cosphi:bushv | -0.85012 | ElmTr3
2031 | 2031_DzMN_GzMX_Dp00_Gp00 | A3 -Florencia 33 kV | All generators | 0.94 | cap | Dorada 115/33/13.8 kV | m:cosphi:bushv | -0.85688 | ElmTr3
2031 | 2031_DzMN_GzMX_Dp00_Gp00 | A3 -Florencia 33 kV | All generators | 0.95 | cap | Dorada 115/33/13.8 kV | m:cosphi:bushv | -0.86366 | ElmTr3
2031 | 2031_DzMN_GzMX_Dp00_Gp00 | A3 -Florencia 33 kV | All generators | 0.96 | cap | Dorada 115/33/13.8 kV | m:cosphi:bushv | -0.87057 | ElmTr3
2031 | 2031_DzMN_GzMX_Dp00_Gp00 | A3 -Florencia 33 kV | All generators | 0.97 | cap | Dorada 115/33/13.8 kV | m:cosphi:bushv | -0.8778 | ElmTr3
2031 | 2031_DzMN_GzMX_Dp00_Gp00 | A3 -Florencia 33 kV | All generators | 0.98 | cap | Dorada 115/33/13.8 kV | m:cosphi:bushv | -0.88567 | ElmTr3
2031 | 2031_DzMN_GzMX_Dp00_Gp00 | A3 -Florencia 33 kV | All generators | 0.99 | cap | Dorada 115/33/13.8 kV | m:cosphi:bushv | -0.89499 | ElmTr3
2031 | 2031_DzMN_GzMX_Dp00_Gp00 | A3 -Florencia 33 kV | All generators | 1 | cap | Dorada 115/33/13.8 kV | m:cosphi:bushv | -0.91433 | ElmTr3
2031 | 2031_DzMN_GzMX_Dp00_Gp00 | A3 -Florencia 33 kV | All generators | 0.9 | cap | Manzanares 115/33/13.8 kV | m:P:bushv in MW | -24.0593 | ElmTr3
2031 | 2031_DzMN_GzMX_Dp00_Gp00 | A3 -Florencia 33 kV | All generators | 0.91 | cap | Manzanares 115/33/13.8 kV | m:P:bushv in MW | -24.1555 | ElmTr3
2031 | 2031_DzMN_GzMX_Dp00_Gp00 | A3 -Florencia 33 kV | All generators | 0.92 | cap | Manzanares 115/33/13.8 kV | m:P:bushv in MW | -24.2461 | ElmTr3
2031 | 2031_DzMN_GzMX_Dp00_Gp00 | A3 -Florencia 33 kV | All generators | 0.93 | cap | Manzanares 115/33/13.8 kV | m:P:bushv in MW | -24.3325 | ElmTr3
2031 | 2031_DzMN_GzMX_Dp00_Gp00 | A3 -Florencia 33 kV | All generators | 0.94 | cap | Manzanares 115/33/13.8 kV | m:P:bushv in MW | -24.4157 | ElmTr3
2031 | 2031_DzMN_GzMX_Dp00_Gp00 | A3 -Florencia 33 kV | All generators | 0.95 | cap | Manzanares 115/33/13.8 kV | m:P:bushv in MW | -24.4969 | ElmTr3
2031 | 2031_DzMN_GzMX_Dp00_Gp00 | A3 -Florencia 33 kV | All generators | 0.96 | cap | Manzanares 115/33/13.8 kV | m:P:bushv in MW | -24.5773 | ElmTr3
2031 | 2031_DzMN_GzMX_Dp00_Gp00 | A3 -Florencia 33 kV | All generators | 0.97 | cap | Manzanares 115/33/13.8 kV | m:P:bushv in MW | -24.6587 | ElmTr3
2031 | 2031_DzMN_GzMX_Dp00_Gp00 | A3 -Florencia 33 kV | All generators | 0.98 | cap | Manzanares 115/33/13.8 kV | m:P:bushv in MW | -24.7443 | ElmTr3
2031 | 2031_DzMN_GzMX_Dp00_Gp00 | A3 -Florencia 33 kV | All generators | 0.99 | cap | Manzanares 115/33/13.8 kV | m:P:bushv in MW | -24.8415 | ElmTr3
2031 | 2031_DzMN_GzMX_Dp00_Gp00 | A3 -Florencia 33 kV | All generators | 1 | cap | Manzanares 115/33/13.8 kV | m:P:bushv in MW | -25.0279 | ElmTr3
2031 | 2031_DzMN_GzMX_Dp00_Gp00 | A3 -Florencia 33 kV | All generators | 0.9 | cap | Manzanares 115/33/13.8 kV | m:Q:bushv in Mvar | 13.3669 | ElmTr3
2031 | 2031_DzMN_GzMX_Dp00_Gp00 | A3 -Florencia 33 kV | All generators | 0.91 | cap | Manzanares 115/33/13.8 kV | m:Q:bushv in Mvar | 12.9451 | ElmTr3
2031 | 2031_DzMN_GzMX_Dp00_Gp00 | A3 -Florencia 33 kV | All generators | 0.92 | cap | Manzanares 115/33/13.8 kV | m:Q:bushv in Mvar | 12.5319 | ElmTr3
2031 | 2031_DzMN_GzMX_Dp00_Gp00 | A3 -Florencia 33 kV | All generators | 0.93 | cap | Manzanares 115/33/13.8 kV | m:Q:bushv in Mvar | 12.1226 | ElmTr3
2031 | 2031_DzMN_GzMX_Dp00_Gp00 | A3 -Florencia 33 kV | All generators | 0.94 | cap | Manzanares 115/33/13.8 kV | m:Q:bushv in Mvar | 11.7124 | ElmTr3
2031 | 2031_DzMN_GzMX_Dp00_Gp00 | A3 -Florencia 33 kV | All generators | 0.95 | cap | Manzanares 115/33/13.8 kV | m:Q:bushv in Mvar | 11.2953 | ElmTr3
2031 | 2031_DzMN_GzMX_Dp00_Gp00 | A3 -Florencia 33 kV | All generators | 0.96 | cap | Manzanares 115/33/13.8 kV | m:Q:bushv in Mvar | 10.8634 | ElmTr3
2031 | 2031_DzMN_GzMX_Dp00_Gp00 | A3 -Florencia 33 kV | All generators | 0.97 | cap | Manzanares 115/33/13.8 kV | m:Q:bushv in Mvar | 10.4044 | ElmTr3
2031 | 2031_DzMN_GzMX_Dp00_Gp00 | A3 -Florencia 33 kV | All generators | 0.98 | cap | Manzanares 115/33/13.8 kV | m:Q:bushv in Mvar | 9.8951 | ElmTr3
2031 | 2031_DzMN_GzMX_Dp00_Gp00 | A3 -Florencia 33 kV | All generators | 0.99 | cap | Manzanares 115/33/13.8 kV | m:Q:bushv in Mvar | 9.2772 | ElmTr3
2031 | 2031_DzMN_GzMX_Dp00_Gp00 | A3 -Florencia 33 kV | All generators | 1 | cap | Manzanares 115/33/13.8 kV | m:Q:bushv in Mvar | 7.932 | ElmTr3
2031 | 2031_DzMN_GzMX_Dp00_Gp00 | A3 -Florencia 33 kV | All generators | 0.9 | cap | Manzanares 115/33/13.8 kV | m:cosphi:bushv | -0.87415 | ElmTr3
2031 | 2031_DzMN_GzMX_Dp00_Gp00 | A3 -Florencia 33 kV | All generators | 0.91 | cap | Manzanares 115/33/13.8 kV | m:cosphi:bushv | -0.88141 | ElmTr3
2031 | 2031_DzMN_GzMX_Dp00_Gp00 | A3 -Florencia 33 kV | All generators | 0.92 | cap | Manzanares 115/33/13.8 kV | m:cosphi:bushv | -0.88836 | ElmTr3
2031 | 2031_DzMN_GzMX_Dp00_Gp00 | A3 -Florencia 33 kV | All generators | 0.93 | cap | Manzanares 115/33/13.8 kV | m:cosphi:bushv | -0.89507 | ElmTr3
2031 | 2031_DzMN_GzMX_Dp00_Gp00 | A3 -Florencia 33 kV | All generators | 0.94 | cap | Manzanares 115/33/13.8 kV | m:cosphi:bushv | -0.90163 | ElmTr3
2031 | 2031_DzMN_GzMX_Dp00_Gp00 | A3 -Florencia 33 kV | All generators | 0.95 | cap | Manzanares 115/33/13.8 kV | m:cosphi:bushv | -0.90811 | ElmTr3
2031 | 2031_DzMN_GzMX_Dp00_Gp00 | A3 -Florencia 33 kV | All generators | 0.96 | cap | Manzanares 115/33/13.8 kV | m:cosphi:bushv | -0.91464 | ElmTr3
2031 | 2031_DzMN_GzMX_Dp00_Gp00 | A3 -Florencia 33 kV | All generators | 0.97 | cap | Manzanares 115/33/13.8 kV | m:cosphi:bushv | -0.92135 | ElmTr3
2031 | 2031_DzMN_GzMX_Dp00_Gp00 | A3 -Florencia 33 kV | All generators | 0.98 | cap | Manzanares 115/33/13.8 kV | m:cosphi:bushv | -0.92851 | ElmTr3
2031 | 2031_DzMN_GzMX_Dp00_Gp00 | A3 -Florencia 33 kV | All generators | 0.99 | cap | Manzanares 115/33/13.8 kV | m:cosphi:bushv | -0.9368 | ElmTr3
2031 | 2031_DzMN_GzMX_Dp00_Gp00 | A3 -Florencia 33 kV | All generators | 1 | cap | Manzanares 115/33/13.8 kV | m:cosphi:bushv | -0.95327 | ElmTr3
2031 | 2031_DzMN_GzMX_Dp00_Gp00 | A3 -Florencia 33 kV | All generators | 0.9 | cap | Purnio 230/115 | m:P:bushv in MW | -8.2356 | ElmTr3
2031 | 2031_DzMN_GzMX_Dp00_Gp00 | A3 -Florencia 33 kV | All generators | 0.91 | cap | Purnio 230/115 | m:P:bushv in MW | -8.2581 | ElmTr3
2031 | 2031_DzMN_GzMX_Dp00_Gp00 | A3 -Florencia 33 kV | All generators | 0.92 | cap | Purnio 230/115 | m:P:bushv in MW | -8.2786 | ElmTr3
2031 | 2031_DzMN_GzMX_Dp00_Gp00 | A3 -Florencia 33 kV | All generators | 0.93 | cap | Purnio 230/115 | m:P:bushv in MW | -8.2975 | ElmTr3
2031 | 2031_DzMN_GzMX_Dp00_Gp00 | A3 -Florencia 33 kV | All generators | 0.94 | cap | Purnio 230/115 | m:P:bushv in MW | -8.3149 | ElmTr3
2031 | 2031_DzMN_GzMX_Dp00_Gp00 | A3 -Florencia 33 kV | All generators | 0.95 | cap | Purnio 230/115 | m:P:bushv in MW | -8.3312 | ElmTr3
2031 | 2031_DzMN_GzMX_Dp00_Gp00 | A3 -Florencia 33 kV | All generators | 0.96 | cap | Purnio 230/115 | m:P:bushv in MW | -8.3464 | ElmTr3
2031 | 2031_DzMN_GzMX_Dp00_Gp00 | A3 -Florencia 33 kV | All generators | 0.97 | cap | Purnio 230/115 | m:P:bushv in MW | -8.3609 | ElmTr3
2031 | 2031_DzMN_GzMX_Dp00_Gp00 | A3 -Florencia 33 kV | All generators | 0.98 | cap | Purnio 230/115 | m:P:bushv in MW | -8.3749 | ElmTr3
2031 | 2031_DzMN_GzMX_Dp00_Gp00 | A3 -Florencia 33 kV | All generators | 0.99 | cap | Purnio 230/115 | m:P:bushv in MW | -8.3889 | ElmTr3
2031 | 2031_DzMN_GzMX_Dp00_Gp00 | A3 -Florencia 33 kV | All generators | 1 | cap | Purnio 230/115 | m:P:bushv in MW | -8.4086 | ElmTr3
2031 | 2031_DzMN_GzMX_Dp00_Gp00 | A3 -Florencia 33 kV | All generators | 0.9 | cap | Purnio 230/115 | m:Q:bushv in Mvar | 0.47981 | ElmTr3
2031 | 2031_DzMN_GzMX_Dp00_Gp00 | A3 -Florencia 33 kV | All generators | 0.91 | cap | Purnio 230/115 | m:Q:bushv in Mvar | 0.28332 | ElmTr3
2031 | 2031_DzMN_GzMX_Dp00_Gp00 | A3 -Florencia 33 kV | All generators | 0.92 | cap | Purnio 230/115 | m:Q:bushv in Mvar | 0.091118 | ElmTr3
2031 | 2031_DzMN_GzMX_Dp00_Gp00 | A3 -Florencia 33 kV | All generators | 0.93 | cap | Purnio 230/115 | m:Q:bushv in Mvar | -0.098945 | ElmTr3
2031 | 2031_DzMN_GzMX_Dp00_Gp00 | A3 -Florencia 33 kV | All generators | 0.94 | cap | Purnio 230/115 | m:Q:bushv in Mvar | -0.28917 | ElmTr3
2031 | 2031_DzMN_GzMX_Dp00_Gp00 | A3 -Florencia 33 kV | All generators | 0.95 | cap | Purnio 230/115 | m:Q:bushv in Mvar | -0.48227 | ElmTr3
2031 | 2031_DzMN_GzMX_Dp00_Gp00 | A3 -Florencia 33 kV | All generators | 0.96 | cap | Purnio 230/115 | m:Q:bushv in Mvar | -0.68191 | ElmTr3
2031 | 2031_DzMN_GzMX_Dp00_Gp00 | A3 -Florencia 33 kV | All generators | 0.97 | cap | Purnio 230/115 | m:Q:bushv in Mvar | -0.89376 | ElmTr3
2031 | 2031_DzMN_GzMX_Dp00_Gp00 | A3 -Florencia 33 kV | All generators | 0.98 | cap | Purnio 230/115 | m:Q:bushv in Mvar | -1.1284 | ElmTr3
2031 | 2031_DzMN_GzMX_Dp00_Gp00 | A3 -Florencia 33 kV | All generators | 0.99 | cap | Purnio 230/115 | m:Q:bushv in Mvar | -1.4125 | ElmTr3
2031 | 2031_DzMN_GzMX_Dp00_Gp00 | A3 -Florencia 33 kV | All generators | 1 | cap | Purnio 230/115 | m:Q:bushv in Mvar | -2.029 | ElmTr3
2031 | 2031_DzMN_GzMX_Dp00_Gp00 | A3 -Florencia 33 kV | All generators | 0.9 | cap | Purnio 230/115 | m:cosphi:bushv | -0.99831 | ElmTr3
2031 | 2031_DzMN_GzMX_Dp00_Gp00 | A3 -Florencia 33 kV | All generators | 0.91 | cap | Purnio 230/115 | m:cosphi:bushv | -0.99941 | ElmTr3
2031 | 2031_DzMN_GzMX_Dp00_Gp00 | A3 -Florencia 33 kV | All generators | 0.92 | cap | Purnio 230/115 | m:cosphi:bushv | -0.99994 | ElmTr3
2031 | 2031_DzMN_GzMX_Dp00_Gp00 | A3 -Florencia 33 kV | All generators | 0.93 | cap | Purnio 230/115 | m:cosphi:bushv | -0.99993 | ElmTr3
2031 | 2031_DzMN_GzMX_Dp00_Gp00 | A3 -Florencia 33 kV | All generators | 0.94 | cap | Purnio 230/115 | m:cosphi:bushv | -0.9994 | ElmTr3
2031 | 2031_DzMN_GzMX_Dp00_Gp00 | A3 -Florencia 33 kV | All generators | 0.95 | cap | Purnio 230/115 | m:cosphi:bushv | -0.99833 | ElmTr3
2031 | 2031_DzMN_GzMX_Dp00_Gp00 | A3 -Florencia 33 kV | All generators | 0.96 | cap | Purnio 230/115 | m:cosphi:bushv | -0.99668 | ElmTr3
2031 | 2031_DzMN_GzMX_Dp00_Gp00 | A3 -Florencia 33 kV | All generators | 0.97 | cap | Purnio 230/115 | m:cosphi:bushv | -0.99434 | ElmTr3
2031 | 2031_DzMN_GzMX_Dp00_Gp00 | A3 -Florencia 33 kV | All generators | 0.98 | cap | Purnio 230/115 | m:cosphi:bushv | -0.99105 | ElmTr3
2031 | 2031_DzMN_GzMX_Dp00_Gp00 | A3 -Florencia 33 kV | All generators | 0.99 | cap | Purnio 230/115 | m:cosphi:bushv | -0.98612 | ElmTr3
2031 | 2031_DzMN_GzMX_Dp00_Gp00 | A3 -Florencia 33 kV | All generators | 1 | cap | Purnio 230/115 | m:cosphi:bushv | -0.9721 | ElmTr3
2031 | 2031_DzMN_GzMX_Dp00_Gp00 | A3 -Florencia 33 kV | All generators | 0.9 | cap | Victoria 115/33/13.8 kV | m:P:bushv in MW | -17.6472 | ElmTr3
2031 | 2031_DzMN_GzMX_Dp00_Gp00 | A3 -Florencia 33 kV | All generators | 0.91 | cap | Victoria 115/33/13.8 kV | m:P:bushv in MW | -17.672 | ElmTr3
2031 | 2031_DzMN_GzMX_Dp00_Gp00 | A3 -Florencia 33 kV | All generators | 0.92 | cap | Victoria 115/33/13.8 kV | m:P:bushv in MW | -17.6943 | ElmTr3
2031 | 2031_DzMN_GzMX_Dp00_Gp00 | A3 -Florencia 33 kV | All generators | 0.93 | cap | Victoria 115/33/13.8 kV | m:P:bushv in MW | -17.7146 | ElmTr3
2031 | 2031_DzMN_GzMX_Dp00_Gp00 | A3 -Florencia 33 kV | All generators | 0.94 | cap | Victoria 115/33/13.8 kV | m:P:bushv in MW | -17.7332 | ElmTr3
2031 | 2031_DzMN_GzMX_Dp00_Gp00 | A3 -Florencia 33 kV | All generators | 0.95 | cap | Victoria 115/33/13.8 kV | m:P:bushv in MW | -17.7501 | ElmTr3
2031 | 2031_DzMN_GzMX_Dp00_Gp00 | A3 -Florencia 33 kV | All generators | 0.96 | cap | Victoria 115/33/13.8 kV | m:P:bushv in MW | -17.7658 | ElmTr3
2031 | 2031_DzMN_GzMX_Dp00_Gp00 | A3 -Florencia 33 kV | All generators | 0.97 | cap | Victoria 115/33/13.8 kV | m:P:bushv in MW | -17.7802 | ElmTr3
2031 | 2031_DzMN_GzMX_Dp00_Gp00 | A3 -Florencia 33 kV | All generators | 0.98 | cap | Victoria 115/33/13.8 kV | m:P:bushv in MW | -17.7937 | ElmTr3
2031 | 2031_DzMN_GzMX_Dp00_Gp00 | A3 -Florencia 33 kV | All generators | 0.99 | cap | Victoria 115/33/13.8 kV | m:P:bushv in MW | -17.8064 | ElmTr3
2031 | 2031_DzMN_GzMX_Dp00_Gp00 | A3 -Florencia 33 kV | All generators | 1 | cap | Victoria 115/33/13.8 kV | m:P:bushv in MW | -17.8204 | ElmTr3
2031 | 2031_DzMN_GzMX_Dp00_Gp00 | A3 -Florencia 33 kV | All generators | 0.9 | cap | Victoria 115/33/13.8 kV | m:Q:bushv in Mvar | 10.0267 | ElmTr3
2031 | 2031_DzMN_GzMX_Dp00_Gp00 | A3 -Florencia 33 kV | All generators | 0.91 | cap | Victoria 115/33/13.8 kV | m:Q:bushv in Mvar | 9.7679 | ElmTr3
2031 | 2031_DzMN_GzMX_Dp00_Gp00 | A3 -Florencia 33 kV | All generators | 0.92 | cap | Victoria 115/33/13.8 kV | m:Q:bushv in Mvar | 9.5147 | ElmTr3
2031 | 2031_DzMN_GzMX_Dp00_Gp00 | A3 -Florencia 33 kV | All generators | 0.93 | cap | Victoria 115/33/13.8 kV | m:Q:bushv in Mvar | 9.2643 | ElmTr3
2031 | 2031_DzMN_GzMX_Dp00_Gp00 | A3 -Florencia 33 kV | All generators | 0.94 | cap | Victoria 115/33/13.8 kV | m:Q:bushv in Mvar | 9.0137 | ElmTr3
2031 | 2031_DzMN_GzMX_Dp00_Gp00 | A3 -Florencia 33 kV | All generators | 0.95 | cap | Victoria 115/33/13.8 kV | m:Q:bushv in Mvar | 8.7591 | ElmTr3
2031 | 2031_DzMN_GzMX_Dp00_Gp00 | A3 -Florencia 33 kV | All generators | 0.96 | cap | Victoria 115/33/13.8 kV | m:Q:bushv in Mvar | 8.496 | ElmTr3
2031 | 2031_DzMN_GzMX_Dp00_Gp00 | A3 -Florencia 33 kV | All generators | 0.97 | cap | Victoria 115/33/13.8 kV | m:Q:bushv in Mvar | 8.2166 | ElmTr3
2031 | 2031_DzMN_GzMX_Dp00_Gp00 | A3 -Florencia 33 kV | All generators | 0.98 | cap | Victoria 115/33/13.8 kV | m:Q:bushv in Mvar | 7.9072 | ElmTr3
2031 | 2031_DzMN_GzMX_Dp00_Gp00 | A3 -Florencia 33 kV | All generators | 0.99 | cap | Victoria 115/33/13.8 kV | m:Q:bushv in Mvar | 7.5323 | ElmTr3
2031 | 2031_DzMN_GzMX_Dp00_Gp00 | A3 -Florencia 33 kV | All generators | 1 | cap | Victoria 115/33/13.8 kV | m:Q:bushv in Mvar | 6.7186 | ElmTr3
2031 | 2031_DzMN_GzMX_Dp00_Gp00 | A3 -Florencia 33 kV | All generators | 0.9 | cap | Victoria 115/33/13.8 kV | m:cosphi:bushv | -0.86946 | ElmTr3
2031 | 2031_DzMN_GzMX_Dp00_Gp00 | A3 -Florencia 33 kV | All generators | 0.91 | cap | Victoria 115/33/13.8 kV | m:cosphi:bushv | -0.8752 | ElmTr3
2031 | 2031_DzMN_GzMX_Dp00_Gp00 | A3 -Florencia 33 kV | All generators | 0.92 | cap | Victoria 115/33/13.8 kV | m:cosphi:bushv | -0.88074 | ElmTr3
2031 | 2031_DzMN_GzMX_Dp00_Gp00 | A3 -Florencia 33 kV | All generators | 0.93 | cap | Victoria 115/33/13.8 kV | m:cosphi:bushv | -0.88614 | ElmTr3
2031 | 2031_DzMN_GzMX_Dp00_Gp00 | A3 -Florencia 33 kV | All generators | 0.94 | cap | Victoria 115/33/13.8 kV | m:cosphi:bushv | -0.89145 | ElmTr3
2031 | 2031_DzMN_GzMX_Dp00_Gp00 | A3 -Florencia 33 kV | All generators | 0.95 | cap | Victoria 115/33/13.8 kV | m:cosphi:bushv | -0.89676 | ElmTr3
2031 | 2031_DzMN_GzMX_Dp00_Gp00 | A3 -Florencia 33 kV | All generators | 0.96 | cap | Victoria 115/33/13.8 kV | m:cosphi:bushv | -0.90215 | ElmTr3
2031 | 2031_DzMN_GzMX_Dp00_Gp00 | A3 -Florencia 33 kV | All generators | 0.97 | cap | Victoria 115/33/13.8 kV | m:cosphi:bushv | -0.90776 | ElmTr3
2031 | 2031_DzMN_GzMX_Dp00_Gp00 | A3 -Florencia 33 kV | All generators | 0.98 | cap | Victoria 115/33/13.8 kV | m:cosphi:bushv | -0.91383 | ElmTr3
2031 | 2031_DzMN_GzMX_Dp00_Gp00 | A3 -Florencia 33 kV | All generators | 0.99 | cap | Victoria 115/33/13.8 kV | m:cosphi:bushv | -0.92099 | ElmTr3
2031 | 2031_DzMN_GzMX_Dp00_Gp00 | A3 -Florencia 33 kV | All generators | 1 | cap | Victoria 115/33/13.8 kV | m:cosphi:bushv | -0.93571 | ElmTr3
2031 | 2031_DzMN_GzMX_Dp00_Gp00 | A3 -Florencia 33 kV | All generators | 0.9 | ind | Dorada - Magdalena 115 kV | m:P:bus1 in MW | 45.2294 | ElmLne
2031 | 2031_DzMN_GzMX_Dp00_Gp00 | A3 -Florencia 33 kV | All generators | 0.91 | ind | Dorada - Magdalena 115 kV | m:P:bus1 in MW | 45.223 | ElmLne
2031 | 2031_DzMN_GzMX_Dp00_Gp00 | A3 -Florencia 33 kV | All generators | 0.92 | ind | Dorada - Magdalena 115 kV | m:P:bus1 in MW | 45.2163 | ElmLne
2031 | 2031_DzMN_GzMX_Dp00_Gp00 | A3 -Florencia 33 kV | All generators | 0.93 | ind | Dorada - Magdalena 115 kV | m:P:bus1 in MW | 45.2091 | ElmLne
2031 | 2031_DzMN_GzMX_Dp00_Gp00 | A3 -Florencia 33 kV | All generators | 0.94 | ind | Dorada - Magdalena 115 kV | m:P:bus1 in MW | 45.2014 | ElmLne
2031 | 2031_DzMN_GzMX_Dp00_Gp00 | A3 -Florencia 33 kV | All generators | 0.95 | ind | Dorada - Magdalena 115 kV | m:P:bus1 in MW | 45.1929 | ElmLne
2031 | 2031_DzMN_GzMX_Dp00_Gp00 | A3 -Florencia 33 kV | All generators | 0.96 | ind | Dorada - Magdalena 115 kV | m:P:bus1 in MW | 45.1835 | ElmLne
2031 | 2031_DzMN_GzMX_Dp00_Gp00 | A3 -Florencia 33 kV | All generators | 0.97 | ind | Dorada - Magdalena 115 kV | m:P:bus1 in MW | 45.1727 | ElmLne
2031 | 2031_DzMN_GzMX_Dp00_Gp00 | A3 -Florencia 33 kV | All generators | 0.98 | ind | Dorada - Magdalena 115 kV | m:P:bus1 in MW | 45.1596 | ElmLne
2031 | 2031_DzMN_GzMX_Dp00_Gp00 | A3 -Florencia 33 kV | All generators | 0.99 | ind | Dorada - Magdalena 115 kV | m:P:bus1 in MW | 45.1421 | ElmLne
2031 | 2031_DzMN_GzMX_Dp00_Gp00 | A3 -Florencia 33 kV | All generators | 1 | ind | Dorada - Magdalena 115 kV | m:P:bus1 in MW | 45.0964 | ElmLne
2031 | 2031_DzMN_GzMX_Dp00_Gp00 | A3 -Florencia 33 kV | All generators | 0.9 | ind | Dorada - Magdalena 115 kV | m:P:bus2 in MW | -45.1251 | ElmLne
2031 | 2031_DzMN_GzMX_Dp00_Gp00 | A3 -Florencia 33 kV | All generators | 0.91 | ind | Dorada - Magdalena 115 kV | m:P:bus2 in MW | -45.1188 | ElmLne
2031 | 2031_DzMN_GzMX_Dp00_Gp00 | A3 -Florencia 33 kV | All generators | 0.92 | ind | Dorada - Magdalena 115 kV | m:P:bus2 in MW | -45.112 | ElmLne
2031 | 2031_DzMN_GzMX_Dp00_Gp00 | A3 -Florencia 33 kV | All generators | 0.93 | ind | Dorada - Magdalena 115 kV | m:P:bus2 in MW | -45.1048 | ElmLne
2031 | 2031_DzMN_GzMX_Dp00_Gp00 | A3 -Florencia 33 kV | All generators | 0.94 | ind | Dorada - Magdalena 115 kV | m:P:bus2 in MW | -45.0971 | ElmLne
2031 | 2031_DzMN_GzMX_Dp00_Gp00 | A3 -Florencia 33 kV | All generators | 0.95 | ind | Dorada - Magdalena 115 kV | m:P:bus2 in MW | -45.0887 | ElmLne
2031 | 2031_DzMN_GzMX_Dp00_Gp00 | A3 -Florencia 33 kV | All generators | 0.96 | ind | Dorada - Magdalena 115 kV | m:P:bus2 in MW | -45.0792 | ElmLne
2031 | 2031_DzMN_GzMX_Dp00_Gp00 | A3 -Florencia 33 kV | All generators | 0.97 | ind | Dorada - Magdalena 115 kV | m:P:bus2 in MW | -45.0684 | ElmLne
2031 | 2031_DzMN_GzMX_Dp00_Gp00 | A3 -Florencia 33 kV | All generators | 0.98 | ind | Dorada - Magdalena 115 kV | m:P:bus2 in MW | -45.0554 | ElmLne
2031 | 2031_DzMN_GzMX_Dp00_Gp00 | A3 -Florencia 33 kV | All generators | 0.99 | ind | Dorada - Magdalena 115 kV | m:P:bus2 in MW | -45.0379 | ElmLne
2031 | 2031_DzMN_GzMX_Dp00_Gp00 | A3 -Florencia 33 kV | All generators | 1 | ind | Dorada - Magdalena 115 kV | m:P:bus2 in MW | -44.9922 | ElmLne
2031 | 2031_DzMN_GzMX_Dp00_Gp00 | A3 -Florencia 33 kV | All generators | 0.9 | ind | Dorada - Magdalena 115 kV | m:Q:bus1 in Mvar | -0.61177 | ElmLne
2031 | 2031_DzMN_GzMX_Dp00_Gp00 | A3 -Florencia 33 kV | All generators | 0.91 | ind | Dorada - Magdalena 115 kV | m:Q:bus1 in Mvar | -0.63805 | ElmLne
2031 | 2031_DzMN_GzMX_Dp00_Gp00 | A3 -Florencia 33 kV | All generators | 0.92 | ind | Dorada - Magdalena 115 kV | m:Q:bus1 in Mvar | -0.6655 | ElmLne
2031 | 2031_DzMN_GzMX_Dp00_Gp00 | A3 -Florencia 33 kV | All generators | 0.93 | ind | Dorada - Magdalena 115 kV | m:Q:bus1 in Mvar | -0.69439 | ElmLne
2031 | 2031_DzMN_GzMX_Dp00_Gp00 | A3 -Florencia 33 kV | All generators | 0.94 | ind | Dorada - Magdalena 115 kV | m:Q:bus1 in Mvar | -0.72511 | ElmLne
2031 | 2031_DzMN_GzMX_Dp00_Gp00 | A3 -Florencia 33 kV | All generators | 0.95 | ind | Dorada - Magdalena 115 kV | m:Q:bus1 in Mvar | -0.75821 | ElmLne
2031 | 2031_DzMN_GzMX_Dp00_Gp00 | A3 -Florencia 33 kV | All generators | 0.96 | ind | Dorada - Magdalena 115 kV | m:Q:bus1 in Mvar | -0.79457 | ElmLne
2031 | 2031_DzMN_GzMX_Dp00_Gp00 | A3 -Florencia 33 kV | All generators | 0.97 | ind | Dorada - Magdalena 115 kV | m:Q:bus1 in Mvar | -0.83565 | ElmLne
2031 | 2031_DzMN_GzMX_Dp00_Gp00 | A3 -Florencia 33 kV | All generators | 0.98 | ind | Dorada - Magdalena 115 kV | m:Q:bus1 in Mvar | -0.88432 | ElmLne
2031 | 2031_DzMN_GzMX_Dp00_Gp00 | A3 -Florencia 33 kV | All generators | 0.99 | ind | Dorada - Magdalena 115 kV | m:Q:bus1 in Mvar | -0.94809 | ElmLne
2031 | 2031_DzMN_GzMX_Dp00_Gp00 | A3 -Florencia 33 kV | All generators | 1 | ind | Dorada - Magdalena 115 kV | m:Q:bus1 in Mvar | -1.1075 | ElmLne
2031 | 2031_DzMN_GzMX_Dp00_Gp00 | A3 -Florencia 33 kV | All generators | 0.9 | ind | Dorada - Magdalena 115 kV | m:Q:bus2 in Mvar | 0.75801 | ElmLne
2031 | 2031_DzMN_GzMX_Dp00_Gp00 | A3 -Florencia 33 kV | All generators | 0.91 | ind | Dorada - Magdalena 115 kV | m:Q:bus2 in Mvar | 0.7844 | ElmLne
2031 | 2031_DzMN_GzMX_Dp00_Gp00 | A3 -Florencia 33 kV | All generators | 0.92 | ind | Dorada - Magdalena 115 kV | m:Q:bus2 in Mvar | 0.81195 | ElmLne
2031 | 2031_DzMN_GzMX_Dp00_Gp00 | A3 -Florencia 33 kV | All generators | 0.93 | ind | Dorada - Magdalena 115 kV | m:Q:bus2 in Mvar | 0.84095 | ElmLne
2031 | 2031_DzMN_GzMX_Dp00_Gp00 | A3 -Florencia 33 kV | All generators | 0.94 | ind | Dorada - Magdalena 115 kV | m:Q:bus2 in Mvar | 0.87177 | ElmLne
2031 | 2031_DzMN_GzMX_Dp00_Gp00 | A3 -Florencia 33 kV | All generators | 0.95 | ind | Dorada - Magdalena 115 kV | m:Q:bus2 in Mvar | 0.905 | ElmLne
2031 | 2031_DzMN_GzMX_Dp00_Gp00 | A3 -Florencia 33 kV | All generators | 0.96 | ind | Dorada - Magdalena 115 kV | m:Q:bus2 in Mvar | 0.94148 | ElmLne
2031 | 2031_DzMN_GzMX_Dp00_Gp00 | A3 -Florencia 33 kV | All generators | 0.97 | ind | Dorada - Magdalena 115 kV | m:Q:bus2 in Mvar | 0.9827 | ElmLne
2031 | 2031_DzMN_GzMX_Dp00_Gp00 | A3 -Florencia 33 kV | All generators | 0.98 | ind | Dorada - Magdalena 115 kV | m:Q:bus2 in Mvar | 1.0315 | ElmLne
2031 | 2031_DzMN_GzMX_Dp00_Gp00 | A3 -Florencia 33 kV | All generators | 0.99 | ind | Dorada - Magdalena 115 kV | m:Q:bus2 in Mvar | 1.0955 | ElmLne
2031 | 2031_DzMN_GzMX_Dp00_Gp00 | A3 -Florencia 33 kV | All generators | 1 | ind | Dorada - Magdalena 115 kV | m:Q:bus2 in Mvar | 1.2554 | ElmLne
2031 | 2031_DzMN_GzMX_Dp00_Gp00 | A3 -Florencia 33 kV | All generators | 0.9 | ind | Dorada - Magdalena 115 kV | m:cosphi:bus1 | 0.99991 | ElmLne
2031 | 2031_DzMN_GzMX_Dp00_Gp00 | A3 -Florencia 33 kV | All generators | 0.91 | ind | Dorada - Magdalena 115 kV | m:cosphi:bus1 | 0.9999 | ElmLne
2031 | 2031_DzMN_GzMX_Dp00_Gp00 | A3 -Florencia 33 kV | All generators | 0.92 | ind | Dorada - Magdalena 115 kV | m:cosphi:bus1 | 0.99989 | ElmLne
2031 | 2031_DzMN_GzMX_Dp00_Gp00 | A3 -Florencia 33 kV | All generators | 0.93 | ind | Dorada - Magdalena 115 kV | m:cosphi:bus1 | 0.99988 | ElmLne
2031 | 2031_DzMN_GzMX_Dp00_Gp00 | A3 -Florencia 33 kV | All generators | 0.94 | ind | Dorada - Magdalena 115 kV | m:cosphi:bus1 | 0.99987 | ElmLne
2031 | 2031_DzMN_GzMX_Dp00_Gp00 | A3 -Florencia 33 kV | All generators | 0.95 | ind | Dorada - Magdalena 115 kV | m:cosphi:bus1 | 0.99986 | ElmLne
2031 | 2031_DzMN_GzMX_Dp00_Gp00 | A3 -Florencia 33 kV | All generators | 0.96 | ind | Dorada - Magdalena 115 kV | m:cosphi:bus1 | 0.99985 | ElmLne
2031 | 2031_DzMN_GzMX_Dp00_Gp00 | A3 -Florencia 33 kV | All generators | 0.97 | ind | Dorada - Magdalena 115 kV | m:cosphi:bus1 | 0.99983 | ElmLne
2031 | 2031_DzMN_GzMX_Dp00_Gp00 | A3 -Florencia 33 kV | All generators | 0.98 | ind | Dorada - Magdalena 115 kV | m:cosphi:bus1 | 0.99981 | ElmLne
2031 | 2031_DzMN_GzMX_Dp00_Gp00 | A3 -Florencia 33 kV | All generators | 0.99 | ind | Dorada - Magdalena 115 kV | m:cosphi:bus1 | 0.99978 | ElmLne
2031 | 2031_DzMN_GzMX_Dp00_Gp00 | A3 -Florencia 33 kV | All generators | 1 | ind | Dorada - Magdalena 115 kV | m:cosphi:bus1 | 0.9997 | ElmLne
2031 | 2031_DzMN_GzMX_Dp00_Gp00 | A3 -Florencia 33 kV | All generators | 0.9 | ind | Dorada - Magdalena 115 kV | m:cosphi:bus2 | -0.99986 | ElmLne
2031 | 2031_DzMN_GzMX_Dp00_Gp00 | A3 -Florencia 33 kV | All generators | 0.91 | ind | Dorada - Magdalena 115 kV | m:cosphi:bus2 | -0.99985 | ElmLne
2031 | 2031_DzMN_GzMX_Dp00_Gp00 | A3 -Florencia 33 kV | All generators | 0.92 | ind | Dorada - Magdalena 115 kV | m:cosphi:bus2 | -0.99984 | ElmLne
2031 | 2031_DzMN_GzMX_Dp00_Gp00 | A3 -Florencia 33 kV | All generators | 0.93 | ind | Dorada - Magdalena 115 kV | m:cosphi:bus2 | -0.99983 | ElmLne
2031 | 2031_DzMN_GzMX_Dp00_Gp00 | A3 -Florencia 33 kV | All generators | 0.94 | ind | Dorada - Magdalena 115 kV | m:cosphi:bus2 | -0.99981 | ElmLne
2031 | 2031_DzMN_GzMX_Dp00_Gp00 | A3 -Florencia 33 kV | All generators | 0.95 | ind | Dorada - Magdalena 115 kV | m:cosphi:bus2 | -0.9998 | ElmLne
2031 | 2031_DzMN_GzMX_Dp00_Gp00 | A3 -Florencia 33 kV | All generators | 0.96 | ind | Dorada - Magdalena 115 kV | m:cosphi:bus2 | -0.99978 | ElmLne
2031 | 2031_DzMN_GzMX_Dp00_Gp00 | A3 -Florencia 33 kV | All generators | 0.97 | ind | Dorada - Magdalena 115 kV | m:cosphi:bus2 | -0.99976 | ElmLne
2031 | 2031_DzMN_GzMX_Dp00_Gp00 | A3 -Florencia 33 kV | All generators | 0.98 | ind | Dorada - Magdalena 115 kV | m:cosphi:bus2 | -0.99974 | ElmLne
2031 | 2031_DzMN_GzMX_Dp00_Gp00 | A3 -Florencia 33 kV | All generators | 0.99 | ind | Dorada - Magdalena 115 kV | m:cosphi:bus2 | -0.9997 | ElmLne
2031 | 2031_DzMN_GzMX_Dp00_Gp00 | A3 -Florencia 33 kV | All generators | 1 | ind | Dorada - Magdalena 115 kV | m:cosphi:bus2 | -0.99961 | ElmLne
2031 | 2031_DzMN_GzMX_Dp00_Gp00 | A3 -Florencia 33 kV | All generators | 0.9 | ind | Mariquita - Victoria 2 115 | m:P:bus1 in MW | 4.6853 | ElmLne
2031 | 2031_DzMN_GzMX_Dp00_Gp00 | A3 -Florencia 33 kV | All generators | 0.91 | ind | Mariquita - Victoria 2 115 | m:P:bus1 in MW | 4.6876 | ElmLne
2031 | 2031_DzMN_GzMX_Dp00_Gp00 | A3 -Florencia 33 kV | All generators | 0.92 | ind | Mariquita - Victoria 2 115 | m:P:bus1 in MW | 4.6901 | ElmLne
2031 | 2031_DzMN_GzMX_Dp00_Gp00 | A3 -Florencia 33 kV | All generators | 0.93 | ind | Mariquita - Victoria 2 115 | m:P:bus1 in MW | 4.6926 | ElmLne
2031 | 2031_DzMN_GzMX_Dp00_Gp00 | A3 -Florencia 33 kV | All generators | 0.94 | ind | Mariquita - Victoria 2 115 | m:P:bus1 in MW | 4.6952 | ElmLne
2031 | 2031_DzMN_GzMX_Dp00_Gp00 | A3 -Florencia 33 kV | All generators | 0.95 | ind | Mariquita - Victoria 2 115 | m:P:bus1 in MW | 4.698 | ElmLne
2031 | 2031_DzMN_GzMX_Dp00_Gp00 | A3 -Florencia 33 kV | All generators | 0.96 | ind | Mariquita - Victoria 2 115 | m:P:bus1 in MW | 4.701 | ElmLne
2031 | 2031_DzMN_GzMX_Dp00_Gp00 | A3 -Florencia 33 kV | All generators | 0.97 | ind | Mariquita - Victoria 2 115 | m:P:bus1 in MW | 4.7043 | ElmLne
2031 | 2031_DzMN_GzMX_Dp00_Gp00 | A3 -Florencia 33 kV | All generators | 0.98 | ind | Mariquita - Victoria 2 115 | m:P:bus1 in MW | 4.7082 | ElmLne
2031 | 2031_DzMN_GzMX_Dp00_Gp00 | A3 -Florencia 33 kV | All generators | 0.99 | ind | Mariquita - Victoria 2 115 | m:P:bus1 in MW | 4.7131 | ElmLne
2031 | 2031_DzMN_GzMX_Dp00_Gp00 | A3 -Florencia 33 kV | All generators | 1 | ind | Mariquita - Victoria 2 115 | m:P:bus1 in MW | 4.7246 | ElmLne
2031 | 2031_DzMN_GzMX_Dp00_Gp00 | A3 -Florencia 33 kV | All generators | 0.9 | ind | Mariquita - Victoria 2 115 | m:P:bus2 in MW | -4.6726 | ElmLne
2031 | 2031_DzMN_GzMX_Dp00_Gp00 | A3 -Florencia 33 kV | All generators | 0.91 | ind | Mariquita - Victoria 2 115 | m:P:bus2 in MW | -4.6749 | ElmLne
2031 | 2031_DzMN_GzMX_Dp00_Gp00 | A3 -Florencia 33 kV | All generators | 0.92 | ind | Mariquita - Victoria 2 115 | m:P:bus2 in MW | -4.6773 | ElmLne
2031 | 2031_DzMN_GzMX_Dp00_Gp00 | A3 -Florencia 33 kV | All generators | 0.93 | ind | Mariquita - Victoria 2 115 | m:P:bus2 in MW | -4.6798 | ElmLne
2031 | 2031_DzMN_GzMX_Dp00_Gp00 | A3 -Florencia 33 kV | All generators | 0.94 | ind | Mariquita - Victoria 2 115 | m:P:bus2 in MW | -4.6824 | ElmLne
2031 | 2031_DzMN_GzMX_Dp00_Gp00 | A3 -Florencia 33 kV | All generators | 0.95 | ind | Mariquita - Victoria 2 115 | m:P:bus2 in MW | -4.6852 | ElmLne
2031 | 2031_DzMN_GzMX_Dp00_Gp00 | A3 -Florencia 33 kV | All generators | 0.96 | ind | Mariquita - Victoria 2 115 | m:P:bus2 in MW | -4.6882 | ElmLne
2031 | 2031_DzMN_GzMX_Dp00_Gp00 | A3 -Florencia 33 kV | All generators | 0.97 | ind | Mariquita - Victoria 2 115 | m:P:bus2 in MW | -4.6915 | ElmLne
2031 | 2031_DzMN_GzMX_Dp00_Gp00 | A3 -Florencia 33 kV | All generators | 0.98 | ind | Mariquita - Victoria 2 115 | m:P:bus2 in MW | -4.6953 | ElmLne
2031 | 2031_DzMN_GzMX_Dp00_Gp00 | A3 -Florencia 33 kV | All generators | 0.99 | ind | Mariquita - Victoria 2 115 | m:P:bus2 in MW | -4.7002 | ElmLne
2031 | 2031_DzMN_GzMX_Dp00_Gp00 | A3 -Florencia 33 kV | All generators | 1 | ind | Mariquita - Victoria 2 115 | m:P:bus2 in MW | -4.7116 | ElmLne
2031 | 2031_DzMN_GzMX_Dp00_Gp00 | A3 -Florencia 33 kV | All generators | 0.9 | ind | Mariquita - Victoria 2 115 | m:Q:bus1 in Mvar | -6.6082 | ElmLne
2031 | 2031_DzMN_GzMX_Dp00_Gp00 | A3 -Florencia 33 kV | All generators | 0.91 | ind | Mariquita - Victoria 2 115 | m:Q:bus1 in Mvar | -6.6111 | ElmLne
2031 | 2031_DzMN_GzMX_Dp00_Gp00 | A3 -Florencia 33 kV | All generators | 0.92 | ind | Mariquita - Victoria 2 115 | m:Q:bus1 in Mvar | -6.6141 | ElmLne
2031 | 2031_DzMN_GzMX_Dp00_Gp00 | A3 -Florencia 33 kV | All generators | 0.93 | ind | Mariquita - Victoria 2 115 | m:Q:bus1 in Mvar | -6.6172 | ElmLne
2031 | 2031_DzMN_GzMX_Dp00_Gp00 | A3 -Florencia 33 kV | All generators | 0.94 | ind | Mariquita - Victoria 2 115 | m:Q:bus1 in Mvar | -6.6205 | ElmLne
2031 | 2031_DzMN_GzMX_Dp00_Gp00 | A3 -Florencia 33 kV | All generators | 0.95 | ind | Mariquita - Victoria 2 115 | m:Q:bus1 in Mvar | -6.6241 | ElmLne
2031 | 2031_DzMN_GzMX_Dp00_Gp00 | A3 -Florencia 33 kV | All generators | 0.96 | ind | Mariquita - Victoria 2 115 | m:Q:bus1 in Mvar | -6.6281 | ElmLne
2031 | 2031_DzMN_GzMX_Dp00_Gp00 | A3 -Florencia 33 kV | All generators | 0.97 | ind | Mariquita - Victoria 2 115 | m:Q:bus1 in Mvar | -6.6325 | ElmLne
2031 | 2031_DzMN_GzMX_Dp00_Gp00 | A3 -Florencia 33 kV | All generators | 0.98 | ind | Mariquita - Victoria 2 115 | m:Q:bus1 in Mvar | -6.6378 | ElmLne
2031 | 2031_DzMN_GzMX_Dp00_Gp00 | A3 -Florencia 33 kV | All generators | 0.99 | ind | Mariquita - Victoria 2 115 | m:Q:bus1 in Mvar | -6.6446 | ElmLne
2031 | 2031_DzMN_GzMX_Dp00_Gp00 | A3 -Florencia 33 kV | All generators | 1 | ind | Mariquita - Victoria 2 115 | m:Q:bus1 in Mvar | -6.6617 | ElmLne
2031 | 2031_DzMN_GzMX_Dp00_Gp00 | A3 -Florencia 33 kV | All generators | 0.9 | ind | Mariquita - Victoria 2 115 | m:Q:bus2 in Mvar | 5.9697 | ElmLne
2031 | 2031_DzMN_GzMX_Dp00_Gp00 | A3 -Florencia 33 kV | All generators | 0.91 | ind | Mariquita - Victoria 2 115 | m:Q:bus2 in Mvar | 5.9728 | ElmLne
2031 | 2031_DzMN_GzMX_Dp00_Gp00 | A3 -Florencia 33 kV | All generators | 0.92 | ind | Mariquita - Victoria 2 115 | m:Q:bus2 in Mvar | 5.9761 | ElmLne
2031 | 2031_DzMN_GzMX_Dp00_Gp00 | A3 -Florencia 33 kV | All generators | 0.93 | ind | Mariquita - Victoria 2 115 | m:Q:bus2 in Mvar | 5.9795 | ElmLne
2031 | 2031_DzMN_GzMX_Dp00_Gp00 | A3 -Florencia 33 kV | All generators | 0.94 | ind | Mariquita - Victoria 2 115 | m:Q:bus2 in Mvar | 5.9832 | ElmLne
2031 | 2031_DzMN_GzMX_Dp00_Gp00 | A3 -Florencia 33 kV | All generators | 0.95 | ind | Mariquita - Victoria 2 115 | m:Q:bus2 in Mvar | 5.9871 | ElmLne
2031 | 2031_DzMN_GzMX_Dp00_Gp00 | A3 -Florencia 33 kV | All generators | 0.96 | ind | Mariquita - Victoria 2 115 | m:Q:bus2 in Mvar | 5.9915 | ElmLne
2031 | 2031_DzMN_GzMX_Dp00_Gp00 | A3 -Florencia 33 kV | All generators | 0.97 | ind | Mariquita - Victoria 2 115 | m:Q:bus2 in Mvar | 5.9963 | ElmLne
2031 | 2031_DzMN_GzMX_Dp00_Gp00 | A3 -Florencia 33 kV | All generators | 0.98 | ind | Mariquita - Victoria 2 115 | m:Q:bus2 in Mvar | 6.0021 | ElmLne
2031 | 2031_DzMN_GzMX_Dp00_Gp00 | A3 -Florencia 33 kV | All generators | 0.99 | ind | Mariquita - Victoria 2 115 | m:Q:bus2 in Mvar | 6.0097 | ElmLne
2031 | 2031_DzMN_GzMX_Dp00_Gp00 | A3 -Florencia 33 kV | All generators | 1 | ind | Mariquita - Victoria 2 115 | m:Q:bus2 in Mvar | 6.0284 | ElmLne
2031 | 2031_DzMN_GzMX_Dp00_Gp00 | A3 -Florencia 33 kV | All generators | 0.9 | ind | Mariquita - Victoria 2 115 | m:cosphi:bus1 | 0.57839 | ElmLne
2031 | 2031_DzMN_GzMX_Dp00_Gp00 | A3 -Florencia 33 kV | All generators | 0.91 | ind | Mariquita - Victoria 2 115 | m:cosphi:bus1 | 0.57841 | ElmLne
2031 | 2031_DzMN_GzMX_Dp00_Gp00 | A3 -Florencia 33 kV | All generators | 0.92 | ind | Mariquita - Victoria 2 115 | m:cosphi:bus1 | 0.57844 | ElmLne
2031 | 2031_DzMN_GzMX_Dp00_Gp00 | A3 -Florencia 33 kV | All generators | 0.93 | ind | Mariquita - Victoria 2 115 | m:cosphi:bus1 | 0.57846 | ElmLne
2031 | 2031_DzMN_GzMX_Dp00_Gp00 | A3 -Florencia 33 kV | All generators | 0.94 | ind | Mariquita - Victoria 2 115 | m:cosphi:bus1 | 0.57848 | ElmLne
2031 | 2031_DzMN_GzMX_Dp00_Gp00 | A3 -Florencia 33 kV | All generators | 0.95 | ind | Mariquita - Victoria 2 115 | m:cosphi:bus1 | 0.5785 | ElmLne
2031 | 2031_DzMN_GzMX_Dp00_Gp00 | A3 -Florencia 33 kV | All generators | 0.96 | ind | Mariquita - Victoria 2 115 | m:cosphi:bus1 | 0.57852 | ElmLne
2031 | 2031_DzMN_GzMX_Dp00_Gp00 | A3 -Florencia 33 kV | All generators | 0.97 | ind | Mariquita - Victoria 2 115 | m:cosphi:bus1 | 0.57853 | ElmLne
2031 | 2031_DzMN_GzMX_Dp00_Gp00 | A3 -Florencia 33 kV | All generators | 0.98 | ind | Mariquita - Victoria 2 115 | m:cosphi:bus1 | 0.57854 | ElmLne
2031 | 2031_DzMN_GzMX_Dp00_Gp00 | A3 -Florencia 33 kV | All generators | 0.99 | ind | Mariquita - Victoria 2 115 | m:cosphi:bus1 | 0.57855 | ElmLne
2031 | 2031_DzMN_GzMX_Dp00_Gp00 | A3 -Florencia 33 kV | All generators | 1 | ind | Mariquita - Victoria 2 115 | m:cosphi:bus1 | 0.5785 | ElmLne
2031 | 2031_DzMN_GzMX_Dp00_Gp00 | A3 -Florencia 33 kV | All generators | 0.9 | ind | Mariquita - Victoria 2 115 | m:cosphi:bus2 | -0.61636 | ElmLne
2031 | 2031_DzMN_GzMX_Dp00_Gp00 | A3 -Florencia 33 kV | All generators | 0.91 | ind | Mariquita - Victoria 2 115 | m:cosphi:bus2 | -0.61635 | ElmLne
2031 | 2031_DzMN_GzMX_Dp00_Gp00 | A3 -Florencia 33 kV | All generators | 0.92 | ind | Mariquita - Victoria 2 115 | m:cosphi:bus2 | -0.61634 | ElmLne
2031 | 2031_DzMN_GzMX_Dp00_Gp00 | A3 -Florencia 33 kV | All generators | 0.93 | ind | Mariquita - Victoria 2 115 | m:cosphi:bus2 | -0.61632 | ElmLne
2031 | 2031_DzMN_GzMX_Dp00_Gp00 | A3 -Florencia 33 kV | All generators | 0.94 | ind | Mariquita - Victoria 2 115 | m:cosphi:bus2 | -0.6163 | ElmLne
2031 | 2031_DzMN_GzMX_Dp00_Gp00 | A3 -Florencia 33 kV | All generators | 0.95 | ind | Mariquita - Victoria 2 115 | m:cosphi:bus2 | -0.61628 | ElmLne
2031 | 2031_DzMN_GzMX_Dp00_Gp00 | A3 -Florencia 33 kV | All generators | 0.96 | ind | Mariquita - Victoria 2 115 | m:cosphi:bus2 | -0.61624 | ElmLne
2031 | 2031_DzMN_GzMX_Dp00_Gp00 | A3 -Florencia 33 kV | All generators | 0.97 | ind | Mariquita - Victoria 2 115 | m:cosphi:bus2 | -0.6162 | ElmLne
2031 | 2031_DzMN_GzMX_Dp00_Gp00 | A3 -Florencia 33 kV | All generators | 0.98 | ind | Mariquita - Victoria 2 115 | m:cosphi:bus2 | -0.61614 | ElmLne
2031 | 2031_DzMN_GzMX_Dp00_Gp00 | A3 -Florencia 33 kV | All generators | 0.99 | ind | Mariquita - Victoria 2 115 | m:cosphi:bus2 | -0.61606 | ElmLne
2031 | 2031_DzMN_GzMX_Dp00_Gp00 | A3 -Florencia 33 kV | All generators | 1 | ind | Mariquita - Victoria 2 115 | m:cosphi:bus2 | -0.6158 | ElmLne
2031 | 2031_DzMN_GzMX_Dp00_Gp00 | A3 -Florencia 33 kV | All generators | 0.9 | ind | Dorada 115/33/13.8 kV | m:P:bushv in MW | -8.3808 | ElmTr3
2031 | 2031_DzMN_GzMX_Dp00_Gp00 | A3 -Florencia 33 kV | All generators | 0.91 | ind | Dorada 115/33/13.8 kV | m:P:bushv in MW | -8.3874 | ElmTr3
2031 | 2031_DzMN_GzMX_Dp00_Gp00 | A3 -Florencia 33 kV | All generators | 0.92 | ind | Dorada 115/33/13.8 kV | m:P:bushv in MW | -8.3942 | ElmTr3
2031 | 2031_DzMN_GzMX_Dp00_Gp00 | A3 -Florencia 33 kV | All generators | 0.93 | ind | Dorada 115/33/13.8 kV | m:P:bushv in MW | -8.401 | ElmTr3
2031 | 2031_DzMN_GzMX_Dp00_Gp00 | A3 -Florencia 33 kV | All generators | 0.94 | ind | Dorada 115/33/13.8 kV | m:P:bushv in MW | -8.4079 | ElmTr3
2031 | 2031_DzMN_GzMX_Dp00_Gp00 | A3 -Florencia 33 kV | All generators | 0.95 | ind | Dorada 115/33/13.8 kV | m:P:bushv in MW | -8.4149 | ElmTr3
2031 | 2031_DzMN_GzMX_Dp00_Gp00 | A3 -Florencia 33 kV | All generators | 0.96 | ind | Dorada 115/33/13.8 kV | m:P:bushv in MW | -8.4223 | ElmTr3
2031 | 2031_DzMN_GzMX_Dp00_Gp00 | A3 -Florencia 33 kV | All generators | 0.97 | ind | Dorada 115/33/13.8 kV | m:P:bushv in MW | -8.43 | ElmTr3
2031 | 2031_DzMN_GzMX_Dp00_Gp00 | A3 -Florencia 33 kV | All generators | 0.98 | ind | Dorada 115/33/13.8 kV | m:P:bushv in MW | -8.4385 | ElmTr3
2031 | 2031_DzMN_GzMX_Dp00_Gp00 | A3 -Florencia 33 kV | All generators | 0.99 | ind | Dorada 115/33/13.8 kV | m:P:bushv in MW | -8.4483 | ElmTr3
2031 | 2031_DzMN_GzMX_Dp00_Gp00 | A3 -Florencia 33 kV | All generators | 1 | ind | Dorada 115/33/13.8 kV | m:P:bushv in MW | -8.4666 | ElmTr3
2031 | 2031_DzMN_GzMX_Dp00_Gp00 | A3 -Florencia 33 kV | All generators | 0.9 | ind | Dorada 115/33/13.8 kV | m:Q:bushv in Mvar | 2.4136 | ElmTr3
2031 | 2031_DzMN_GzMX_Dp00_Gp00 | A3 -Florencia 33 kV | All generators | 0.91 | ind | Dorada 115/33/13.8 kV | m:Q:bushv in Mvar | 2.4843 | ElmTr3
2031 | 2031_DzMN_GzMX_Dp00_Gp00 | A3 -Florencia 33 kV | All generators | 0.92 | ind | Dorada 115/33/13.8 kV | m:Q:bushv in Mvar | 2.5581 | ElmTr3
2031 | 2031_DzMN_GzMX_Dp00_Gp00 | A3 -Florencia 33 kV | All generators | 0.93 | ind | Dorada 115/33/13.8 kV | m:Q:bushv in Mvar | 2.6358 | ElmTr3
2031 | 2031_DzMN_GzMX_Dp00_Gp00 | A3 -Florencia 33 kV | All generators | 0.94 | ind | Dorada 115/33/13.8 kV | m:Q:bushv in Mvar | 2.7185 | ElmTr3
2031 | 2031_DzMN_GzMX_Dp00_Gp00 | A3 -Florencia 33 kV | All generators | 0.95 | ind | Dorada 115/33/13.8 kV | m:Q:bushv in Mvar | 2.8076 | ElmTr3
2031 | 2031_DzMN_GzMX_Dp00_Gp00 | A3 -Florencia 33 kV | All generators | 0.96 | ind | Dorada 115/33/13.8 kV | m:Q:bushv in Mvar | 2.9055 | ElmTr3
2031 | 2031_DzMN_GzMX_Dp00_Gp00 | A3 -Florencia 33 kV | All generators | 0.97 | ind | Dorada 115/33/13.8 kV | m:Q:bushv in Mvar | 3.0162 | ElmTr3
2031 | 2031_DzMN_GzMX_Dp00_Gp00 | A3 -Florencia 33 kV | All generators | 0.98 | ind | Dorada 115/33/13.8 kV | m:Q:bushv in Mvar | 3.1475 | ElmTr3
2031 | 2031_DzMN_GzMX_Dp00_Gp00 | A3 -Florencia 33 kV | All generators | 0.99 | ind | Dorada 115/33/13.8 kV | m:Q:bushv in Mvar | 3.3196 | ElmTr3
2031 | 2031_DzMN_GzMX_Dp00_Gp00 | A3 -Florencia 33 kV | All generators | 1 | ind | Dorada 115/33/13.8 kV | m:Q:bushv in Mvar | 3.75 | ElmTr3
2031 | 2031_DzMN_GzMX_Dp00_Gp00 | A3 -Florencia 33 kV | All generators | 0.9 | ind | Dorada 115/33/13.8 kV | m:cosphi:bushv | -0.96094 | ElmTr3
2031 | 2031_DzMN_GzMX_Dp00_Gp00 | A3 -Florencia 33 kV | All generators | 0.91 | ind | Dorada 115/33/13.8 kV | m:cosphi:bushv | -0.95883 | ElmTr3
2031 | 2031_DzMN_GzMX_Dp00_Gp00 | A3 -Florencia 33 kV | All generators | 0.92 | ind | Dorada 115/33/13.8 kV | m:cosphi:bushv | -0.95657 | ElmTr3
2031 | 2031_DzMN_GzMX_Dp00_Gp00 | A3 -Florencia 33 kV | All generators | 0.93 | ind | Dorada 115/33/13.8 kV | m:cosphi:bushv | -0.95414 | ElmTr3
2031 | 2031_DzMN_GzMX_Dp00_Gp00 | A3 -Florencia 33 kV | All generators | 0.94 | ind | Dorada 115/33/13.8 kV | m:cosphi:bushv | -0.9515 | ElmTr3
2031 | 2031_DzMN_GzMX_Dp00_Gp00 | A3 -Florencia 33 kV | All generators | 0.95 | ind | Dorada 115/33/13.8 kV | m:cosphi:bushv | -0.9486 | ElmTr3
2031 | 2031_DzMN_GzMX_Dp00_Gp00 | A3 -Florencia 33 kV | All generators | 0.96 | ind | Dorada 115/33/13.8 kV | m:cosphi:bushv | -0.94533 | ElmTr3
2031 | 2031_DzMN_GzMX_Dp00_Gp00 | A3 -Florencia 33 kV | All generators | 0.97 | ind | Dorada 115/33/13.8 kV | m:cosphi:bushv | -0.94155 | ElmTr3
2031 | 2031_DzMN_GzMX_Dp00_Gp00 | A3 -Florencia 33 kV | All generators | 0.98 | ind | Dorada 115/33/13.8 kV | m:cosphi:bushv | -0.93695 | ElmTr3
2031 | 2031_DzMN_GzMX_Dp00_Gp00 | A3 -Florencia 33 kV | All generators | 0.99 | ind | Dorada 115/33/13.8 kV | m:cosphi:bushv | -0.93073 | ElmTr3
2031 | 2031_DzMN_GzMX_Dp00_Gp00 | A3 -Florencia 33 kV | All generators | 1 | ind | Dorada 115/33/13.8 kV | m:cosphi:bushv | -0.91433 | ElmTr3
2031 | 2031_DzMN_GzMX_Dp00_Gp00 | A3 -Florencia 33 kV | All generators | 0.9 | ind | Manzanares 115/33/13.8 kV | m:P:bushv in MW | -25.3761 | ElmTr3
2031 | 2031_DzMN_GzMX_Dp00_Gp00 | A3 -Florencia 33 kV | All generators | 0.91 | ind | Manzanares 115/33/13.8 kV | m:P:bushv in MW | -25.3642 | ElmTr3
2031 | 2031_DzMN_GzMX_Dp00_Gp00 | A3 -Florencia 33 kV | All generators | 0.92 | ind | Manzanares 115/33/13.8 kV | m:P:bushv in MW | -25.351 | ElmTr3
2031 | 2031_DzMN_GzMX_Dp00_Gp00 | A3 -Florencia 33 kV | All generators | 0.93 | ind | Manzanares 115/33/13.8 kV | m:P:bushv in MW | -25.3362 | ElmTr3
2031 | 2031_DzMN_GzMX_Dp00_Gp00 | A3 -Florencia 33 kV | All generators | 0.94 | ind | Manzanares 115/33/13.8 kV | m:P:bushv in MW | -25.3196 | ElmTr3
2031 | 2031_DzMN_GzMX_Dp00_Gp00 | A3 -Florencia 33 kV | All generators | 0.95 | ind | Manzanares 115/33/13.8 kV | m:P:bushv in MW | -25.3005 | ElmTr3
2031 | 2031_DzMN_GzMX_Dp00_Gp00 | A3 -Florencia 33 kV | All generators | 0.96 | ind | Manzanares 115/33/13.8 kV | m:P:bushv in MW | -25.2782 | ElmTr3
2031 | 2031_DzMN_GzMX_Dp00_Gp00 | A3 -Florencia 33 kV | All generators | 0.97 | ind | Manzanares 115/33/13.8 kV | m:P:bushv in MW | -25.2513 | ElmTr3
2031 | 2031_DzMN_GzMX_Dp00_Gp00 | A3 -Florencia 33 kV | All generators | 0.98 | ind | Manzanares 115/33/13.8 kV | m:P:bushv in MW | -25.2171 | ElmTr3
2031 | 2031_DzMN_GzMX_Dp00_Gp00 | A3 -Florencia 33 kV | All generators | 0.99 | ind | Manzanares 115/33/13.8 kV | m:P:bushv in MW | -25.1684 | ElmTr3
2031 | 2031_DzMN_GzMX_Dp00_Gp00 | A3 -Florencia 33 kV | All generators | 1 | ind | Manzanares 115/33/13.8 kV | m:P:bushv in MW | -25.0279 | ElmTr3
2031 | 2031_DzMN_GzMX_Dp00_Gp00 | A3 -Florencia 33 kV | All generators | 0.9 | ind | Manzanares 115/33/13.8 kV | m:Q:bushv in Mvar | 4.0971 | ElmTr3
2031 | 2031_DzMN_GzMX_Dp00_Gp00 | A3 -Florencia 33 kV | All generators | 0.91 | ind | Manzanares 115/33/13.8 kV | m:Q:bushv in Mvar | 4.3018 | ElmTr3
2031 | 2031_DzMN_GzMX_Dp00_Gp00 | A3 -Florencia 33 kV | All generators | 0.92 | ind | Manzanares 115/33/13.8 kV | m:Q:bushv in Mvar | 4.5153 | ElmTr3
2031 | 2031_DzMN_GzMX_Dp00_Gp00 | A3 -Florencia 33 kV | All generators | 0.93 | ind | Manzanares 115/33/13.8 kV | m:Q:bushv in Mvar | 4.7399 | ElmTr3
2031 | 2031_DzMN_GzMX_Dp00_Gp00 | A3 -Florencia 33 kV | All generators | 0.94 | ind | Manzanares 115/33/13.8 kV | m:Q:bushv in Mvar | 4.9785 | ElmTr3
2031 | 2031_DzMN_GzMX_Dp00_Gp00 | A3 -Florencia 33 kV | All generators | 0.95 | ind | Manzanares 115/33/13.8 kV | m:Q:bushv in Mvar | 5.2355 | ElmTr3
2031 | 2031_DzMN_GzMX_Dp00_Gp00 | A3 -Florencia 33 kV | All generators | 0.96 | ind | Manzanares 115/33/13.8 kV | m:Q:bushv in Mvar | 5.5174 | ElmTr3
2031 | 2031_DzMN_GzMX_Dp00_Gp00 | A3 -Florencia 33 kV | All generators | 0.97 | ind | Manzanares 115/33/13.8 kV | m:Q:bushv in Mvar | 5.8357 | ElmTr3
2031 | 2031_DzMN_GzMX_Dp00_Gp00 | A3 -Florencia 33 kV | All generators | 0.98 | ind | Manzanares 115/33/13.8 kV | m:Q:bushv in Mvar | 6.2124 | ElmTr3
2031 | 2031_DzMN_GzMX_Dp00_Gp00 | A3 -Florencia 33 kV | All generators | 0.99 | ind | Manzanares 115/33/13.8 kV | m:Q:bushv in Mvar | 6.7053 | ElmTr3
2031 | 2031_DzMN_GzMX_Dp00_Gp00 | A3 -Florencia 33 kV | All generators | 1 | ind | Manzanares 115/33/13.8 kV | m:Q:bushv in Mvar | 7.932 | ElmTr3
2031 | 2031_DzMN_GzMX_Dp00_Gp00 | A3 -Florencia 33 kV | All generators | 0.9 | ind | Manzanares 115/33/13.8 kV | m:cosphi:bushv | -0.98721 | ElmTr3
2031 | 2031_DzMN_GzMX_Dp00_Gp00 | A3 -Florencia 33 kV | All generators | 0.91 | ind | Manzanares 115/33/13.8 kV | m:cosphi:bushv | -0.98592 | ElmTr3
2031 | 2031_DzMN_GzMX_Dp00_Gp00 | A3 -Florencia 33 kV | All generators | 0.92 | ind | Manzanares 115/33/13.8 kV | m:cosphi:bushv | -0.98451 | ElmTr3
2031 | 2031_DzMN_GzMX_Dp00_Gp00 | A3 -Florencia 33 kV | All generators | 0.93 | ind | Manzanares 115/33/13.8 kV | m:cosphi:bushv | -0.98295 | ElmTr3
2031 | 2031_DzMN_GzMX_Dp00_Gp00 | A3 -Florencia 33 kV | All generators | 0.94 | ind | Manzanares 115/33/13.8 kV | m:cosphi:bushv | -0.98121 | ElmTr3
2031 | 2031_DzMN_GzMX_Dp00_Gp00 | A3 -Florencia 33 kV | All generators | 0.95 | ind | Manzanares 115/33/13.8 kV | m:cosphi:bushv | -0.97925 | ElmTr3
2031 | 2031_DzMN_GzMX_Dp00_Gp00 | A3 -Florencia 33 kV | All generators | 0.96 | ind | Manzanares 115/33/13.8 kV | m:cosphi:bushv | -0.977 | ElmTr3
2031 | 2031_DzMN_GzMX_Dp00_Gp00 | A3 -Florencia 33 kV | All generators | 0.97 | ind | Manzanares 115/33/13.8 kV | m:cosphi:bushv | -0.97432 | ElmTr3
2031 | 2031_DzMN_GzMX_Dp00_Gp00 | A3 -Florencia 33 kV | All generators | 0.98 | ind | Manzanares 115/33/13.8 kV | m:cosphi:bushv | -0.97097 | ElmTr3
2031 | 2031_DzMN_GzMX_Dp00_Gp00 | A3 -Florencia 33 kV | All generators | 0.99 | ind | Manzanares 115/33/13.8 kV | m:cosphi:bushv | -0.9663 | ElmTr3
2031 | 2031_DzMN_GzMX_Dp00_Gp00 | A3 -Florencia 33 kV | All generators | 1 | ind | Manzanares 115/33/13.8 kV | m:cosphi:bushv | -0.95327 | ElmTr3
2031 | 2031_DzMN_GzMX_Dp00_Gp00 | A3 -Florencia 33 kV | All generators | 0.9 | ind | Purnio 230/115 | m:P:bushv in MW | -8.3847 | ElmTr3
2031 | 2031_DzMN_GzMX_Dp00_Gp00 | A3 -Florencia 33 kV | All generators | 0.91 | ind | Purnio 230/115 | m:P:bushv in MW | -8.3889 | ElmTr3
2031 | 2031_DzMN_GzMX_Dp00_Gp00 | A3 -Florencia 33 kV | All generators | 0.92 | ind | Purnio 230/115 | m:P:bushv in MW | -8.3929 | ElmTr3
2031 | 2031_DzMN_GzMX_Dp00_Gp00 | A3 -Florencia 33 kV | All generators | 0.93 | ind | Purnio 230/115 | m:P:bushv in MW | -8.3968 | ElmTr3
2031 | 2031_DzMN_GzMX_Dp00_Gp00 | A3 -Florencia 33 kV | All generators | 0.94 | ind | Purnio 230/115 | m:P:bushv in MW | -8.4005 | ElmTr3
2031 | 2031_DzMN_GzMX_Dp00_Gp00 | A3 -Florencia 33 kV | All generators | 0.95 | ind | Purnio 230/115 | m:P:bushv in MW | -8.4039 | ElmTr3
2031 | 2031_DzMN_GzMX_Dp00_Gp00 | A3 -Florencia 33 kV | All generators | 0.96 | ind | Purnio 230/115 | m:P:bushv in MW | -8.4071 | ElmTr3
2031 | 2031_DzMN_GzMX_Dp00_Gp00 | A3 -Florencia 33 kV | All generators | 0.97 | ind | Purnio 230/115 | m:P:bushv in MW | -8.41 | ElmTr3
2031 | 2031_DzMN_GzMX_Dp00_Gp00 | A3 -Florencia 33 kV | All generators | 0.98 | ind | Purnio 230/115 | m:P:bushv in MW | -8.4123 | ElmTr3
2031 | 2031_DzMN_GzMX_Dp00_Gp00 | A3 -Florencia 33 kV | All generators | 0.99 | ind | Purnio 230/115 | m:P:bushv in MW | -8.4137 | ElmTr3
2031 | 2031_DzMN_GzMX_Dp00_Gp00 | A3 -Florencia 33 kV | All generators | 1 | ind | Purnio 230/115 | m:P:bushv in MW | -8.4086 | ElmTr3
2031 | 2031_DzMN_GzMX_Dp00_Gp00 | A3 -Florencia 33 kV | All generators | 0.9 | ind | Purnio 230/115 | m:Q:bushv in Mvar | -3.7688 | ElmTr3
2031 | 2031_DzMN_GzMX_Dp00_Gp00 | A3 -Florencia 33 kV | All generators | 0.91 | ind | Purnio 230/115 | m:Q:bushv in Mvar | -3.6766 | ElmTr3
2031 | 2031_DzMN_GzMX_Dp00_Gp00 | A3 -Florencia 33 kV | All generators | 0.92 | ind | Purnio 230/115 | m:Q:bushv in Mvar | -3.5802 | ElmTr3
2031 | 2031_DzMN_GzMX_Dp00_Gp00 | A3 -Florencia 33 kV | All generators | 0.93 | ind | Purnio 230/115 | m:Q:bushv in Mvar | -3.4789 | ElmTr3
2031 | 2031_DzMN_GzMX_Dp00_Gp00 | A3 -Florencia 33 kV | All generators | 0.94 | ind | Purnio 230/115 | m:Q:bushv in Mvar | -3.371 | ElmTr3
2031 | 2031_DzMN_GzMX_Dp00_Gp00 | A3 -Florencia 33 kV | All generators | 0.95 | ind | Purnio 230/115 | m:Q:bushv in Mvar | -3.2549 | ElmTr3
2031 | 2031_DzMN_GzMX_Dp00_Gp00 | A3 -Florencia 33 kV | All generators | 0.96 | ind | Purnio 230/115 | m:Q:bushv in Mvar | -3.1273 | ElmTr3
2031 | 2031_DzMN_GzMX_Dp00_Gp00 | A3 -Florencia 33 kV | All generators | 0.97 | ind | Purnio 230/115 | m:Q:bushv in Mvar | -2.9831 | ElmTr3
2031 | 2031_DzMN_GzMX_Dp00_Gp00 | A3 -Florencia 33 kV | All generators | 0.98 | ind | Purnio 230/115 | m:Q:bushv in Mvar | -2.8123 | ElmTr3
2031 | 2031_DzMN_GzMX_Dp00_Gp00 | A3 -Florencia 33 kV | All generators | 0.99 | ind | Purnio 230/115 | m:Q:bushv in Mvar | -2.5885 | ElmTr3
2031 | 2031_DzMN_GzMX_Dp00_Gp00 | A3 -Florencia 33 kV | All generators | 1 | ind | Purnio 230/115 | m:Q:bushv in Mvar | -2.029 | ElmTr3
2031 | 2031_DzMN_GzMX_Dp00_Gp00 | A3 -Florencia 33 kV | All generators | 0.9 | ind | Purnio 230/115 | m:cosphi:bushv | -0.9121 | ElmTr3
2031 | 2031_DzMN_GzMX_Dp00_Gp00 | A3 -Florencia 33 kV | All generators | 0.91 | ind | Purnio 230/115 | m:cosphi:bushv | -0.9159 | ElmTr3
2031 | 2031_DzMN_GzMX_Dp00_Gp00 | A3 -Florencia 33 kV | All generators | 0.92 | ind | Purnio 230/115 | m:cosphi:bushv | -0.91981 | ElmTr3
2031 | 2031_DzMN_GzMX_Dp00_Gp00 | A3 -Florencia 33 kV | All generators | 0.93 | ind | Purnio 230/115 | m:cosphi:bushv | -0.92385 | ElmTr3
2031 | 2031_DzMN_GzMX_Dp00_Gp00 | A3 -Florencia 33 kV | All generators | 0.94 | ind | Purnio 230/115 | m:cosphi:bushv | -0.92806 | ElmTr3
2031 | 2031_DzMN_GzMX_Dp00_Gp00 | A3 -Florencia 33 kV | All generators | 0.95 | ind | Purnio 230/115 | m:cosphi:bushv | -0.9325 | ElmTr3
2031 | 2031_DzMN_GzMX_Dp00_Gp00 | A3 -Florencia 33 kV | All generators | 0.96 | ind | Purnio 230/115 | m:cosphi:bushv | -0.93726 | ElmTr3
2031 | 2031_DzMN_GzMX_Dp00_Gp00 | A3 -Florencia 33 kV | All generators | 0.97 | ind | Purnio 230/115 | m:cosphi:bushv | -0.94247 | ElmTr3
2031 | 2031_DzMN_GzMX_Dp00_Gp00 | A3 -Florencia 33 kV | All generators | 0.98 | ind | Purnio 230/115 | m:cosphi:bushv | -0.94841 | ElmTr3
2031 | 2031_DzMN_GzMX_Dp00_Gp00 | A3 -Florencia 33 kV | All generators | 0.99 | ind | Purnio 230/115 | m:cosphi:bushv | -0.95579 | ElmTr3
2031 | 2031_DzMN_GzMX_Dp00_Gp00 | A3 -Florencia 33 kV | All generators | 1 | ind | Purnio 230/115 | m:cosphi:bushv | -0.9721 | ElmTr3
2031 | 2031_DzMN_GzMX_Dp00_Gp00 | A3 -Florencia 33 kV | All generators | 0.9 | ind | Victoria 115/33/13.8 kV | m:P:bushv in MW | -17.7608 | ElmTr3
2031 | 2031_DzMN_GzMX_Dp00_Gp00 | A3 -Florencia 33 kV | All generators | 0.91 | ind | Victoria 115/33/13.8 kV | m:P:bushv in MW | -17.7676 | ElmTr3
2031 | 2031_DzMN_GzMX_Dp00_Gp00 | A3 -Florencia 33 kV | All generators | 0.92 | ind | Victoria 115/33/13.8 kV | m:P:bushv in MW | -17.7743 | ElmTr3
2031 | 2031_DzMN_GzMX_Dp00_Gp00 | A3 -Florencia 33 kV | All generators | 0.93 | ind | Victoria 115/33/13.8 kV | m:P:bushv in MW | -17.7809 | ElmTr3
2031 | 2031_DzMN_GzMX_Dp00_Gp00 | A3 -Florencia 33 kV | All generators | 0.94 | ind | Victoria 115/33/13.8 kV | m:P:bushv in MW | -17.7873 | ElmTr3
2031 | 2031_DzMN_GzMX_Dp00_Gp00 | A3 -Florencia 33 kV | All generators | 0.95 | ind | Victoria 115/33/13.8 kV | m:P:bushv in MW | -17.7936 | ElmTr3
2031 | 2031_DzMN_GzMX_Dp00_Gp00 | A3 -Florencia 33 kV | All generators | 0.96 | ind | Victoria 115/33/13.8 kV | m:P:bushv in MW | -17.7998 | ElmTr3
2031 | 2031_DzMN_GzMX_Dp00_Gp00 | A3 -Florencia 33 kV | All generators | 0.97 | ind | Victoria 115/33/13.8 kV | m:P:bushv in MW | -17.8059 | ElmTr3
2031 | 2031_DzMN_GzMX_Dp00_Gp00 | A3 -Florencia 33 kV | All generators | 0.98 | ind | Victoria 115/33/13.8 kV | m:P:bushv in MW | -17.8117 | ElmTr3
2031 | 2031_DzMN_GzMX_Dp00_Gp00 | A3 -Florencia 33 kV | All generators | 0.99 | ind | Victoria 115/33/13.8 kV | m:P:bushv in MW | -17.8172 | ElmTr3
2031 | 2031_DzMN_GzMX_Dp00_Gp00 | A3 -Florencia 33 kV | All generators | 1 | ind | Victoria 115/33/13.8 kV | m:P:bushv in MW | -17.8204 | ElmTr3
2031 | 2031_DzMN_GzMX_Dp00_Gp00 | A3 -Florencia 33 kV | All generators | 0.9 | ind | Victoria 115/33/13.8 kV | m:Q:bushv in Mvar | 4.4157 | ElmTr3
2031 | 2031_DzMN_GzMX_Dp00_Gp00 | A3 -Florencia 33 kV | All generators | 0.91 | ind | Victoria 115/33/13.8 kV | m:Q:bushv in Mvar | 4.538 | ElmTr3
2031 | 2031_DzMN_GzMX_Dp00_Gp00 | A3 -Florencia 33 kV | All generators | 0.92 | ind | Victoria 115/33/13.8 kV | m:Q:bushv in Mvar | 4.6657 | ElmTr3
2031 | 2031_DzMN_GzMX_Dp00_Gp00 | A3 -Florencia 33 kV | All generators | 0.93 | ind | Victoria 115/33/13.8 kV | m:Q:bushv in Mvar | 4.8 | ElmTr3
2031 | 2031_DzMN_GzMX_Dp00_Gp00 | A3 -Florencia 33 kV | All generators | 0.94 | ind | Victoria 115/33/13.8 kV | m:Q:bushv in Mvar | 4.9429 | ElmTr3
2031 | 2031_DzMN_GzMX_Dp00_Gp00 | A3 -Florencia 33 kV | All generators | 0.95 | ind | Victoria 115/33/13.8 kV | m:Q:bushv in Mvar | 5.0968 | ElmTr3
2031 | 2031_DzMN_GzMX_Dp00_Gp00 | A3 -Florencia 33 kV | All generators | 0.96 | ind | Victoria 115/33/13.8 kV | m:Q:bushv in Mvar | 5.2659 | ElmTr3
2031 | 2031_DzMN_GzMX_Dp00_Gp00 | A3 -Florencia 33 kV | All generators | 0.97 | ind | Victoria 115/33/13.8 kV | m:Q:bushv in Mvar | 5.4568 | ElmTr3
2031 | 2031_DzMN_GzMX_Dp00_Gp00 | A3 -Florencia 33 kV | All generators | 0.98 | ind | Victoria 115/33/13.8 kV | m:Q:bushv in Mvar | 5.683 | ElmTr3
2031 | 2031_DzMN_GzMX_Dp00_Gp00 | A3 -Florencia 33 kV | All generators | 0.99 | ind | Victoria 115/33/13.8 kV | m:Q:bushv in Mvar | 5.9792 | ElmTr3
2031 | 2031_DzMN_GzMX_Dp00_Gp00 | A3 -Florencia 33 kV | All generators | 1 | ind | Victoria 115/33/13.8 kV | m:Q:bushv in Mvar | 6.7186 | ElmTr3
2031 | 2031_DzMN_GzMX_Dp00_Gp00 | A3 -Florencia 33 kV | All generators | 0.9 | ind | Victoria 115/33/13.8 kV | m:cosphi:bushv | -0.97046 | ElmTr3
2031 | 2031_DzMN_GzMX_Dp00_Gp00 | A3 -Florencia 33 kV | All generators | 0.91 | ind | Victoria 115/33/13.8 kV | m:cosphi:bushv | -0.9689 | ElmTr3
2031 | 2031_DzMN_GzMX_Dp00_Gp00 | A3 -Florencia 33 kV | All generators | 0.92 | ind | Victoria 115/33/13.8 kV | m:cosphi:bushv | -0.96723 | ElmTr3
2031 | 2031_DzMN_GzMX_Dp00_Gp00 | A3 -Florencia 33 kV | All generators | 0.93 | ind | Victoria 115/33/13.8 kV | m:cosphi:bushv | -0.96544 | ElmTr3
2031 | 2031_DzMN_GzMX_Dp00_Gp00 | A3 -Florencia 33 kV | All generators | 0.94 | ind | Victoria 115/33/13.8 kV | m:cosphi:bushv | -0.96349 | ElmTr3
2031 | 2031_DzMN_GzMX_Dp00_Gp00 | A3 -Florencia 33 kV | All generators | 0.95 | ind | Victoria 115/33/13.8 kV | m:cosphi:bushv | -0.96134 | ElmTr3
2031 | 2031_DzMN_GzMX_Dp00_Gp00 | A3 -Florencia 33 kV | All generators | 0.96 | ind | Victoria 115/33/13.8 kV | m:cosphi:bushv | -0.95892 | ElmTr3
2031 | 2031_DzMN_GzMX_Dp00_Gp00 | A3 -Florencia 33 kV | All generators | 0.97 | ind | Victoria 115/33/13.8 kV | m:cosphi:bushv | -0.95611 | ElmTr3
2031 | 2031_DzMN_GzMX_Dp00_Gp00 | A3 -Florencia 33 kV | All generators | 0.98 | ind | Victoria 115/33/13.8 kV | m:cosphi:bushv | -0.95268 | ElmTr3
2031 | 2031_DzMN_GzMX_Dp00_Gp00 | A3 -Florencia 33 kV | All generators | 0.99 | ind | Victoria 115/33/13.8 kV | m:cosphi:bushv | -0.94804 | ElmTr3
2031 | 2031_DzMN_GzMX_Dp00_Gp00 | A3 -Florencia 33 kV | All generators | 1 | ind | Victoria 115/33/13.8 kV | m:cosphi:bushv | -0.93571 | ElmTr3
2031 | 2031_DzMN_GzMX_Dp00_Gp00 | Caso Base | All generators | 0.9 | cap | Dorada - Magdalena 115 kV | m:P:bus1 in MW | 44.6718 | ElmLne
2031 | 2031_DzMN_GzMX_Dp00_Gp00 | Caso Base | All generators | 0.91 | cap | Dorada - Magdalena 115 kV | m:P:bus1 in MW | 44.6718 | ElmLne
2031 | 2031_DzMN_GzMX_Dp00_Gp00 | Caso Base | All generators | 0.92 | cap | Dorada - Magdalena 115 kV | m:P:bus1 in MW | 44.6718 | ElmLne
2031 | 2031_DzMN_GzMX_Dp00_Gp00 | Caso Base | All generators | 0.93 | cap | Dorada - Magdalena 115 kV | m:P:bus1 in MW | 44.6718 | ElmLne
2031 | 2031_DzMN_GzMX_Dp00_Gp00 | Caso Base | All generators | 0.94 | cap | Dorada - Magdalena 115 kV | m:P:bus1 in MW | 44.6718 | ElmLne
2031 | 2031_DzMN_GzMX_Dp00_Gp00 | Caso Base | All generators | 0.95 | cap | Dorada - Magdalena 115 kV | m:P:bus1 in MW | 44.6718 | ElmLne
2031 | 2031_DzMN_GzMX_Dp00_Gp00 | Caso Base | All generators | 0.96 | cap | Dorada - Magdalena 115 kV | m:P:bus1 in MW | 44.6718 | ElmLne
2031 | 2031_DzMN_GzMX_Dp00_Gp00 | Caso Base | All generators | 0.97 | cap | Dorada - Magdalena 115 kV | m:P:bus1 in MW | 44.6718 | ElmLne
2031 | 2031_DzMN_GzMX_Dp00_Gp00 | Caso Base | All generators | 0.98 | cap | Dorada - Magdalena 115 kV | m:P:bus1 in MW | 44.6718 | ElmLne
2031 | 2031_DzMN_GzMX_Dp00_Gp00 | Caso Base | All generators | 0.99 | cap | Dorada - Magdalena 115 kV | m:P:bus1 in MW | 44.6718 | ElmLne
2031 | 2031_DzMN_GzMX_Dp00_Gp00 | Caso Base | All generators | 1 | cap | Dorada - Magdalena 115 kV | m:P:bus1 in MW | 44.6718 | ElmLne
2031 | 2031_DzMN_GzMX_Dp00_Gp00 | Caso Base | All generators | 0.9 | cap | Dorada - Magdalena 115 kV | m:P:bus2 in MW | -44.5698 | ElmLne
2031 | 2031_DzMN_GzMX_Dp00_Gp00 | Caso Base | All generators | 0.91 | cap | Dorada - Magdalena 115 kV | m:P:bus2 in MW | -44.5698 | ElmLne
2031 | 2031_DzMN_GzMX_Dp00_Gp00 | Caso Base | All generators | 0.92 | cap | Dorada - Magdalena 115 kV | m:P:bus2 in MW | -44.5698 | ElmLne
2031 | 2031_DzMN_GzMX_Dp00_Gp00 | Caso Base | All generators | 0.93 | cap | Dorada - Magdalena 115 kV | m:P:bus2 in MW | -44.5698 | ElmLne
2031 | 2031_DzMN_GzMX_Dp00_Gp00 | Caso Base | All generators | 0.94 | cap | Dorada - Magdalena 115 kV | m:P:bus2 in MW | -44.5698 | ElmLne
2031 | 2031_DzMN_GzMX_Dp00_Gp00 | Caso Base | All generators | 0.95 | cap | Dorada - Magdalena 115 kV | m:P:bus2 in MW | -44.5698 | ElmLne
2031 | 2031_DzMN_GzMX_Dp00_Gp00 | Caso Base | All generators | 0.96 | cap | Dorada - Magdalena 115 kV | m:P:bus2 in MW | -44.5698 | ElmLne
2031 | 2031_DzMN_GzMX_Dp00_Gp00 | Caso Base | All generators | 0.97 | cap | Dorada - Magdalena 115 kV | m:P:bus2 in MW | -44.5698 | ElmLne
2031 | 2031_DzMN_GzMX_Dp00_Gp00 | Caso Base | All generators | 0.98 | cap | Dorada - Magdalena 115 kV | m:P:bus2 in MW | -44.5698 | ElmLne
2031 | 2031_DzMN_GzMX_Dp00_Gp00 | Caso Base | All generators | 0.99 | cap | Dorada - Magdalena 115 kV | m:P:bus2 in MW | -44.5698 | ElmLne
2031 | 2031_DzMN_GzMX_Dp00_Gp00 | Caso Base | All generators | 1 | cap | Dorada - Magdalena 115 kV | m:P:bus2 in MW | -44.5698 | ElmLne
2031 | 2031_DzMN_GzMX_Dp00_Gp00 | Caso Base | All generators | 0.9 | cap | Dorada - Magdalena 115 kV | m:Q:bus1 in Mvar | -0.83196 | ElmLne
2031 | 2031_DzMN_GzMX_Dp00_Gp00 | Caso Base | All generators | 0.91 | cap | Dorada - Magdalena 115 kV | m:Q:bus1 in Mvar | -0.83196 | ElmLne
2031 | 2031_DzMN_GzMX_Dp00_Gp00 | Caso Base | All generators | 0.92 | cap | Dorada - Magdalena 115 kV | m:Q:bus1 in Mvar | -0.83196 | ElmLne
2031 | 2031_DzMN_GzMX_Dp00_Gp00 | Caso Base | All generators | 0.93 | cap | Dorada - Magdalena 115 kV | m:Q:bus1 in Mvar | -0.83196 | ElmLne
2031 | 2031_DzMN_GzMX_Dp00_Gp00 | Caso Base | All generators | 0.94 | cap | Dorada - Magdalena 115 kV | m:Q:bus1 in Mvar | -0.83196 | ElmLne
2031 | 2031_DzMN_GzMX_Dp00_Gp00 | Caso Base | All generators | 0.95 | cap | Dorada - Magdalena 115 kV | m:Q:bus1 in Mvar | -0.83196 | ElmLne
2031 | 2031_DzMN_GzMX_Dp00_Gp00 | Caso Base | All generators | 0.96 | cap | Dorada - Magdalena 115 kV | m:Q:bus1 in Mvar | -0.83196 | ElmLne
2031 | 2031_DzMN_GzMX_Dp00_Gp00 | Caso Base | All generators | 0.97 | cap | Dorada - Magdalena 115 kV | m:Q:bus1 in Mvar | -0.83196 | ElmLne
2031 | 2031_DzMN_GzMX_Dp00_Gp00 | Caso Base | All generators | 0.98 | cap | Dorada - Magdalena 115 kV | m:Q:bus1 in Mvar | -0.83196 | ElmLne
2031 | 2031_DzMN_GzMX_Dp00_Gp00 | Caso Base | All generators | 0.99 | cap | Dorada - Magdalena 115 kV | m:Q:bus1 in Mvar | -0.83196 | ElmLne
2031 | 2031_DzMN_GzMX_Dp00_Gp00 | Caso Base | All generators | 1 | cap | Dorada - Magdalena 115 kV | m:Q:bus1 in Mvar | -0.83196 | ElmLne
2031 | 2031_DzMN_GzMX_Dp00_Gp00 | Caso Base | All generators | 0.9 | cap | Dorada - Magdalena 115 kV | m:Q:bus2 in Mvar | 0.96765 | ElmLne
2031 | 2031_DzMN_GzMX_Dp00_Gp00 | Caso Base | All generators | 0.91 | cap | Dorada - Magdalena 115 kV | m:Q:bus2 in Mvar | 0.96765 | ElmLne
2031 | 2031_DzMN_GzMX_Dp00_Gp00 | Caso Base | All generators | 0.92 | cap | Dorada - Magdalena 115 kV | m:Q:bus2 in Mvar | 0.96765 | ElmLne
2031 | 2031_DzMN_GzMX_Dp00_Gp00 | Caso Base | All generators | 0.93 | cap | Dorada - Magdalena 115 kV | m:Q:bus2 in Mvar | 0.96765 | ElmLne
2031 | 2031_DzMN_GzMX_Dp00_Gp00 | Caso Base | All generators | 0.94 | cap | Dorada - Magdalena 115 kV | m:Q:bus2 in Mvar | 0.96765 | ElmLne
2031 | 2031_DzMN_GzMX_Dp00_Gp00 | Caso Base | All generators | 0.95 | cap | Dorada - Magdalena 115 kV | m:Q:bus2 in Mvar | 0.96765 | ElmLne
2031 | 2031_DzMN_GzMX_Dp00_Gp00 | Caso Base | All generators | 0.96 | cap | Dorada - Magdalena 115 kV | m:Q:bus2 in Mvar | 0.96765 | ElmLne
2031 | 2031_DzMN_GzMX_Dp00_Gp00 | Caso Base | All generators | 0.97 | cap | Dorada - Magdalena 115 kV | m:Q:bus2 in Mvar | 0.96765 | ElmLne
2031 | 2031_DzMN_GzMX_Dp00_Gp00 | Caso Base | All generators | 0.98 | cap | Dorada - Magdalena 115 kV | m:Q:bus2 in Mvar | 0.96765 | ElmLne
2031 | 2031_DzMN_GzMX_Dp00_Gp00 | Caso Base | All generators | 0.99 | cap | Dorada - Magdalena 115 kV | m:Q:bus2 in Mvar | 0.96765 | ElmLne
2031 | 2031_DzMN_GzMX_Dp00_Gp00 | Caso Base | All generators | 1 | cap | Dorada - Magdalena 115 kV | m:Q:bus2 in Mvar | 0.96765 | ElmLne
2031 | 2031_DzMN_GzMX_Dp00_Gp00 | Caso Base | All generators | 0.9 | cap | Dorada - Magdalena 115 kV | m:cosphi:bus1 | 0.99983 | ElmLne
2031 | 2031_DzMN_GzMX_Dp00_Gp00 | Caso Base | All generators | 0.91 | cap | Dorada - Magdalena 115 kV | m:cosphi:bus1 | 0.99983 | ElmLne
2031 | 2031_DzMN_GzMX_Dp00_Gp00 | Caso Base | All generators | 0.92 | cap | Dorada - Magdalena 115 kV | m:cosphi:bus1 | 0.99983 | ElmLne
2031 | 2031_DzMN_GzMX_Dp00_Gp00 | Caso Base | All generators | 0.93 | cap | Dorada - Magdalena 115 kV | m:cosphi:bus1 | 0.99983 | ElmLne
2031 | 2031_DzMN_GzMX_Dp00_Gp00 | Caso Base | All generators | 0.94 | cap | Dorada - Magdalena 115 kV | m:cosphi:bus1 | 0.99983 | ElmLne
2031 | 2031_DzMN_GzMX_Dp00_Gp00 | Caso Base | All generators | 0.95 | cap | Dorada - Magdalena 115 kV | m:cosphi:bus1 | 0.99983 | ElmLne
2031 | 2031_DzMN_GzMX_Dp00_Gp00 | Caso Base | All generators | 0.96 | cap | Dorada - Magdalena 115 kV | m:cosphi:bus1 | 0.99983 | ElmLne
2031 | 2031_DzMN_GzMX_Dp00_Gp00 | Caso Base | All generators | 0.97 | cap | Dorada - Magdalena 115 kV | m:cosphi:bus1 | 0.99983 | ElmLne
2031 | 2031_DzMN_GzMX_Dp00_Gp00 | Caso Base | All generators | 0.98 | cap | Dorada - Magdalena 115 kV | m:cosphi:bus1 | 0.99983 | ElmLne
2031 | 2031_DzMN_GzMX_Dp00_Gp00 | Caso Base | All generators | 0.99 | cap | Dorada - Magdalena 115 kV | m:cosphi:bus1 | 0.99983 | ElmLne
2031 | 2031_DzMN_GzMX_Dp00_Gp00 | Caso Base | All generators | 1 | cap | Dorada - Magdalena 115 kV | m:cosphi:bus1 | 0.99983 | ElmLne
2031 | 2031_DzMN_GzMX_Dp00_Gp00 | Caso Base | All generators | 0.9 | cap | Dorada - Magdalena 115 kV | m:cosphi:bus2 | -0.99976 | ElmLne
2031 | 2031_DzMN_GzMX_Dp00_Gp00 | Caso Base | All generators | 0.91 | cap | Dorada - Magdalena 115 kV | m:cosphi:bus2 | -0.99976 | ElmLne
2031 | 2031_DzMN_GzMX_Dp00_Gp00 | Caso Base | All generators | 0.92 | cap | Dorada - Magdalena 115 kV | m:cosphi:bus2 | -0.99976 | ElmLne
2031 | 2031_DzMN_GzMX_Dp00_Gp00 | Caso Base | All generators | 0.93 | cap | Dorada - Magdalena 115 kV | m:cosphi:bus2 | -0.99976 | ElmLne
2031 | 2031_DzMN_GzMX_Dp00_Gp00 | Caso Base | All generators | 0.94 | cap | Dorada - Magdalena 115 kV | m:cosphi:bus2 | -0.99976 | ElmLne
2031 | 2031_DzMN_GzMX_Dp00_Gp00 | Caso Base | All generators | 0.95 | cap | Dorada - Magdalena 115 kV | m:cosphi:bus2 | -0.99976 | ElmLne
2031 | 2031_DzMN_GzMX_Dp00_Gp00 | Caso Base | All generators | 0.96 | cap | Dorada - Magdalena 115 kV | m:cosphi:bus2 | -0.99976 | ElmLne
2031 | 2031_DzMN_GzMX_Dp00_Gp00 | Caso Base | All generators | 0.97 | cap | Dorada - Magdalena 115 kV | m:cosphi:bus2 | -0.99976 | ElmLne
2031 | 2031_DzMN_GzMX_Dp00_Gp00 | Caso Base | All generators | 0.98 | cap | Dorada - Magdalena 115 kV | m:cosphi:bus2 | -0.99976 | ElmLne
2031 | 2031_DzMN_GzMX_Dp00_Gp00 | Caso Base | All generators | 0.99 | cap | Dorada - Magdalena 115 kV | m:cosphi:bus2 | -0.99976 | ElmLne
2031 | 2031_DzMN_GzMX_Dp00_Gp00 | Caso Base | All generators | 1 | cap | Dorada - Magdalena 115 kV | m:cosphi:bus2 | -0.99976 | ElmLne
2031 | 2031_DzMN_GzMX_Dp00_Gp00 | Caso Base | All generators | 0.9 | cap | Mariquita - Victoria 2 115 | m:P:bus1 in MW | 3.811 | ElmLne
2031 | 2031_DzMN_GzMX_Dp00_Gp00 | Caso Base | All generators | 0.91 | cap | Mariquita - Victoria 2 115 | m:P:bus1 in MW | 3.811 | ElmLne
2031 | 2031_DzMN_GzMX_Dp00_Gp00 | Caso Base | All generators | 0.92 | cap | Mariquita - Victoria 2 115 | m:P:bus1 in MW | 3.811 | ElmLne
2031 | 2031_DzMN_GzMX_Dp00_Gp00 | Caso Base | All generators | 0.93 | cap | Mariquita - Victoria 2 115 | m:P:bus1 in MW | 3.811 | ElmLne
2031 | 2031_DzMN_GzMX_Dp00_Gp00 | Caso Base | All generators | 0.94 | cap | Mariquita - Victoria 2 115 | m:P:bus1 in MW | 3.811 | ElmLne
2031 | 2031_DzMN_GzMX_Dp00_Gp00 | Caso Base | All generators | 0.95 | cap | Mariquita - Victoria 2 115 | m:P:bus1 in MW | 3.811 | ElmLne
2031 | 2031_DzMN_GzMX_Dp00_Gp00 | Caso Base | All generators | 0.96 | cap | Mariquita - Victoria 2 115 | m:P:bus1 in MW | 3.811 | ElmLne
2031 | 2031_DzMN_GzMX_Dp00_Gp00 | Caso Base | All generators | 0.97 | cap | Mariquita - Victoria 2 115 | m:P:bus1 in MW | 3.811 | ElmLne
2031 | 2031_DzMN_GzMX_Dp00_Gp00 | Caso Base | All generators | 0.98 | cap | Mariquita - Victoria 2 115 | m:P:bus1 in MW | 3.811 | ElmLne
2031 | 2031_DzMN_GzMX_Dp00_Gp00 | Caso Base | All generators | 0.99 | cap | Mariquita - Victoria 2 115 | m:P:bus1 in MW | 3.811 | ElmLne
2031 | 2031_DzMN_GzMX_Dp00_Gp00 | Caso Base | All generators | 1 | cap | Mariquita - Victoria 2 115 | m:P:bus1 in MW | 3.811 | ElmLne
2031 | 2031_DzMN_GzMX_Dp00_Gp00 | Caso Base | All generators | 0.9 | cap | Mariquita - Victoria 2 115 | m:P:bus2 in MW | -3.8004 | ElmLne
2031 | 2031_DzMN_GzMX_Dp00_Gp00 | Caso Base | All generators | 0.91 | cap | Mariquita - Victoria 2 115 | m:P:bus2 in MW | -3.8004 | ElmLne
2031 | 2031_DzMN_GzMX_Dp00_Gp00 | Caso Base | All generators | 0.92 | cap | Mariquita - Victoria 2 115 | m:P:bus2 in MW | -3.8004 | ElmLne
2031 | 2031_DzMN_GzMX_Dp00_Gp00 | Caso Base | All generators | 0.93 | cap | Mariquita - Victoria 2 115 | m:P:bus2 in MW | -3.8004 | ElmLne
2031 | 2031_DzMN_GzMX_Dp00_Gp00 | Caso Base | All generators | 0.94 | cap | Mariquita - Victoria 2 115 | m:P:bus2 in MW | -3.8004 | ElmLne
2031 | 2031_DzMN_GzMX_Dp00_Gp00 | Caso Base | All generators | 0.95 | cap | Mariquita - Victoria 2 115 | m:P:bus2 in MW | -3.8004 | ElmLne
2031 | 2031_DzMN_GzMX_Dp00_Gp00 | Caso Base | All generators | 0.96 | cap | Mariquita - Victoria 2 115 | m:P:bus2 in MW | -3.8004 | ElmLne
2031 | 2031_DzMN_GzMX_Dp00_Gp00 | Caso Base | All generators | 0.97 | cap | Mariquita - Victoria 2 115 | m:P:bus2 in MW | -3.8004 | ElmLne
2031 | 2031_DzMN_GzMX_Dp00_Gp00 | Caso Base | All generators | 0.98 | cap | Mariquita - Victoria 2 115 | m:P:bus2 in MW | -3.8004 | ElmLne
2031 | 2031_DzMN_GzMX_Dp00_Gp00 | Caso Base | All generators | 0.99 | cap | Mariquita - Victoria 2 115 | m:P:bus2 in MW | -3.8004 | ElmLne
2031 | 2031_DzMN_GzMX_Dp00_Gp00 | Caso Base | All generators | 1 | cap | Mariquita - Victoria 2 115 | m:P:bus2 in MW | -3.8004 | ElmLne
2031 | 2031_DzMN_GzMX_Dp00_Gp00 | Caso Base | All generators | 0.9 | cap | Mariquita - Victoria 2 115 | m:Q:bus1 in Mvar | -6.3921 | ElmLne
2031 | 2031_DzMN_GzMX_Dp00_Gp00 | Caso Base | All generators | 0.91 | cap | Mariquita - Victoria 2 115 | m:Q:bus1 in Mvar | -6.3921 | ElmLne
2031 | 2031_DzMN_GzMX_Dp00_Gp00 | Caso Base | All generators | 0.92 | cap | Mariquita - Victoria 2 115 | m:Q:bus1 in Mvar | -6.3921 | ElmLne
2031 | 2031_DzMN_GzMX_Dp00_Gp00 | Caso Base | All generators | 0.93 | cap | Mariquita - Victoria 2 115 | m:Q:bus1 in Mvar | -6.3921 | ElmLne
2031 | 2031_DzMN_GzMX_Dp00_Gp00 | Caso Base | All generators | 0.94 | cap | Mariquita - Victoria 2 115 | m:Q:bus1 in Mvar | -6.3921 | ElmLne
2031 | 2031_DzMN_GzMX_Dp00_Gp00 | Caso Base | All generators | 0.95 | cap | Mariquita - Victoria 2 115 | m:Q:bus1 in Mvar | -6.3921 | ElmLne
2031 | 2031_DzMN_GzMX_Dp00_Gp00 | Caso Base | All generators | 0.96 | cap | Mariquita - Victoria 2 115 | m:Q:bus1 in Mvar | -6.3921 | ElmLne
2031 | 2031_DzMN_GzMX_Dp00_Gp00 | Caso Base | All generators | 0.97 | cap | Mariquita - Victoria 2 115 | m:Q:bus1 in Mvar | -6.3921 | ElmLne
2031 | 2031_DzMN_GzMX_Dp00_Gp00 | Caso Base | All generators | 0.98 | cap | Mariquita - Victoria 2 115 | m:Q:bus1 in Mvar | -6.3921 | ElmLne
2031 | 2031_DzMN_GzMX_Dp00_Gp00 | Caso Base | All generators | 0.99 | cap | Mariquita - Victoria 2 115 | m:Q:bus1 in Mvar | -6.3921 | ElmLne
2031 | 2031_DzMN_GzMX_Dp00_Gp00 | Caso Base | All generators | 1 | cap | Mariquita - Victoria 2 115 | m:Q:bus1 in Mvar | -6.3921 | ElmLne
2031 | 2031_DzMN_GzMX_Dp00_Gp00 | Caso Base | All generators | 0.9 | cap | Mariquita - Victoria 2 115 | m:Q:bus2 in Mvar | 5.7506 | ElmLne
2031 | 2031_DzMN_GzMX_Dp00_Gp00 | Caso Base | All generators | 0.91 | cap | Mariquita - Victoria 2 115 | m:Q:bus2 in Mvar | 5.7506 | ElmLne
2031 | 2031_DzMN_GzMX_Dp00_Gp00 | Caso Base | All generators | 0.92 | cap | Mariquita - Victoria 2 115 | m:Q:bus2 in Mvar | 5.7506 | ElmLne
2031 | 2031_DzMN_GzMX_Dp00_Gp00 | Caso Base | All generators | 0.93 | cap | Mariquita - Victoria 2 115 | m:Q:bus2 in Mvar | 5.7506 | ElmLne
2031 | 2031_DzMN_GzMX_Dp00_Gp00 | Caso Base | All generators | 0.94 | cap | Mariquita - Victoria 2 115 | m:Q:bus2 in Mvar | 5.7506 | ElmLne
2031 | 2031_DzMN_GzMX_Dp00_Gp00 | Caso Base | All generators | 0.95 | cap | Mariquita - Victoria 2 115 | m:Q:bus2 in Mvar | 5.7506 | ElmLne
2031 | 2031_DzMN_GzMX_Dp00_Gp00 | Caso Base | All generators | 0.96 | cap | Mariquita - Victoria 2 115 | m:Q:bus2 in Mvar | 5.7506 | ElmLne
2031 | 2031_DzMN_GzMX_Dp00_Gp00 | Caso Base | All generators | 0.97 | cap | Mariquita - Victoria 2 115 | m:Q:bus2 in Mvar | 5.7506 | ElmLne
2031 | 2031_DzMN_GzMX_Dp00_Gp00 | Caso Base | All generators | 0.98 | cap | Mariquita - Victoria 2 115 | m:Q:bus2 in Mvar | 5.7506 | ElmLne
2031 | 2031_DzMN_GzMX_Dp00_Gp00 | Caso Base | All generators | 0.99 | cap | Mariquita - Victoria 2 115 | m:Q:bus2 in Mvar | 5.7506 | ElmLne
2031 | 2031_DzMN_GzMX_Dp00_Gp00 | Caso Base | All generators | 1 | cap | Mariquita - Victoria 2 115 | m:Q:bus2 in Mvar | 5.7506 | ElmLne
2031 | 2031_DzMN_GzMX_Dp00_Gp00 | Caso Base | All generators | 0.9 | cap | Mariquita - Victoria 2 115 | m:cosphi:bus1 | 0.5121 | ElmLne
2031 | 2031_DzMN_GzMX_Dp00_Gp00 | Caso Base | All generators | 0.91 | cap | Mariquita - Victoria 2 115 | m:cosphi:bus1 | 0.5121 | ElmLne
2031 | 2031_DzMN_GzMX_Dp00_Gp00 | Caso Base | All generators | 0.92 | cap | Mariquita - Victoria 2 115 | m:cosphi:bus1 | 0.5121 | ElmLne
2031 | 2031_DzMN_GzMX_Dp00_Gp00 | Caso Base | All generators | 0.93 | cap | Mariquita - Victoria 2 115 | m:cosphi:bus1 | 0.5121 | ElmLne
2031 | 2031_DzMN_GzMX_Dp00_Gp00 | Caso Base | All generators | 0.94 | cap | Mariquita - Victoria 2 115 | m:cosphi:bus1 | 0.5121 | ElmLne
2031 | 2031_DzMN_GzMX_Dp00_Gp00 | Caso Base | All generators | 0.95 | cap | Mariquita - Victoria 2 115 | m:cosphi:bus1 | 0.5121 | ElmLne
2031 | 2031_DzMN_GzMX_Dp00_Gp00 | Caso Base | All generators | 0.96 | cap | Mariquita - Victoria 2 115 | m:cosphi:bus1 | 0.5121 | ElmLne
2031 | 2031_DzMN_GzMX_Dp00_Gp00 | Caso Base | All generators | 0.97 | cap | Mariquita - Victoria 2 115 | m:cosphi:bus1 | 0.5121 | ElmLne
2031 | 2031_DzMN_GzMX_Dp00_Gp00 | Caso Base | All generators | 0.98 | cap | Mariquita - Victoria 2 115 | m:cosphi:bus1 | 0.5121 | ElmLne
2031 | 2031_DzMN_GzMX_Dp00_Gp00 | Caso Base | All generators | 0.99 | cap | Mariquita - Victoria 2 115 | m:cosphi:bus1 | 0.5121 | ElmLne
2031 | 2031_DzMN_GzMX_Dp00_Gp00 | Caso Base | All generators | 1 | cap | Mariquita - Victoria 2 115 | m:cosphi:bus1 | 0.5121 | ElmLne
2031 | 2031_DzMN_GzMX_Dp00_Gp00 | Caso Base | All generators | 0.9 | cap | Mariquita - Victoria 2 115 | m:cosphi:bus2 | -0.55134 | ElmLne
2031 | 2031_DzMN_GzMX_Dp00_Gp00 | Caso Base | All generators | 0.91 | cap | Mariquita - Victoria 2 115 | m:cosphi:bus2 | -0.55134 | ElmLne
2031 | 2031_DzMN_GzMX_Dp00_Gp00 | Caso Base | All generators | 0.92 | cap | Mariquita - Victoria 2 115 | m:cosphi:bus2 | -0.55134 | ElmLne
2031 | 2031_DzMN_GzMX_Dp00_Gp00 | Caso Base | All generators | 0.93 | cap | Mariquita - Victoria 2 115 | m:cosphi:bus2 | -0.55134 | ElmLne
2031 | 2031_DzMN_GzMX_Dp00_Gp00 | Caso Base | All generators | 0.94 | cap | Mariquita - Victoria 2 115 | m:cosphi:bus2 | -0.55134 | ElmLne
2031 | 2031_DzMN_GzMX_Dp00_Gp00 | Caso Base | All generators | 0.95 | cap | Mariquita - Victoria 2 115 | m:cosphi:bus2 | -0.55134 | ElmLne
2031 | 2031_DzMN_GzMX_Dp00_Gp00 | Caso Base | All generators | 0.96 | cap | Mariquita - Victoria 2 115 | m:cosphi:bus2 | -0.55134 | ElmLne
2031 | 2031_DzMN_GzMX_Dp00_Gp00 | Caso Base | All generators | 0.97 | cap | Mariquita - Victoria 2 115 | m:cosphi:bus2 | -0.55134 | ElmLne
2031 | 2031_DzMN_GzMX_Dp00_Gp00 | Caso Base | All generators | 0.98 | cap | Mariquita - Victoria 2 115 | m:cosphi:bus2 | -0.55134 | ElmLne
2031 | 2031_DzMN_GzMX_Dp00_Gp00 | Caso Base | All generators | 0.99 | cap | Mariquita - Victoria 2 115 | m:cosphi:bus2 | -0.55134 | ElmLne
2031 | 2031_DzMN_GzMX_Dp00_Gp00 | Caso Base | All generators | 1 | cap | Mariquita - Victoria 2 115 | m:cosphi:bus2 | -0.55134 | ElmLne
2031 | 2031_DzMN_GzMX_Dp00_Gp00 | Caso Base | All generators | 0.9 | cap | Dorada 115/33/13.8 kV | m:P:bushv in MW | -7.9794 | ElmTr3
2031 | 2031_DzMN_GzMX_Dp00_Gp00 | Caso Base | All generators | 0.91 | cap | Dorada 115/33/13.8 kV | m:P:bushv in MW | -7.9794 | ElmTr3
2031 | 2031_DzMN_GzMX_Dp00_Gp00 | Caso Base | All generators | 0.92 | cap | Dorada 115/33/13.8 kV | m:P:bushv in MW | -7.9794 | ElmTr3
2031 | 2031_DzMN_GzMX_Dp00_Gp00 | Caso Base | All generators | 0.93 | cap | Dorada 115/33/13.8 kV | m:P:bushv in MW | -7.9794 | ElmTr3
2031 | 2031_DzMN_GzMX_Dp00_Gp00 | Caso Base | All generators | 0.94 | cap | Dorada 115/33/13.8 kV | m:P:bushv in MW | -7.9794 | ElmTr3
2031 | 2031_DzMN_GzMX_Dp00_Gp00 | Caso Base | All generators | 0.95 | cap | Dorada 115/33/13.8 kV | m:P:bushv in MW | -7.9794 | ElmTr3
2031 | 2031_DzMN_GzMX_Dp00_Gp00 | Caso Base | All generators | 0.96 | cap | Dorada 115/33/13.8 kV | m:P:bushv in MW | -7.9794 | ElmTr3
2031 | 2031_DzMN_GzMX_Dp00_Gp00 | Caso Base | All generators | 0.97 | cap | Dorada 115/33/13.8 kV | m:P:bushv in MW | -7.9794 | ElmTr3
2031 | 2031_DzMN_GzMX_Dp00_Gp00 | Caso Base | All generators | 0.98 | cap | Dorada 115/33/13.8 kV | m:P:bushv in MW | -7.9794 | ElmTr3
2031 | 2031_DzMN_GzMX_Dp00_Gp00 | Caso Base | All generators | 0.99 | cap | Dorada 115/33/13.8 kV | m:P:bushv in MW | -7.9794 | ElmTr3
2031 | 2031_DzMN_GzMX_Dp00_Gp00 | Caso Base | All generators | 1 | cap | Dorada 115/33/13.8 kV | m:P:bushv in MW | -7.9794 | ElmTr3
2031 | 2031_DzMN_GzMX_Dp00_Gp00 | Caso Base | All generators | 0.9 | cap | Dorada 115/33/13.8 kV | m:Q:bushv in Mvar | 3.6957 | ElmTr3
2031 | 2031_DzMN_GzMX_Dp00_Gp00 | Caso Base | All generators | 0.91 | cap | Dorada 115/33/13.8 kV | m:Q:bushv in Mvar | 3.6957 | ElmTr3
2031 | 2031_DzMN_GzMX_Dp00_Gp00 | Caso Base | All generators | 0.92 | cap | Dorada 115/33/13.8 kV | m:Q:bushv in Mvar | 3.6957 | ElmTr3
2031 | 2031_DzMN_GzMX_Dp00_Gp00 | Caso Base | All generators | 0.93 | cap | Dorada 115/33/13.8 kV | m:Q:bushv in Mvar | 3.6957 | ElmTr3
2031 | 2031_DzMN_GzMX_Dp00_Gp00 | Caso Base | All generators | 0.94 | cap | Dorada 115/33/13.8 kV | m:Q:bushv in Mvar | 3.6957 | ElmTr3
2031 | 2031_DzMN_GzMX_Dp00_Gp00 | Caso Base | All generators | 0.95 | cap | Dorada 115/33/13.8 kV | m:Q:bushv in Mvar | 3.6957 | ElmTr3
2031 | 2031_DzMN_GzMX_Dp00_Gp00 | Caso Base | All generators | 0.96 | cap | Dorada 115/33/13.8 kV | m:Q:bushv in Mvar | 3.6957 | ElmTr3
2031 | 2031_DzMN_GzMX_Dp00_Gp00 | Caso Base | All generators | 0.97 | cap | Dorada 115/33/13.8 kV | m:Q:bushv in Mvar | 3.6957 | ElmTr3
2031 | 2031_DzMN_GzMX_Dp00_Gp00 | Caso Base | All generators | 0.98 | cap | Dorada 115/33/13.8 kV | m:Q:bushv in Mvar | 3.6957 | ElmTr3
2031 | 2031_DzMN_GzMX_Dp00_Gp00 | Caso Base | All generators | 0.99 | cap | Dorada 115/33/13.8 kV | m:Q:bushv in Mvar | 3.6957 | ElmTr3
2031 | 2031_DzMN_GzMX_Dp00_Gp00 | Caso Base | All generators | 1 | cap | Dorada 115/33/13.8 kV | m:Q:bushv in Mvar | 3.6957 | ElmTr3
2031 | 2031_DzMN_GzMX_Dp00_Gp00 | Caso Base | All generators | 0.9 | cap | Dorada 115/33/13.8 kV | m:cosphi:bushv | -0.9074 | ElmTr3
2031 | 2031_DzMN_GzMX_Dp00_Gp00 | Caso Base | All generators | 0.91 | cap | Dorada 115/33/13.8 kV | m:cosphi:bushv | -0.9074 | ElmTr3
2031 | 2031_DzMN_GzMX_Dp00_Gp00 | Caso Base | All generators | 0.92 | cap | Dorada 115/33/13.8 kV | m:cosphi:bushv | -0.9074 | ElmTr3
2031 | 2031_DzMN_GzMX_Dp00_Gp00 | Caso Base | All generators | 0.93 | cap | Dorada 115/33/13.8 kV | m:cosphi:bushv | -0.9074 | ElmTr3
2031 | 2031_DzMN_GzMX_Dp00_Gp00 | Caso Base | All generators | 0.94 | cap | Dorada 115/33/13.8 kV | m:cosphi:bushv | -0.9074 | ElmTr3
2031 | 2031_DzMN_GzMX_Dp00_Gp00 | Caso Base | All generators | 0.95 | cap | Dorada 115/33/13.8 kV | m:cosphi:bushv | -0.9074 | ElmTr3
2031 | 2031_DzMN_GzMX_Dp00_Gp00 | Caso Base | All generators | 0.96 | cap | Dorada 115/33/13.8 kV | m:cosphi:bushv | -0.9074 | ElmTr3
2031 | 2031_DzMN_GzMX_Dp00_Gp00 | Caso Base | All generators | 0.97 | cap | Dorada 115/33/13.8 kV | m:cosphi:bushv | -0.9074 | ElmTr3
2031 | 2031_DzMN_GzMX_Dp00_Gp00 | Caso Base | All generators | 0.98 | cap | Dorada 115/33/13.8 kV | m:cosphi:bushv | -0.9074 | ElmTr3
2031 | 2031_DzMN_GzMX_Dp00_Gp00 | Caso Base | All generators | 0.99 | cap | Dorada 115/33/13.8 kV | m:cosphi:bushv | -0.9074 | ElmTr3
2031 | 2031_DzMN_GzMX_Dp00_Gp00 | Caso Base | All generators | 1 | cap | Dorada 115/33/13.8 kV | m:cosphi:bushv | -0.9074 | ElmTr3
2031 | 2031_DzMN_GzMX_Dp00_Gp00 | Caso Base | All generators | 0.9 | cap | Manzanares 115/33/13.8 kV | m:P:bushv in MW | -14.6463 | ElmTr3
2031 | 2031_DzMN_GzMX_Dp00_Gp00 | Caso Base | All generators | 0.91 | cap | Manzanares 115/33/13.8 kV | m:P:bushv in MW | -14.6463 | ElmTr3
2031 | 2031_DzMN_GzMX_Dp00_Gp00 | Caso Base | All generators | 0.92 | cap | Manzanares 115/33/13.8 kV | m:P:bushv in MW | -14.6463 | ElmTr3
2031 | 2031_DzMN_GzMX_Dp00_Gp00 | Caso Base | All generators | 0.93 | cap | Manzanares 115/33/13.8 kV | m:P:bushv in MW | -14.6463 | ElmTr3
2031 | 2031_DzMN_GzMX_Dp00_Gp00 | Caso Base | All generators | 0.94 | cap | Manzanares 115/33/13.8 kV | m:P:bushv in MW | -14.6463 | ElmTr3
2031 | 2031_DzMN_GzMX_Dp00_Gp00 | Caso Base | All generators | 0.95 | cap | Manzanares 115/33/13.8 kV | m:P:bushv in MW | -14.6463 | ElmTr3
2031 | 2031_DzMN_GzMX_Dp00_Gp00 | Caso Base | All generators | 0.96 | cap | Manzanares 115/33/13.8 kV | m:P:bushv in MW | -14.6463 | ElmTr3
2031 | 2031_DzMN_GzMX_Dp00_Gp00 | Caso Base | All generators | 0.97 | cap | Manzanares 115/33/13.8 kV | m:P:bushv in MW | -14.6463 | ElmTr3
2031 | 2031_DzMN_GzMX_Dp00_Gp00 | Caso Base | All generators | 0.98 | cap | Manzanares 115/33/13.8 kV | m:P:bushv in MW | -14.6463 | ElmTr3
2031 | 2031_DzMN_GzMX_Dp00_Gp00 | Caso Base | All generators | 0.99 | cap | Manzanares 115/33/13.8 kV | m:P:bushv in MW | -14.6463 | ElmTr3
2031 | 2031_DzMN_GzMX_Dp00_Gp00 | Caso Base | All generators | 1 | cap | Manzanares 115/33/13.8 kV | m:P:bushv in MW | -14.6463 | ElmTr3
2031 | 2031_DzMN_GzMX_Dp00_Gp00 | Caso Base | All generators | 0.9 | cap | Manzanares 115/33/13.8 kV | m:Q:bushv in Mvar | 3.6102 | ElmTr3
2031 | 2031_DzMN_GzMX_Dp00_Gp00 | Caso Base | All generators | 0.91 | cap | Manzanares 115/33/13.8 kV | m:Q:bushv in Mvar | 3.6102 | ElmTr3
2031 | 2031_DzMN_GzMX_Dp00_Gp00 | Caso Base | All generators | 0.92 | cap | Manzanares 115/33/13.8 kV | m:Q:bushv in Mvar | 3.6102 | ElmTr3
2031 | 2031_DzMN_GzMX_Dp00_Gp00 | Caso Base | All generators | 0.93 | cap | Manzanares 115/33/13.8 kV | m:Q:bushv in Mvar | 3.6102 | ElmTr3
2031 | 2031_DzMN_GzMX_Dp00_Gp00 | Caso Base | All generators | 0.94 | cap | Manzanares 115/33/13.8 kV | m:Q:bushv in Mvar | 3.6102 | ElmTr3
2031 | 2031_DzMN_GzMX_Dp00_Gp00 | Caso Base | All generators | 0.95 | cap | Manzanares 115/33/13.8 kV | m:Q:bushv in Mvar | 3.6102 | ElmTr3
2031 | 2031_DzMN_GzMX_Dp00_Gp00 | Caso Base | All generators | 0.96 | cap | Manzanares 115/33/13.8 kV | m:Q:bushv in Mvar | 3.6102 | ElmTr3
2031 | 2031_DzMN_GzMX_Dp00_Gp00 | Caso Base | All generators | 0.97 | cap | Manzanares 115/33/13.8 kV | m:Q:bushv in Mvar | 3.6102 | ElmTr3
2031 | 2031_DzMN_GzMX_Dp00_Gp00 | Caso Base | All generators | 0.98 | cap | Manzanares 115/33/13.8 kV | m:Q:bushv in Mvar | 3.6102 | ElmTr3
2031 | 2031_DzMN_GzMX_Dp00_Gp00 | Caso Base | All generators | 0.99 | cap | Manzanares 115/33/13.8 kV | m:Q:bushv in Mvar | 3.6102 | ElmTr3
2031 | 2031_DzMN_GzMX_Dp00_Gp00 | Caso Base | All generators | 1 | cap | Manzanares 115/33/13.8 kV | m:Q:bushv in Mvar | 3.6102 | ElmTr3
2031 | 2031_DzMN_GzMX_Dp00_Gp00 | Caso Base | All generators | 0.9 | cap | Manzanares 115/33/13.8 kV | m:cosphi:bushv | -0.97094 | ElmTr3
2031 | 2031_DzMN_GzMX_Dp00_Gp00 | Caso Base | All generators | 0.91 | cap | Manzanares 115/33/13.8 kV | m:cosphi:bushv | -0.97094 | ElmTr3
2031 | 2031_DzMN_GzMX_Dp00_Gp00 | Caso Base | All generators | 0.92 | cap | Manzanares 115/33/13.8 kV | m:cosphi:bushv | -0.97094 | ElmTr3
2031 | 2031_DzMN_GzMX_Dp00_Gp00 | Caso Base | All generators | 0.93 | cap | Manzanares 115/33/13.8 kV | m:cosphi:bushv | -0.97094 | ElmTr3
2031 | 2031_DzMN_GzMX_Dp00_Gp00 | Caso Base | All generators | 0.94 | cap | Manzanares 115/33/13.8 kV | m:cosphi:bushv | -0.97094 | ElmTr3
2031 | 2031_DzMN_GzMX_Dp00_Gp00 | Caso Base | All generators | 0.95 | cap | Manzanares 115/33/13.8 kV | m:cosphi:bushv | -0.97094 | ElmTr3
2031 | 2031_DzMN_GzMX_Dp00_Gp00 | Caso Base | All generators | 0.96 | cap | Manzanares 115/33/13.8 kV | m:cosphi:bushv | -0.97094 | ElmTr3
2031 | 2031_DzMN_GzMX_Dp00_Gp00 | Caso Base | All generators | 0.97 | cap | Manzanares 115/33/13.8 kV | m:cosphi:bushv | -0.97094 | ElmTr3
2031 | 2031_DzMN_GzMX_Dp00_Gp00 | Caso Base | All generators | 0.98 | cap | Manzanares 115/33/13.8 kV | m:cosphi:bushv | -0.97094 | ElmTr3
2031 | 2031_DzMN_GzMX_Dp00_Gp00 | Caso Base | All generators | 0.99 | cap | Manzanares 115/33/13.8 kV | m:cosphi:bushv | -0.97094 | ElmTr3
2031 | 2031_DzMN_GzMX_Dp00_Gp00 | Caso Base | All generators | 1 | cap | Manzanares 115/33/13.8 kV | m:cosphi:bushv | -0.97094 | ElmTr3
2031 | 2031_DzMN_GzMX_Dp00_Gp00 | Caso Base | All generators | 0.9 | cap | Purnio 230/115 | m:P:bushv in MW | -5.9947 | ElmTr3
2031 | 2031_DzMN_GzMX_Dp00_Gp00 | Caso Base | All generators | 0.91 | cap | Purnio 230/115 | m:P:bushv in MW | -5.9947 | ElmTr3
2031 | 2031_DzMN_GzMX_Dp00_Gp00 | Caso Base | All generators | 0.92 | cap | Purnio 230/115 | m:P:bushv in MW | -5.9947 | ElmTr3
2031 | 2031_DzMN_GzMX_Dp00_Gp00 | Caso Base | All generators | 0.93 | cap | Purnio 230/115 | m:P:bushv in MW | -5.9947 | ElmTr3
2031 | 2031_DzMN_GzMX_Dp00_Gp00 | Caso Base | All generators | 0.94 | cap | Purnio 230/115 | m:P:bushv in MW | -5.9947 | ElmTr3
2031 | 2031_DzMN_GzMX_Dp00_Gp00 | Caso Base | All generators | 0.95 | cap | Purnio 230/115 | m:P:bushv in MW | -5.9947 | ElmTr3
2031 | 2031_DzMN_GzMX_Dp00_Gp00 | Caso Base | All generators | 0.96 | cap | Purnio 230/115 | m:P:bushv in MW | -5.9947 | ElmTr3
2031 | 2031_DzMN_GzMX_Dp00_Gp00 | Caso Base | All generators | 0.97 | cap | Purnio 230/115 | m:P:bushv in MW | -5.9947 | ElmTr3
2031 | 2031_DzMN_GzMX_Dp00_Gp00 | Caso Base | All generators | 0.98 | cap | Purnio 230/115 | m:P:bushv in MW | -5.9947 | ElmTr3
2031 | 2031_DzMN_GzMX_Dp00_Gp00 | Caso Base | All generators | 0.99 | cap | Purnio 230/115 | m:P:bushv in MW | -5.9947 | ElmTr3
2031 | 2031_DzMN_GzMX_Dp00_Gp00 | Caso Base | All generators | 1 | cap | Purnio 230/115 | m:P:bushv in MW | -5.9947 | ElmTr3
2031 | 2031_DzMN_GzMX_Dp00_Gp00 | Caso Base | All generators | 0.9 | cap | Purnio 230/115 | m:Q:bushv in Mvar | -3.1482 | ElmTr3
2031 | 2031_DzMN_GzMX_Dp00_Gp00 | Caso Base | All generators | 0.91 | cap | Purnio 230/115 | m:Q:bushv in Mvar | -3.1482 | ElmTr3
2031 | 2031_DzMN_GzMX_Dp00_Gp00 | Caso Base | All generators | 0.92 | cap | Purnio 230/115 | m:Q:bushv in Mvar | -3.1482 | ElmTr3
2031 | 2031_DzMN_GzMX_Dp00_Gp00 | Caso Base | All generators | 0.93 | cap | Purnio 230/115 | m:Q:bushv in Mvar | -3.1482 | ElmTr3
2031 | 2031_DzMN_GzMX_Dp00_Gp00 | Caso Base | All generators | 0.94 | cap | Purnio 230/115 | m:Q:bushv in Mvar | -3.1482 | ElmTr3
2031 | 2031_DzMN_GzMX_Dp00_Gp00 | Caso Base | All generators | 0.95 | cap | Purnio 230/115 | m:Q:bushv in Mvar | -3.1482 | ElmTr3
2031 | 2031_DzMN_GzMX_Dp00_Gp00 | Caso Base | All generators | 0.96 | cap | Purnio 230/115 | m:Q:bushv in Mvar | -3.1482 | ElmTr3
2031 | 2031_DzMN_GzMX_Dp00_Gp00 | Caso Base | All generators | 0.97 | cap | Purnio 230/115 | m:Q:bushv in Mvar | -3.1482 | ElmTr3
2031 | 2031_DzMN_GzMX_Dp00_Gp00 | Caso Base | All generators | 0.98 | cap | Purnio 230/115 | m:Q:bushv in Mvar | -3.1482 | ElmTr3
2031 | 2031_DzMN_GzMX_Dp00_Gp00 | Caso Base | All generators | 0.99 | cap | Purnio 230/115 | m:Q:bushv in Mvar | -3.1482 | ElmTr3
2031 | 2031_DzMN_GzMX_Dp00_Gp00 | Caso Base | All generators | 1 | cap | Purnio 230/115 | m:Q:bushv in Mvar | -3.1482 | ElmTr3
2031 | 2031_DzMN_GzMX_Dp00_Gp00 | Caso Base | All generators | 0.9 | cap | Purnio 230/115 | m:cosphi:bushv | -0.88534 | ElmTr3
2031 | 2031_DzMN_GzMX_Dp00_Gp00 | Caso Base | All generators | 0.91 | cap | Purnio 230/115 | m:cosphi:bushv | -0.88534 | ElmTr3
2031 | 2031_DzMN_GzMX_Dp00_Gp00 | Caso Base | All generators | 0.92 | cap | Purnio 230/115 | m:cosphi:bushv | -0.88534 | ElmTr3
2031 | 2031_DzMN_GzMX_Dp00_Gp00 | Caso Base | All generators | 0.93 | cap | Purnio 230/115 | m:cosphi:bushv | -0.88534 | ElmTr3
2031 | 2031_DzMN_GzMX_Dp00_Gp00 | Caso Base | All generators | 0.94 | cap | Purnio 230/115 | m:cosphi:bushv | -0.88534 | ElmTr3
2031 | 2031_DzMN_GzMX_Dp00_Gp00 | Caso Base | All generators | 0.95 | cap | Purnio 230/115 | m:cosphi:bushv | -0.88534 | ElmTr3
2031 | 2031_DzMN_GzMX_Dp00_Gp00 | Caso Base | All generators | 0.96 | cap | Purnio 230/115 | m:cosphi:bushv | -0.88534 | ElmTr3
2031 | 2031_DzMN_GzMX_Dp00_Gp00 | Caso Base | All generators | 0.97 | cap | Purnio 230/115 | m:cosphi:bushv | -0.88534 | ElmTr3
2031 | 2031_DzMN_GzMX_Dp00_Gp00 | Caso Base | All generators | 0.98 | cap | Purnio 230/115 | m:cosphi:bushv | -0.88534 | ElmTr3
2031 | 2031_DzMN_GzMX_Dp00_Gp00 | Caso Base | All generators | 0.99 | cap | Purnio 230/115 | m:cosphi:bushv | -0.88534 | ElmTr3
2031 | 2031_DzMN_GzMX_Dp00_Gp00 | Caso Base | All generators | 1 | cap | Purnio 230/115 | m:cosphi:bushv | -0.88534 | ElmTr3
2031 | 2031_DzMN_GzMX_Dp00_Gp00 | Caso Base | All generators | 0.9 | cap | Victoria 115/33/13.8 kV | m:P:bushv in MW | -15.9058 | ElmTr3
2031 | 2031_DzMN_GzMX_Dp00_Gp00 | Caso Base | All generators | 0.91 | cap | Victoria 115/33/13.8 kV | m:P:bushv in MW | -15.9058 | ElmTr3
2031 | 2031_DzMN_GzMX_Dp00_Gp00 | Caso Base | All generators | 0.92 | cap | Victoria 115/33/13.8 kV | m:P:bushv in MW | -15.9058 | ElmTr3
2031 | 2031_DzMN_GzMX_Dp00_Gp00 | Caso Base | All generators | 0.93 | cap | Victoria 115/33/13.8 kV | m:P:bushv in MW | -15.9058 | ElmTr3
2031 | 2031_DzMN_GzMX_Dp00_Gp00 | Caso Base | All generators | 0.94 | cap | Victoria 115/33/13.8 kV | m:P:bushv in MW | -15.9058 | ElmTr3
2031 | 2031_DzMN_GzMX_Dp00_Gp00 | Caso Base | All generators | 0.95 | cap | Victoria 115/33/13.8 kV | m:P:bushv in MW | -15.9058 | ElmTr3
2031 | 2031_DzMN_GzMX_Dp00_Gp00 | Caso Base | All generators | 0.96 | cap | Victoria 115/33/13.8 kV | m:P:bushv in MW | -15.9058 | ElmTr3
2031 | 2031_DzMN_GzMX_Dp00_Gp00 | Caso Base | All generators | 0.97 | cap | Victoria 115/33/13.8 kV | m:P:bushv in MW | -15.9058 | ElmTr3
2031 | 2031_DzMN_GzMX_Dp00_Gp00 | Caso Base | All generators | 0.98 | cap | Victoria 115/33/13.8 kV | m:P:bushv in MW | -15.9058 | ElmTr3
2031 | 2031_DzMN_GzMX_Dp00_Gp00 | Caso Base | All generators | 0.99 | cap | Victoria 115/33/13.8 kV | m:P:bushv in MW | -15.9058 | ElmTr3
2031 | 2031_DzMN_GzMX_Dp00_Gp00 | Caso Base | All generators | 1 | cap | Victoria 115/33/13.8 kV | m:P:bushv in MW | -15.9058 | ElmTr3
2031 | 2031_DzMN_GzMX_Dp00_Gp00 | Caso Base | All generators | 0.9 | cap | Victoria 115/33/13.8 kV | m:Q:bushv in Mvar | 5.7613 | ElmTr3
2031 | 2031_DzMN_GzMX_Dp00_Gp00 | Caso Base | All generators | 0.91 | cap | Victoria 115/33/13.8 kV | m:Q:bushv in Mvar | 5.7613 | ElmTr3
2031 | 2031_DzMN_GzMX_Dp00_Gp00 | Caso Base | All generators | 0.92 | cap | Victoria 115/33/13.8 kV | m:Q:bushv in Mvar | 5.7613 | ElmTr3
2031 | 2031_DzMN_GzMX_Dp00_Gp00 | Caso Base | All generators | 0.93 | cap | Victoria 115/33/13.8 kV | m:Q:bushv in Mvar | 5.7613 | ElmTr3
2031 | 2031_DzMN_GzMX_Dp00_Gp00 | Caso Base | All generators | 0.94 | cap | Victoria 115/33/13.8 kV | m:Q:bushv in Mvar | 5.7613 | ElmTr3
2031 | 2031_DzMN_GzMX_Dp00_Gp00 | Caso Base | All generators | 0.95 | cap | Victoria 115/33/13.8 kV | m:Q:bushv in Mvar | 5.7613 | ElmTr3
2031 | 2031_DzMN_GzMX_Dp00_Gp00 | Caso Base | All generators | 0.96 | cap | Victoria 115/33/13.8 kV | m:Q:bushv in Mvar | 5.7613 | ElmTr3
2031 | 2031_DzMN_GzMX_Dp00_Gp00 | Caso Base | All generators | 0.97 | cap | Victoria 115/33/13.8 kV | m:Q:bushv in Mvar | 5.7613 | ElmTr3
2031 | 2031_DzMN_GzMX_Dp00_Gp00 | Caso Base | All generators | 0.98 | cap | Victoria 115/33/13.8 kV | m:Q:bushv in Mvar | 5.7613 | ElmTr3
2031 | 2031_DzMN_GzMX_Dp00_Gp00 | Caso Base | All generators | 0.99 | cap | Victoria 115/33/13.8 kV | m:Q:bushv in Mvar | 5.7613 | ElmTr3
2031 | 2031_DzMN_GzMX_Dp00_Gp00 | Caso Base | All generators | 1 | cap | Victoria 115/33/13.8 kV | m:Q:bushv in Mvar | 5.7613 | ElmTr3
2031 | 2031_DzMN_GzMX_Dp00_Gp00 | Caso Base | All generators | 0.9 | cap | Victoria 115/33/13.8 kV | m:cosphi:bushv | -0.94022 | ElmTr3
2031 | 2031_DzMN_GzMX_Dp00_Gp00 | Caso Base | All generators | 0.91 | cap | Victoria 115/33/13.8 kV | m:cosphi:bushv | -0.94022 | ElmTr3
2031 | 2031_DzMN_GzMX_Dp00_Gp00 | Caso Base | All generators | 0.92 | cap | Victoria 115/33/13.8 kV | m:cosphi:bushv | -0.94022 | ElmTr3
2031 | 2031_DzMN_GzMX_Dp00_Gp00 | Caso Base | All generators | 0.93 | cap | Victoria 115/33/13.8 kV | m:cosphi:bushv | -0.94022 | ElmTr3
2031 | 2031_DzMN_GzMX_Dp00_Gp00 | Caso Base | All generators | 0.94 | cap | Victoria 115/33/13.8 kV | m:cosphi:bushv | -0.94022 | ElmTr3
2031 | 2031_DzMN_GzMX_Dp00_Gp00 | Caso Base | All generators | 0.95 | cap | Victoria 115/33/13.8 kV | m:cosphi:bushv | -0.94022 | ElmTr3
2031 | 2031_DzMN_GzMX_Dp00_Gp00 | Caso Base | All generators | 0.96 | cap | Victoria 115/33/13.8 kV | m:cosphi:bushv | -0.94022 | ElmTr3
2031 | 2031_DzMN_GzMX_Dp00_Gp00 | Caso Base | All generators | 0.97 | cap | Victoria 115/33/13.8 kV | m:cosphi:bushv | -0.94022 | ElmTr3
2031 | 2031_DzMN_GzMX_Dp00_Gp00 | Caso Base | All generators | 0.98 | cap | Victoria 115/33/13.8 kV | m:cosphi:bushv | -0.94022 | ElmTr3
2031 | 2031_DzMN_GzMX_Dp00_Gp00 | Caso Base | All generators | 0.99 | cap | Victoria 115/33/13.8 kV | m:cosphi:bushv | -0.94022 | ElmTr3
2031 | 2031_DzMN_GzMX_Dp00_Gp00 | Caso Base | All generators | 1 | cap | Victoria 115/33/13.8 kV | m:cosphi:bushv | -0.94022 | ElmTr3
2031 | 2031_DzMN_GzMX_Dp00_Gp00 | Caso Base | All generators | 0.9 | ind | Dorada - Magdalena 115 kV | m:P:bus1 in MW | 44.6718 | ElmLne
2031 | 2031_DzMN_GzMX_Dp00_Gp00 | Caso Base | All generators | 0.91 | ind | Dorada - Magdalena 115 kV | m:P:bus1 in MW | 44.6718 | ElmLne
2031 | 2031_DzMN_GzMX_Dp00_Gp00 | Caso Base | All generators | 0.92 | ind | Dorada - Magdalena 115 kV | m:P:bus1 in MW | 44.6718 | ElmLne
2031 | 2031_DzMN_GzMX_Dp00_Gp00 | Caso Base | All generators | 0.93 | ind | Dorada - Magdalena 115 kV | m:P:bus1 in MW | 44.6718 | ElmLne
2031 | 2031_DzMN_GzMX_Dp00_Gp00 | Caso Base | All generators | 0.94 | ind | Dorada - Magdalena 115 kV | m:P:bus1 in MW | 44.6718 | ElmLne
2031 | 2031_DzMN_GzMX_Dp00_Gp00 | Caso Base | All generators | 0.95 | ind | Dorada - Magdalena 115 kV | m:P:bus1 in MW | 44.6718 | ElmLne
2031 | 2031_DzMN_GzMX_Dp00_Gp00 | Caso Base | All generators | 0.96 | ind | Dorada - Magdalena 115 kV | m:P:bus1 in MW | 44.6718 | ElmLne
2031 | 2031_DzMN_GzMX_Dp00_Gp00 | Caso Base | All generators | 0.97 | ind | Dorada - Magdalena 115 kV | m:P:bus1 in MW | 44.6718 | ElmLne
2031 | 2031_DzMN_GzMX_Dp00_Gp00 | Caso Base | All generators | 0.98 | ind | Dorada - Magdalena 115 kV | m:P:bus1 in MW | 44.6718 | ElmLne
2031 | 2031_DzMN_GzMX_Dp00_Gp00 | Caso Base | All generators | 0.99 | ind | Dorada - Magdalena 115 kV | m:P:bus1 in MW | 44.6718 | ElmLne
2031 | 2031_DzMN_GzMX_Dp00_Gp00 | Caso Base | All generators | 1 | ind | Dorada - Magdalena 115 kV | m:P:bus1 in MW | 44.6718 | ElmLne
2031 | 2031_DzMN_GzMX_Dp00_Gp00 | Caso Base | All generators | 0.9 | ind | Dorada - Magdalena 115 kV | m:P:bus2 in MW | -44.5698 | ElmLne
2031 | 2031_DzMN_GzMX_Dp00_Gp00 | Caso Base | All generators | 0.91 | ind | Dorada - Magdalena 115 kV | m:P:bus2 in MW | -44.5698 | ElmLne
2031 | 2031_DzMN_GzMX_Dp00_Gp00 | Caso Base | All generators | 0.92 | ind | Dorada - Magdalena 115 kV | m:P:bus2 in MW | -44.5698 | ElmLne
2031 | 2031_DzMN_GzMX_Dp00_Gp00 | Caso Base | All generators | 0.93 | ind | Dorada - Magdalena 115 kV | m:P:bus2 in MW | -44.5698 | ElmLne
2031 | 2031_DzMN_GzMX_Dp00_Gp00 | Caso Base | All generators | 0.94 | ind | Dorada - Magdalena 115 kV | m:P:bus2 in MW | -44.5698 | ElmLne
2031 | 2031_DzMN_GzMX_Dp00_Gp00 | Caso Base | All generators | 0.95 | ind | Dorada - Magdalena 115 kV | m:P:bus2 in MW | -44.5698 | ElmLne
2031 | 2031_DzMN_GzMX_Dp00_Gp00 | Caso Base | All generators | 0.96 | ind | Dorada - Magdalena 115 kV | m:P:bus2 in MW | -44.5698 | ElmLne
2031 | 2031_DzMN_GzMX_Dp00_Gp00 | Caso Base | All generators | 0.97 | ind | Dorada - Magdalena 115 kV | m:P:bus2 in MW | -44.5698 | ElmLne
2031 | 2031_DzMN_GzMX_Dp00_Gp00 | Caso Base | All generators | 0.98 | ind | Dorada - Magdalena 115 kV | m:P:bus2 in MW | -44.5698 | ElmLne
2031 | 2031_DzMN_GzMX_Dp00_Gp00 | Caso Base | All generators | 0.99 | ind | Dorada - Magdalena 115 kV | m:P:bus2 in MW | -44.5698 | ElmLne
2031 | 2031_DzMN_GzMX_Dp00_Gp00 | Caso Base | All generators | 1 | ind | Dorada - Magdalena 115 kV | m:P:bus2 in MW | -44.5698 | ElmLne
2031 | 2031_DzMN_GzMX_Dp00_Gp00 | Caso Base | All generators | 0.9 | ind | Dorada - Magdalena 115 kV | m:Q:bus1 in Mvar | -0.83196 | ElmLne
2031 | 2031_DzMN_GzMX_Dp00_Gp00 | Caso Base | All generators | 0.91 | ind | Dorada - Magdalena 115 kV | m:Q:bus1 in Mvar | -0.83196 | ElmLne
2031 | 2031_DzMN_GzMX_Dp00_Gp00 | Caso Base | All generators | 0.92 | ind | Dorada - Magdalena 115 kV | m:Q:bus1 in Mvar | -0.83196 | ElmLne
2031 | 2031_DzMN_GzMX_Dp00_Gp00 | Caso Base | All generators | 0.93 | ind | Dorada - Magdalena 115 kV | m:Q:bus1 in Mvar | -0.83196 | ElmLne
2031 | 2031_DzMN_GzMX_Dp00_Gp00 | Caso Base | All generators | 0.94 | ind | Dorada - Magdalena 115 kV | m:Q:bus1 in Mvar | -0.83196 | ElmLne
2031 | 2031_DzMN_GzMX_Dp00_Gp00 | Caso Base | All generators | 0.95 | ind | Dorada - Magdalena 115 kV | m:Q:bus1 in Mvar | -0.83196 | ElmLne
2031 | 2031_DzMN_GzMX_Dp00_Gp00 | Caso Base | All generators | 0.96 | ind | Dorada - Magdalena 115 kV | m:Q:bus1 in Mvar | -0.83196 | ElmLne
2031 | 2031_DzMN_GzMX_Dp00_Gp00 | Caso Base | All generators | 0.97 | ind | Dorada - Magdalena 115 kV | m:Q:bus1 in Mvar | -0.83196 | ElmLne
2031 | 2031_DzMN_GzMX_Dp00_Gp00 | Caso Base | All generators | 0.98 | ind | Dorada - Magdalena 115 kV | m:Q:bus1 in Mvar | -0.83196 | ElmLne
2031 | 2031_DzMN_GzMX_Dp00_Gp00 | Caso Base | All generators | 0.99 | ind | Dorada - Magdalena 115 kV | m:Q:bus1 in Mvar | -0.83196 | ElmLne
2031 | 2031_DzMN_GzMX_Dp00_Gp00 | Caso Base | All generators | 1 | ind | Dorada - Magdalena 115 kV | m:Q:bus1 in Mvar | -0.83196 | ElmLne
2031 | 2031_DzMN_GzMX_Dp00_Gp00 | Caso Base | All generators | 0.9 | ind | Dorada - Magdalena 115 kV | m:Q:bus2 in Mvar | 0.96765 | ElmLne
2031 | 2031_DzMN_GzMX_Dp00_Gp00 | Caso Base | All generators | 0.91 | ind | Dorada - Magdalena 115 kV | m:Q:bus2 in Mvar | 0.96765 | ElmLne
2031 | 2031_DzMN_GzMX_Dp00_Gp00 | Caso Base | All generators | 0.92 | ind | Dorada - Magdalena 115 kV | m:Q:bus2 in Mvar | 0.96765 | ElmLne
2031 | 2031_DzMN_GzMX_Dp00_Gp00 | Caso Base | All generators | 0.93 | ind | Dorada - Magdalena 115 kV | m:Q:bus2 in Mvar | 0.96765 | ElmLne
2031 | 2031_DzMN_GzMX_Dp00_Gp00 | Caso Base | All generators | 0.94 | ind | Dorada - Magdalena 115 kV | m:Q:bus2 in Mvar | 0.96765 | ElmLne
2031 | 2031_DzMN_GzMX_Dp00_Gp00 | Caso Base | All generators | 0.95 | ind | Dorada - Magdalena 115 kV | m:Q:bus2 in Mvar | 0.96765 | ElmLne
2031 | 2031_DzMN_GzMX_Dp00_Gp00 | Caso Base | All generators | 0.96 | ind | Dorada - Magdalena 115 kV | m:Q:bus2 in Mvar | 0.96765 | ElmLne
2031 | 2031_DzMN_GzMX_Dp00_Gp00 | Caso Base | All generators | 0.97 | ind | Dorada - Magdalena 115 kV | m:Q:bus2 in Mvar | 0.96765 | ElmLne
2031 | 2031_DzMN_GzMX_Dp00_Gp00 | Caso Base | All generators | 0.98 | ind | Dorada - Magdalena 115 kV | m:Q:bus2 in Mvar | 0.96765 | ElmLne
2031 | 2031_DzMN_GzMX_Dp00_Gp00 | Caso Base | All generators | 0.99 | ind | Dorada - Magdalena 115 kV | m:Q:bus2 in Mvar | 0.96765 | ElmLne
2031 | 2031_DzMN_GzMX_Dp00_Gp00 | Caso Base | All generators | 1 | ind | Dorada - Magdalena 115 kV | m:Q:bus2 in Mvar | 0.96765 | ElmLne
2031 | 2031_DzMN_GzMX_Dp00_Gp00 | Caso Base | All generators | 0.9 | ind | Dorada - Magdalena 115 kV | m:cosphi:bus1 | 0.99983 | ElmLne
2031 | 2031_DzMN_GzMX_Dp00_Gp00 | Caso Base | All generators | 0.91 | ind | Dorada - Magdalena 115 kV | m:cosphi:bus1 | 0.99983 | ElmLne
2031 | 2031_DzMN_GzMX_Dp00_Gp00 | Caso Base | All generators | 0.92 | ind | Dorada - Magdalena 115 kV | m:cosphi:bus1 | 0.99983 | ElmLne
2031 | 2031_DzMN_GzMX_Dp00_Gp00 | Caso Base | All generators | 0.93 | ind | Dorada - Magdalena 115 kV | m:cosphi:bus1 | 0.99983 | ElmLne
2031 | 2031_DzMN_GzMX_Dp00_Gp00 | Caso Base | All generators | 0.94 | ind | Dorada - Magdalena 115 kV | m:cosphi:bus1 | 0.99983 | ElmLne
2031 | 2031_DzMN_GzMX_Dp00_Gp00 | Caso Base | All generators | 0.95 | ind | Dorada - Magdalena 115 kV | m:cosphi:bus1 | 0.99983 | ElmLne
2031 | 2031_DzMN_GzMX_Dp00_Gp00 | Caso Base | All generators | 0.96 | ind | Dorada - Magdalena 115 kV | m:cosphi:bus1 | 0.99983 | ElmLne
2031 | 2031_DzMN_GzMX_Dp00_Gp00 | Caso Base | All generators | 0.97 | ind | Dorada - Magdalena 115 kV | m:cosphi:bus1 | 0.99983 | ElmLne
2031 | 2031_DzMN_GzMX_Dp00_Gp00 | Caso Base | All generators | 0.98 | ind | Dorada - Magdalena 115 kV | m:cosphi:bus1 | 0.99983 | ElmLne
2031 | 2031_DzMN_GzMX_Dp00_Gp00 | Caso Base | All generators | 0.99 | ind | Dorada - Magdalena 115 kV | m:cosphi:bus1 | 0.99983 | ElmLne
2031 | 2031_DzMN_GzMX_Dp00_Gp00 | Caso Base | All generators | 1 | ind | Dorada - Magdalena 115 kV | m:cosphi:bus1 | 0.99983 | ElmLne
2031 | 2031_DzMN_GzMX_Dp00_Gp00 | Caso Base | All generators | 0.9 | ind | Dorada - Magdalena 115 kV | m:cosphi:bus2 | -0.99976 | ElmLne
2031 | 2031_DzMN_GzMX_Dp00_Gp00 | Caso Base | All generators | 0.91 | ind | Dorada - Magdalena 115 kV | m:cosphi:bus2 | -0.99976 | ElmLne
2031 | 2031_DzMN_GzMX_Dp00_Gp00 | Caso Base | All generators | 0.92 | ind | Dorada - Magdalena 115 kV | m:cosphi:bus2 | -0.99976 | ElmLne
2031 | 2031_DzMN_GzMX_Dp00_Gp00 | Caso Base | All generators | 0.93 | ind | Dorada - Magdalena 115 kV | m:cosphi:bus2 | -0.99976 | ElmLne
2031 | 2031_DzMN_GzMX_Dp00_Gp00 | Caso Base | All generators | 0.94 | ind | Dorada - Magdalena 115 kV | m:cosphi:bus2 | -0.99976 | ElmLne
2031 | 2031_DzMN_GzMX_Dp00_Gp00 | Caso Base | All generators | 0.95 | ind | Dorada - Magdalena 115 kV | m:cosphi:bus2 | -0.99976 | ElmLne
2031 | 2031_DzMN_GzMX_Dp00_Gp00 | Caso Base | All generators | 0.96 | ind | Dorada - Magdalena 115 kV | m:cosphi:bus2 | -0.99976 | ElmLne
2031 | 2031_DzMN_GzMX_Dp00_Gp00 | Caso Base | All generators | 0.97 | ind | Dorada - Magdalena 115 kV | m:cosphi:bus2 | -0.99976 | ElmLne
2031 | 2031_DzMN_GzMX_Dp00_Gp00 | Caso Base | All generators | 0.98 | ind | Dorada - Magdalena 115 kV | m:cosphi:bus2 | -0.99976 | ElmLne
2031 | 2031_DzMN_GzMX_Dp00_Gp00 | Caso Base | All generators | 0.99 | ind | Dorada - Magdalena 115 kV | m:cosphi:bus2 | -0.99976 | ElmLne
2031 | 2031_DzMN_GzMX_Dp00_Gp00 | Caso Base | All generators | 1 | ind | Dorada - Magdalena 115 kV | m:cosphi:bus2 | -0.99976 | ElmLne
2031 | 2031_DzMN_GzMX_Dp00_Gp00 | Caso Base | All generators | 0.9 | ind | Mariquita - Victoria 2 115 | m:P:bus1 in MW | 3.811 | ElmLne
2031 | 2031_DzMN_GzMX_Dp00_Gp00 | Caso Base | All generators | 0.91 | ind | Mariquita - Victoria 2 115 | m:P:bus1 in MW | 3.811 | ElmLne
2031 | 2031_DzMN_GzMX_Dp00_Gp00 | Caso Base | All generators | 0.92 | ind | Mariquita - Victoria 2 115 | m:P:bus1 in MW | 3.811 | ElmLne
2031 | 2031_DzMN_GzMX_Dp00_Gp00 | Caso Base | All generators | 0.93 | ind | Mariquita - Victoria 2 115 | m:P:bus1 in MW | 3.811 | ElmLne
2031 | 2031_DzMN_GzMX_Dp00_Gp00 | Caso Base | All generators | 0.94 | ind | Mariquita - Victoria 2 115 | m:P:bus1 in MW | 3.811 | ElmLne
2031 | 2031_DzMN_GzMX_Dp00_Gp00 | Caso Base | All generators | 0.95 | ind | Mariquita - Victoria 2 115 | m:P:bus1 in MW | 3.811 | ElmLne
2031 | 2031_DzMN_GzMX_Dp00_Gp00 | Caso Base | All generators | 0.96 | ind | Mariquita - Victoria 2 115 | m:P:bus1 in MW | 3.811 | ElmLne
2031 | 2031_DzMN_GzMX_Dp00_Gp00 | Caso Base | All generators | 0.97 | ind | Mariquita - Victoria 2 115 | m:P:bus1 in MW | 3.811 | ElmLne
2031 | 2031_DzMN_GzMX_Dp00_Gp00 | Caso Base | All generators | 0.98 | ind | Mariquita - Victoria 2 115 | m:P:bus1 in MW | 3.811 | ElmLne
2031 | 2031_DzMN_GzMX_Dp00_Gp00 | Caso Base | All generators | 0.99 | ind | Mariquita - Victoria 2 115 | m:P:bus1 in MW | 3.811 | ElmLne
2031 | 2031_DzMN_GzMX_Dp00_Gp00 | Caso Base | All generators | 1 | ind | Mariquita - Victoria 2 115 | m:P:bus1 in MW | 3.811 | ElmLne
2031 | 2031_DzMN_GzMX_Dp00_Gp00 | Caso Base | All generators | 0.9 | ind | Mariquita - Victoria 2 115 | m:P:bus2 in MW | -3.8004 | ElmLne
2031 | 2031_DzMN_GzMX_Dp00_Gp00 | Caso Base | All generators | 0.91 | ind | Mariquita - Victoria 2 115 | m:P:bus2 in MW | -3.8004 | ElmLne
2031 | 2031_DzMN_GzMX_Dp00_Gp00 | Caso Base | All generators | 0.92 | ind | Mariquita - Victoria 2 115 | m:P:bus2 in MW | -3.8004 | ElmLne
2031 | 2031_DzMN_GzMX_Dp00_Gp00 | Caso Base | All generators | 0.93 | ind | Mariquita - Victoria 2 115 | m:P:bus2 in MW | -3.8004 | ElmLne
2031 | 2031_DzMN_GzMX_Dp00_Gp00 | Caso Base | All generators | 0.94 | ind | Mariquita - Victoria 2 115 | m:P:bus2 in MW | -3.8004 | ElmLne
2031 | 2031_DzMN_GzMX_Dp00_Gp00 | Caso Base | All generators | 0.95 | ind | Mariquita - Victoria 2 115 | m:P:bus2 in MW | -3.8004 | ElmLne
2031 | 2031_DzMN_GzMX_Dp00_Gp00 | Caso Base | All generators | 0.96 | ind | Mariquita - Victoria 2 115 | m:P:bus2 in MW | -3.8004 | ElmLne
2031 | 2031_DzMN_GzMX_Dp00_Gp00 | Caso Base | All generators | 0.97 | ind | Mariquita - Victoria 2 115 | m:P:bus2 in MW | -3.8004 | ElmLne
2031 | 2031_DzMN_GzMX_Dp00_Gp00 | Caso Base | All generators | 0.98 | ind | Mariquita - Victoria 2 115 | m:P:bus2 in MW | -3.8004 | ElmLne
2031 | 2031_DzMN_GzMX_Dp00_Gp00 | Caso Base | All generators | 0.99 | ind | Mariquita - Victoria 2 115 | m:P:bus2 in MW | -3.8004 | ElmLne
2031 | 2031_DzMN_GzMX_Dp00_Gp00 | Caso Base | All generators | 1 | ind | Mariquita - Victoria 2 115 | m:P:bus2 in MW | -3.8004 | ElmLne
2031 | 2031_DzMN_GzMX_Dp00_Gp00 | Caso Base | All generators | 0.9 | ind | Mariquita - Victoria 2 115 | m:Q:bus1 in Mvar | -6.3921 | ElmLne
2031 | 2031_DzMN_GzMX_Dp00_Gp00 | Caso Base | All generators | 0.91 | ind | Mariquita - Victoria 2 115 | m:Q:bus1 in Mvar | -6.3921 | ElmLne
2031 | 2031_DzMN_GzMX_Dp00_Gp00 | Caso Base | All generators | 0.92 | ind | Mariquita - Victoria 2 115 | m:Q:bus1 in Mvar | -6.3921 | ElmLne
2031 | 2031_DzMN_GzMX_Dp00_Gp00 | Caso Base | All generators | 0.93 | ind | Mariquita - Victoria 2 115 | m:Q:bus1 in Mvar | -6.3921 | ElmLne
2031 | 2031_DzMN_GzMX_Dp00_Gp00 | Caso Base | All generators | 0.94 | ind | Mariquita - Victoria 2 115 | m:Q:bus1 in Mvar | -6.3921 | ElmLne
2031 | 2031_DzMN_GzMX_Dp00_Gp00 | Caso Base | All generators | 0.95 | ind | Mariquita - Victoria 2 115 | m:Q:bus1 in Mvar | -6.3921 | ElmLne
2031 | 2031_DzMN_GzMX_Dp00_Gp00 | Caso Base | All generators | 0.96 | ind | Mariquita - Victoria 2 115 | m:Q:bus1 in Mvar | -6.3921 | ElmLne
2031 | 2031_DzMN_GzMX_Dp00_Gp00 | Caso Base | All generators | 0.97 | ind | Mariquita - Victoria 2 115 | m:Q:bus1 in Mvar | -6.3921 | ElmLne
2031 | 2031_DzMN_GzMX_Dp00_Gp00 | Caso Base | All generators | 0.98 | ind | Mariquita - Victoria 2 115 | m:Q:bus1 in Mvar | -6.3921 | ElmLne
2031 | 2031_DzMN_GzMX_Dp00_Gp00 | Caso Base | All generators | 0.99 | ind | Mariquita - Victoria 2 115 | m:Q:bus1 in Mvar | -6.3921 | ElmLne
2031 | 2031_DzMN_GzMX_Dp00_Gp00 | Caso Base | All generators | 1 | ind | Mariquita - Victoria 2 115 | m:Q:bus1 in Mvar | -6.3921 | ElmLne
2031 | 2031_DzMN_GzMX_Dp00_Gp00 | Caso Base | All generators | 0.9 | ind | Mariquita - Victoria 2 115 | m:Q:bus2 in Mvar | 5.7506 | ElmLne
2031 | 2031_DzMN_GzMX_Dp00_Gp00 | Caso Base | All generators | 0.91 | ind | Mariquita - Victoria 2 115 | m:Q:bus2 in Mvar | 5.7506 | ElmLne
2031 | 2031_DzMN_GzMX_Dp00_Gp00 | Caso Base | All generators | 0.92 | ind | Mariquita - Victoria 2 115 | m:Q:bus2 in Mvar | 5.7506 | ElmLne
2031 | 2031_DzMN_GzMX_Dp00_Gp00 | Caso Base | All generators | 0.93 | ind | Mariquita - Victoria 2 115 | m:Q:bus2 in Mvar | 5.7506 | ElmLne
2031 | 2031_DzMN_GzMX_Dp00_Gp00 | Caso Base | All generators | 0.94 | ind | Mariquita - Victoria 2 115 | m:Q:bus2 in Mvar | 5.7506 | ElmLne
2031 | 2031_DzMN_GzMX_Dp00_Gp00 | Caso Base | All generators | 0.95 | ind | Mariquita - Victoria 2 115 | m:Q:bus2 in Mvar | 5.7506 | ElmLne
2031 | 2031_DzMN_GzMX_Dp00_Gp00 | Caso Base | All generators | 0.96 | ind | Mariquita - Victoria 2 115 | m:Q:bus2 in Mvar | 5.7506 | ElmLne
2031 | 2031_DzMN_GzMX_Dp00_Gp00 | Caso Base | All generators | 0.97 | ind | Mariquita - Victoria 2 115 | m:Q:bus2 in Mvar | 5.7506 | ElmLne
2031 | 2031_DzMN_GzMX_Dp00_Gp00 | Caso Base | All generators | 0.98 | ind | Mariquita - Victoria 2 115 | m:Q:bus2 in Mvar | 5.7506 | ElmLne
2031 | 2031_DzMN_GzMX_Dp00_Gp00 | Caso Base | All generators | 0.99 | ind | Mariquita - Victoria 2 115 | m:Q:bus2 in Mvar | 5.7506 | ElmLne
2031 | 2031_DzMN_GzMX_Dp00_Gp00 | Caso Base | All generators | 1 | ind | Mariquita - Victoria 2 115 | m:Q:bus2 in Mvar | 5.7506 | ElmLne
2031 | 2031_DzMN_GzMX_Dp00_Gp00 | Caso Base | All generators | 0.9 | ind | Mariquita - Victoria 2 115 | m:cosphi:bus1 | 0.5121 | ElmLne
2031 | 2031_DzMN_GzMX_Dp00_Gp00 | Caso Base | All generators | 0.91 | ind | Mariquita - Victoria 2 115 | m:cosphi:bus1 | 0.5121 | ElmLne
2031 | 2031_DzMN_GzMX_Dp00_Gp00 | Caso Base | All generators | 0.92 | ind | Mariquita - Victoria 2 115 | m:cosphi:bus1 | 0.5121 | ElmLne
2031 | 2031_DzMN_GzMX_Dp00_Gp00 | Caso Base | All generators | 0.93 | ind | Mariquita - Victoria 2 115 | m:cosphi:bus1 | 0.5121 | ElmLne
2031 | 2031_DzMN_GzMX_Dp00_Gp00 | Caso Base | All generators | 0.94 | ind | Mariquita - Victoria 2 115 | m:cosphi:bus1 | 0.5121 | ElmLne
2031 | 2031_DzMN_GzMX_Dp00_Gp00 | Caso Base | All generators | 0.95 | ind | Mariquita - Victoria 2 115 | m:cosphi:bus1 | 0.5121 | ElmLne
2031 | 2031_DzMN_GzMX_Dp00_Gp00 | Caso Base | All generators | 0.96 | ind | Mariquita - Victoria 2 115 | m:cosphi:bus1 | 0.5121 | ElmLne
2031 | 2031_DzMN_GzMX_Dp00_Gp00 | Caso Base | All generators | 0.97 | ind | Mariquita - Victoria 2 115 | m:cosphi:bus1 | 0.5121 | ElmLne
2031 | 2031_DzMN_GzMX_Dp00_Gp00 | Caso Base | All generators | 0.98 | ind | Mariquita - Victoria 2 115 | m:cosphi:bus1 | 0.5121 | ElmLne
2031 | 2031_DzMN_GzMX_Dp00_Gp00 | Caso Base | All generators | 0.99 | ind | Mariquita - Victoria 2 115 | m:cosphi:bus1 | 0.5121 | ElmLne
2031 | 2031_DzMN_GzMX_Dp00_Gp00 | Caso Base | All generators | 1 | ind | Mariquita - Victoria 2 115 | m:cosphi:bus1 | 0.5121 | ElmLne
2031 | 2031_DzMN_GzMX_Dp00_Gp00 | Caso Base | All generators | 0.9 | ind | Mariquita - Victoria 2 115 | m:cosphi:bus2 | -0.55134 | ElmLne
2031 | 2031_DzMN_GzMX_Dp00_Gp00 | Caso Base | All generators | 0.91 | ind | Mariquita - Victoria 2 115 | m:cosphi:bus2 | -0.55134 | ElmLne
2031 | 2031_DzMN_GzMX_Dp00_Gp00 | Caso Base | All generators | 0.92 | ind | Mariquita - Victoria 2 115 | m:cosphi:bus2 | -0.55134 | ElmLne
2031 | 2031_DzMN_GzMX_Dp00_Gp00 | Caso Base | All generators | 0.93 | ind | Mariquita - Victoria 2 115 | m:cosphi:bus2 | -0.55134 | ElmLne
2031 | 2031_DzMN_GzMX_Dp00_Gp00 | Caso Base | All generators | 0.94 | ind | Mariquita - Victoria 2 115 | m:cosphi:bus2 | -0.55134 | ElmLne
2031 | 2031_DzMN_GzMX_Dp00_Gp00 | Caso Base | All generators | 0.95 | ind | Mariquita - Victoria 2 115 | m:cosphi:bus2 | -0.55134 | ElmLne
2031 | 2031_DzMN_GzMX_Dp00_Gp00 | Caso Base | All generators | 0.96 | ind | Mariquita - Victoria 2 115 | m:cosphi:bus2 | -0.55134 | ElmLne
2031 | 2031_DzMN_GzMX_Dp00_Gp00 | Caso Base | All generators | 0.97 | ind | Mariquita - Victoria 2 115 | m:cosphi:bus2 | -0.55134 | ElmLne
2031 | 2031_DzMN_GzMX_Dp00_Gp00 | Caso Base | All generators | 0.98 | ind | Mariquita - Victoria 2 115 | m:cosphi:bus2 | -0.55134 | ElmLne
2031 | 2031_DzMN_GzMX_Dp00_Gp00 | Caso Base | All generators | 0.99 | ind | Mariquita - Victoria 2 115 | m:cosphi:bus2 | -0.55134 | ElmLne
2031 | 2031_DzMN_GzMX_Dp00_Gp00 | Caso Base | All generators | 1 | ind | Mariquita - Victoria 2 115 | m:cosphi:bus2 | -0.55134 | ElmLne
2031 | 2031_DzMN_GzMX_Dp00_Gp00 | Caso Base | All generators | 0.9 | ind | Dorada 115/33/13.8 kV | m:P:bushv in MW | -7.9794 | ElmTr3
2031 | 2031_DzMN_GzMX_Dp00_Gp00 | Caso Base | All generators | 0.91 | ind | Dorada 115/33/13.8 kV | m:P:bushv in MW | -7.9794 | ElmTr3
2031 | 2031_DzMN_GzMX_Dp00_Gp00 | Caso Base | All generators | 0.92 | ind | Dorada 115/33/13.8 kV | m:P:bushv in MW | -7.9794 | ElmTr3
2031 | 2031_DzMN_GzMX_Dp00_Gp00 | Caso Base | All generators | 0.93 | ind | Dorada 115/33/13.8 kV | m:P:bushv in MW | -7.9794 | ElmTr3
2031 | 2031_DzMN_GzMX_Dp00_Gp00 | Caso Base | All generators | 0.94 | ind | Dorada 115/33/13.8 kV | m:P:bushv in MW | -7.9794 | ElmTr3
2031 | 2031_DzMN_GzMX_Dp00_Gp00 | Caso Base | All generators | 0.95 | ind | Dorada 115/33/13.8 kV | m:P:bushv in MW | -7.9794 | ElmTr3
2031 | 2031_DzMN_GzMX_Dp00_Gp00 | Caso Base | All generators | 0.96 | ind | Dorada 115/33/13.8 kV | m:P:bushv in MW | -7.9794 | ElmTr3
2031 | 2031_DzMN_GzMX_Dp00_Gp00 | Caso Base | All generators | 0.97 | ind | Dorada 115/33/13.8 kV | m:P:bushv in MW | -7.9794 | ElmTr3
2031 | 2031_DzMN_GzMX_Dp00_Gp00 | Caso Base | All generators | 0.98 | ind | Dorada 115/33/13.8 kV | m:P:bushv in MW | -7.9794 | ElmTr3
2031 | 2031_DzMN_GzMX_Dp00_Gp00 | Caso Base | All generators | 0.99 | ind | Dorada 115/33/13.8 kV | m:P:bushv in MW | -7.9794 | ElmTr3
2031 | 2031_DzMN_GzMX_Dp00_Gp00 | Caso Base | All generators | 1 | ind | Dorada 115/33/13.8 kV | m:P:bushv in MW | -7.9794 | ElmTr3
2031 | 2031_DzMN_GzMX_Dp00_Gp00 | Caso Base | All generators | 0.9 | ind | Dorada 115/33/13.8 kV | m:Q:bushv in Mvar | 3.6957 | ElmTr3
2031 | 2031_DzMN_GzMX_Dp00_Gp00 | Caso Base | All generators | 0.91 | ind | Dorada 115/33/13.8 kV | m:Q:bushv in Mvar | 3.6957 | ElmTr3
2031 | 2031_DzMN_GzMX_Dp00_Gp00 | Caso Base | All generators | 0.92 | ind | Dorada 115/33/13.8 kV | m:Q:bushv in Mvar | 3.6957 | ElmTr3
2031 | 2031_DzMN_GzMX_Dp00_Gp00 | Caso Base | All generators | 0.93 | ind | Dorada 115/33/13.8 kV | m:Q:bushv in Mvar | 3.6957 | ElmTr3
2031 | 2031_DzMN_GzMX_Dp00_Gp00 | Caso Base | All generators | 0.94 | ind | Dorada 115/33/13.8 kV | m:Q:bushv in Mvar | 3.6957 | ElmTr3
2031 | 2031_DzMN_GzMX_Dp00_Gp00 | Caso Base | All generators | 0.95 | ind | Dorada 115/33/13.8 kV | m:Q:bushv in Mvar | 3.6957 | ElmTr3
2031 | 2031_DzMN_GzMX_Dp00_Gp00 | Caso Base | All generators | 0.96 | ind | Dorada 115/33/13.8 kV | m:Q:bushv in Mvar | 3.6957 | ElmTr3
2031 | 2031_DzMN_GzMX_Dp00_Gp00 | Caso Base | All generators | 0.97 | ind | Dorada 115/33/13.8 kV | m:Q:bushv in Mvar | 3.6957 | ElmTr3
2031 | 2031_DzMN_GzMX_Dp00_Gp00 | Caso Base | All generators | 0.98 | ind | Dorada 115/33/13.8 kV | m:Q:bushv in Mvar | 3.6957 | ElmTr3
2031 | 2031_DzMN_GzMX_Dp00_Gp00 | Caso Base | All generators | 0.99 | ind | Dorada 115/33/13.8 kV | m:Q:bushv in Mvar | 3.6957 | ElmTr3
2031 | 2031_DzMN_GzMX_Dp00_Gp00 | Caso Base | All generators | 1 | ind | Dorada 115/33/13.8 kV | m:Q:bushv in Mvar | 3.6957 | ElmTr3
2031 | 2031_DzMN_GzMX_Dp00_Gp00 | Caso Base | All generators | 0.9 | ind | Dorada 115/33/13.8 kV | m:cosphi:bushv | -0.9074 | ElmTr3
2031 | 2031_DzMN_GzMX_Dp00_Gp00 | Caso Base | All generators | 0.91 | ind | Dorada 115/33/13.8 kV | m:cosphi:bushv | -0.9074 | ElmTr3
2031 | 2031_DzMN_GzMX_Dp00_Gp00 | Caso Base | All generators | 0.92 | ind | Dorada 115/33/13.8 kV | m:cosphi:bushv | -0.9074 | ElmTr3
2031 | 2031_DzMN_GzMX_Dp00_Gp00 | Caso Base | All generators | 0.93 | ind | Dorada 115/33/13.8 kV | m:cosphi:bushv | -0.9074 | ElmTr3
2031 | 2031_DzMN_GzMX_Dp00_Gp00 | Caso Base | All generators | 0.94 | ind | Dorada 115/33/13.8 kV | m:cosphi:bushv | -0.9074 | ElmTr3
2031 | 2031_DzMN_GzMX_Dp00_Gp00 | Caso Base | All generators | 0.95 | ind | Dorada 115/33/13.8 kV | m:cosphi:bushv | -0.9074 | ElmTr3
2031 | 2031_DzMN_GzMX_Dp00_Gp00 | Caso Base | All generators | 0.96 | ind | Dorada 115/33/13.8 kV | m:cosphi:bushv | -0.9074 | ElmTr3
2031 | 2031_DzMN_GzMX_Dp00_Gp00 | Caso Base | All generators | 0.97 | ind | Dorada 115/33/13.8 kV | m:cosphi:bushv | -0.9074 | ElmTr3
2031 | 2031_DzMN_GzMX_Dp00_Gp00 | Caso Base | All generators | 0.98 | ind | Dorada 115/33/13.8 kV | m:cosphi:bushv | -0.9074 | ElmTr3
2031 | 2031_DzMN_GzMX_Dp00_Gp00 | Caso Base | All generators | 0.99 | ind | Dorada 115/33/13.8 kV | m:cosphi:bushv | -0.9074 | ElmTr3
2031 | 2031_DzMN_GzMX_Dp00_Gp00 | Caso Base | All generators | 1 | ind | Dorada 115/33/13.8 kV | m:cosphi:bushv | -0.9074 | ElmTr3
2031 | 2031_DzMN_GzMX_Dp00_Gp00 | Caso Base | All generators | 0.9 | ind | Manzanares 115/33/13.8 kV | m:P:bushv in MW | -14.6463 | ElmTr3
2031 | 2031_DzMN_GzMX_Dp00_Gp00 | Caso Base | All generators | 0.91 | ind | Manzanares 115/33/13.8 kV | m:P:bushv in MW | -14.6463 | ElmTr3
2031 | 2031_DzMN_GzMX_Dp00_Gp00 | Caso Base | All generators | 0.92 | ind | Manzanares 115/33/13.8 kV | m:P:bushv in MW | -14.6463 | ElmTr3
2031 | 2031_DzMN_GzMX_Dp00_Gp00 | Caso Base | All generators | 0.93 | ind | Manzanares 115/33/13.8 kV | m:P:bushv in MW | -14.6463 | ElmTr3
2031 | 2031_DzMN_GzMX_Dp00_Gp00 | Caso Base | All generators | 0.94 | ind | Manzanares 115/33/13.8 kV | m:P:bushv in MW | -14.6463 | ElmTr3
2031 | 2031_DzMN_GzMX_Dp00_Gp00 | Caso Base | All generators | 0.95 | ind | Manzanares 115/33/13.8 kV | m:P:bushv in MW | -14.6463 | ElmTr3
2031 | 2031_DzMN_GzMX_Dp00_Gp00 | Caso Base | All generators | 0.96 | ind | Manzanares 115/33/13.8 kV | m:P:bushv in MW | -14.6463 | ElmTr3
2031 | 2031_DzMN_GzMX_Dp00_Gp00 | Caso Base | All generators | 0.97 | ind | Manzanares 115/33/13.8 kV | m:P:bushv in MW | -14.6463 | ElmTr3
2031 | 2031_DzMN_GzMX_Dp00_Gp00 | Caso Base | All generators | 0.98 | ind | Manzanares 115/33/13.8 kV | m:P:bushv in MW | -14.6463 | ElmTr3
2031 | 2031_DzMN_GzMX_Dp00_Gp00 | Caso Base | All generators | 0.99 | ind | Manzanares 115/33/13.8 kV | m:P:bushv in MW | -14.6463 | ElmTr3
2031 | 2031_DzMN_GzMX_Dp00_Gp00 | Caso Base | All generators | 1 | ind | Manzanares 115/33/13.8 kV | m:P:bushv in MW | -14.6463 | ElmTr3
2031 | 2031_DzMN_GzMX_Dp00_Gp00 | Caso Base | All generators | 0.9 | ind | Manzanares 115/33/13.8 kV | m:Q:bushv in Mvar | 3.6102 | ElmTr3
2031 | 2031_DzMN_GzMX_Dp00_Gp00 | Caso Base | All generators | 0.91 | ind | Manzanares 115/33/13.8 kV | m:Q:bushv in Mvar | 3.6102 | ElmTr3
2031 | 2031_DzMN_GzMX_Dp00_Gp00 | Caso Base | All generators | 0.92 | ind | Manzanares 115/33/13.8 kV | m:Q:bushv in Mvar | 3.6102 | ElmTr3
2031 | 2031_DzMN_GzMX_Dp00_Gp00 | Caso Base | All generators | 0.93 | ind | Manzanares 115/33/13.8 kV | m:Q:bushv in Mvar | 3.6102 | ElmTr3
2031 | 2031_DzMN_GzMX_Dp00_Gp00 | Caso Base | All generators | 0.94 | ind | Manzanares 115/33/13.8 kV | m:Q:bushv in Mvar | 3.6102 | ElmTr3
2031 | 2031_DzMN_GzMX_Dp00_Gp00 | Caso Base | All generators | 0.95 | ind | Manzanares 115/33/13.8 kV | m:Q:bushv in Mvar | 3.6102 | ElmTr3
2031 | 2031_DzMN_GzMX_Dp00_Gp00 | Caso Base | All generators | 0.96 | ind | Manzanares 115/33/13.8 kV | m:Q:bushv in Mvar | 3.6102 | ElmTr3
2031 | 2031_DzMN_GzMX_Dp00_Gp00 | Caso Base | All generators | 0.97 | ind | Manzanares 115/33/13.8 kV | m:Q:bushv in Mvar | 3.6102 | ElmTr3
2031 | 2031_DzMN_GzMX_Dp00_Gp00 | Caso Base | All generators | 0.98 | ind | Manzanares 115/33/13.8 kV | m:Q:bushv in Mvar | 3.6102 | ElmTr3
2031 | 2031_DzMN_GzMX_Dp00_Gp00 | Caso Base | All generators | 0.99 | ind | Manzanares 115/33/13.8 kV | m:Q:bushv in Mvar | 3.6102 | ElmTr3
2031 | 2031_DzMN_GzMX_Dp00_Gp00 | Caso Base | All generators | 1 | ind | Manzanares 115/33/13.8 kV | m:Q:bushv in Mvar | 3.6102 | ElmTr3
2031 | 2031_DzMN_GzMX_Dp00_Gp00 | Caso Base | All generators | 0.9 | ind | Manzanares 115/33/13.8 kV | m:cosphi:bushv | -0.97094 | ElmTr3
2031 | 2031_DzMN_GzMX_Dp00_Gp00 | Caso Base | All generators | 0.91 | ind | Manzanares 115/33/13.8 kV | m:cosphi:bushv | -0.97094 | ElmTr3
2031 | 2031_DzMN_GzMX_Dp00_Gp00 | Caso Base | All generators | 0.92 | ind | Manzanares 115/33/13.8 kV | m:cosphi:bushv | -0.97094 | ElmTr3
2031 | 2031_DzMN_GzMX_Dp00_Gp00 | Caso Base | All generators | 0.93 | ind | Manzanares 115/33/13.8 kV | m:cosphi:bushv | -0.97094 | ElmTr3
2031 | 2031_DzMN_GzMX_Dp00_Gp00 | Caso Base | All generators | 0.94 | ind | Manzanares 115/33/13.8 kV | m:cosphi:bushv | -0.97094 | ElmTr3
2031 | 2031_DzMN_GzMX_Dp00_Gp00 | Caso Base | All generators | 0.95 | ind | Manzanares 115/33/13.8 kV | m:cosphi:bushv | -0.97094 | ElmTr3
2031 | 2031_DzMN_GzMX_Dp00_Gp00 | Caso Base | All generators | 0.96 | ind | Manzanares 115/33/13.8 kV | m:cosphi:bushv | -0.97094 | ElmTr3
2031 | 2031_DzMN_GzMX_Dp00_Gp00 | Caso Base | All generators | 0.97 | ind | Manzanares 115/33/13.8 kV | m:cosphi:bushv | -0.97094 | ElmTr3
2031 | 2031_DzMN_GzMX_Dp00_Gp00 | Caso Base | All generators | 0.98 | ind | Manzanares 115/33/13.8 kV | m:cosphi:bushv | -0.97094 | ElmTr3
2031 | 2031_DzMN_GzMX_Dp00_Gp00 | Caso Base | All generators | 0.99 | ind | Manzanares 115/33/13.8 kV | m:cosphi:bushv | -0.97094 | ElmTr3
2031 | 2031_DzMN_GzMX_Dp00_Gp00 | Caso Base | All generators | 1 | ind | Manzanares 115/33/13.8 kV | m:cosphi:bushv | -0.97094 | ElmTr3
2031 | 2031_DzMN_GzMX_Dp00_Gp00 | Caso Base | All generators | 0.9 | ind | Purnio 230/115 | m:P:bushv in MW | -5.9947 | ElmTr3
2031 | 2031_DzMN_GzMX_Dp00_Gp00 | Caso Base | All generators | 0.91 | ind | Purnio 230/115 | m:P:bushv in MW | -5.9947 | ElmTr3
2031 | 2031_DzMN_GzMX_Dp00_Gp00 | Caso Base | All generators | 0.92 | ind | Purnio 230/115 | m:P:bushv in MW | -5.9947 | ElmTr3
2031 | 2031_DzMN_GzMX_Dp00_Gp00 | Caso Base | All generators | 0.93 | ind | Purnio 230/115 | m:P:bushv in MW | -5.9947 | ElmTr3
2031 | 2031_DzMN_GzMX_Dp00_Gp00 | Caso Base | All generators | 0.94 | ind | Purnio 230/115 | m:P:bushv in MW | -5.9947 | ElmTr3
2031 | 2031_DzMN_GzMX_Dp00_Gp00 | Caso Base | All generators | 0.95 | ind | Purnio 230/115 | m:P:bushv in MW | -5.9947 | ElmTr3
2031 | 2031_DzMN_GzMX_Dp00_Gp00 | Caso Base | All generators | 0.96 | ind | Purnio 230/115 | m:P:bushv in MW | -5.9947 | ElmTr3
2031 | 2031_DzMN_GzMX_Dp00_Gp00 | Caso Base | All generators | 0.97 | ind | Purnio 230/115 | m:P:bushv in MW | -5.9947 | ElmTr3
2031 | 2031_DzMN_GzMX_Dp00_Gp00 | Caso Base | All generators | 0.98 | ind | Purnio 230/115 | m:P:bushv in MW | -5.9947 | ElmTr3
2031 | 2031_DzMN_GzMX_Dp00_Gp00 | Caso Base | All generators | 0.99 | ind | Purnio 230/115 | m:P:bushv in MW | -5.9947 | ElmTr3
2031 | 2031_DzMN_GzMX_Dp00_Gp00 | Caso Base | All generators | 1 | ind | Purnio 230/115 | m:P:bushv in MW | -5.9947 | ElmTr3
2031 | 2031_DzMN_GzMX_Dp00_Gp00 | Caso Base | All generators | 0.9 | ind | Purnio 230/115 | m:Q:bushv in Mvar | -3.1482 | ElmTr3
2031 | 2031_DzMN_GzMX_Dp00_Gp00 | Caso Base | All generators | 0.91 | ind | Purnio 230/115 | m:Q:bushv in Mvar | -3.1482 | ElmTr3
2031 | 2031_DzMN_GzMX_Dp00_Gp00 | Caso Base | All generators | 0.92 | ind | Purnio 230/115 | m:Q:bushv in Mvar | -3.1482 | ElmTr3
2031 | 2031_DzMN_GzMX_Dp00_Gp00 | Caso Base | All generators | 0.93 | ind | Purnio 230/115 | m:Q:bushv in Mvar | -3.1482 | ElmTr3
2031 | 2031_DzMN_GzMX_Dp00_Gp00 | Caso Base | All generators | 0.94 | ind | Purnio 230/115 | m:Q:bushv in Mvar | -3.1482 | ElmTr3
2031 | 2031_DzMN_GzMX_Dp00_Gp00 | Caso Base | All generators | 0.95 | ind | Purnio 230/115 | m:Q:bushv in Mvar | -3.1482 | ElmTr3
2031 | 2031_DzMN_GzMX_Dp00_Gp00 | Caso Base | All generators | 0.96 | ind | Purnio 230/115 | m:Q:bushv in Mvar | -3.1482 | ElmTr3
2031 | 2031_DzMN_GzMX_Dp00_Gp00 | Caso Base | All generators | 0.97 | ind | Purnio 230/115 | m:Q:bushv in Mvar | -3.1482 | ElmTr3
2031 | 2031_DzMN_GzMX_Dp00_Gp00 | Caso Base | All generators | 0.98 | ind | Purnio 230/115 | m:Q:bushv in Mvar | -3.1482 | ElmTr3
2031 | 2031_DzMN_GzMX_Dp00_Gp00 | Caso Base | All generators | 0.99 | ind | Purnio 230/115 | m:Q:bushv in Mvar | -3.1482 | ElmTr3
2031 | 2031_DzMN_GzMX_Dp00_Gp00 | Caso Base | All generators | 1 | ind | Purnio 230/115 | m:Q:bushv in Mvar | -3.1482 | ElmTr3
2031 | 2031_DzMN_GzMX_Dp00_Gp00 | Caso Base | All generators | 0.9 | ind | Purnio 230/115 | m:cosphi:bushv | -0.88534 | ElmTr3
2031 | 2031_DzMN_GzMX_Dp00_Gp00 | Caso Base | All generators | 0.91 | ind | Purnio 230/115 | m:cosphi:bushv | -0.88534 | ElmTr3
2031 | 2031_DzMN_GzMX_Dp00_Gp00 | Caso Base | All generators | 0.92 | ind | Purnio 230/115 | m:cosphi:bushv | -0.88534 | ElmTr3
2031 | 2031_DzMN_GzMX_Dp00_Gp00 | Caso Base | All generators | 0.93 | ind | Purnio 230/115 | m:cosphi:bushv | -0.88534 | ElmTr3
2031 | 2031_DzMN_GzMX_Dp00_Gp00 | Caso Base | All generators | 0.94 | ind | Purnio 230/115 | m:cosphi:bushv | -0.88534 | ElmTr3
2031 | 2031_DzMN_GzMX_Dp00_Gp00 | Caso Base | All generators | 0.95 | ind | Purnio 230/115 | m:cosphi:bushv | -0.88534 | ElmTr3
2031 | 2031_DzMN_GzMX_Dp00_Gp00 | Caso Base | All generators | 0.96 | ind | Purnio 230/115 | m:cosphi:bushv | -0.88534 | ElmTr3
2031 | 2031_DzMN_GzMX_Dp00_Gp00 | Caso Base | All generators | 0.97 | ind | Purnio 230/115 | m:cosphi:bushv | -0.88534 | ElmTr3
2031 | 2031_DzMN_GzMX_Dp00_Gp00 | Caso Base | All generators | 0.98 | ind | Purnio 230/115 | m:cosphi:bushv | -0.88534 | ElmTr3
2031 | 2031_DzMN_GzMX_Dp00_Gp00 | Caso Base | All generators | 0.99 | ind | Purnio 230/115 | m:cosphi:bushv | -0.88534 | ElmTr3
2031 | 2031_DzMN_GzMX_Dp00_Gp00 | Caso Base | All generators | 1 | ind | Purnio 230/115 | m:cosphi:bushv | -0.88534 | ElmTr3
2031 | 2031_DzMN_GzMX_Dp00_Gp00 | Caso Base | All generators | 0.9 | ind | Victoria 115/33/13.8 kV | m:P:bushv in MW | -15.9058 | ElmTr3
2031 | 2031_DzMN_GzMX_Dp00_Gp00 | Caso Base | All generators | 0.91 | ind | Victoria 115/33/13.8 kV | m:P:bushv in MW | -15.9058 | ElmTr3
2031 | 2031_DzMN_GzMX_Dp00_Gp00 | Caso Base | All generators | 0.92 | ind | Victoria 115/33/13.8 kV | m:P:bushv in MW | -15.9058 | ElmTr3
2031 | 2031_DzMN_GzMX_Dp00_Gp00 | Caso Base | All generators | 0.93 | ind | Victoria 115/33/13.8 kV | m:P:bushv in MW | -15.9058 | ElmTr3
2031 | 2031_DzMN_GzMX_Dp00_Gp00 | Caso Base | All generators | 0.94 | ind | Victoria 115/33/13.8 kV | m:P:bushv in MW | -15.9058 | ElmTr3
2031 | 2031_DzMN_GzMX_Dp00_Gp00 | Caso Base | All generators | 0.95 | ind | Victoria 115/33/13.8 kV | m:P:bushv in MW | -15.9058 | ElmTr3
2031 | 2031_DzMN_GzMX_Dp00_Gp00 | Caso Base | All generators | 0.96 | ind | Victoria 115/33/13.8 kV | m:P:bushv in MW | -15.9058 | ElmTr3
2031 | 2031_DzMN_GzMX_Dp00_Gp00 | Caso Base | All generators | 0.97 | ind | Victoria 115/33/13.8 kV | m:P:bushv in MW | -15.9058 | ElmTr3
2031 | 2031_DzMN_GzMX_Dp00_Gp00 | Caso Base | All generators | 0.98 | ind | Victoria 115/33/13.8 kV | m:P:bushv in MW | -15.9058 | ElmTr3
2031 | 2031_DzMN_GzMX_Dp00_Gp00 | Caso Base | All generators | 0.99 | ind | Victoria 115/33/13.8 kV | m:P:bushv in MW | -15.9058 | ElmTr3
2031 | 2031_DzMN_GzMX_Dp00_Gp00 | Caso Base | All generators | 1 | ind | Victoria 115/33/13.8 kV | m:P:bushv in MW | -15.9058 | ElmTr3
2031 | 2031_DzMN_GzMX_Dp00_Gp00 | Caso Base | All generators | 0.9 | ind | Victoria 115/33/13.8 kV | m:Q:bushv in Mvar | 5.7613 | ElmTr3
2031 | 2031_DzMN_GzMX_Dp00_Gp00 | Caso Base | All generators | 0.91 | ind | Victoria 115/33/13.8 kV | m:Q:bushv in Mvar | 5.7613 | ElmTr3
2031 | 2031_DzMN_GzMX_Dp00_Gp00 | Caso Base | All generators | 0.92 | ind | Victoria 115/33/13.8 kV | m:Q:bushv in Mvar | 5.7613 | ElmTr3
2031 | 2031_DzMN_GzMX_Dp00_Gp00 | Caso Base | All generators | 0.93 | ind | Victoria 115/33/13.8 kV | m:Q:bushv in Mvar | 5.7613 | ElmTr3
2031 | 2031_DzMN_GzMX_Dp00_Gp00 | Caso Base | All generators | 0.94 | ind | Victoria 115/33/13.8 kV | m:Q:bushv in Mvar | 5.7613 | ElmTr3
2031 | 2031_DzMN_GzMX_Dp00_Gp00 | Caso Base | All generators | 0.95 | ind | Victoria 115/33/13.8 kV | m:Q:bushv in Mvar | 5.7613 | ElmTr3
2031 | 2031_DzMN_GzMX_Dp00_Gp00 | Caso Base | All generators | 0.96 | ind | Victoria 115/33/13.8 kV | m:Q:bushv in Mvar | 5.7613 | ElmTr3
2031 | 2031_DzMN_GzMX_Dp00_Gp00 | Caso Base | All generators | 0.97 | ind | Victoria 115/33/13.8 kV | m:Q:bushv in Mvar | 5.7613 | ElmTr3
2031 | 2031_DzMN_GzMX_Dp00_Gp00 | Caso Base | All generators | 0.98 | ind | Victoria 115/33/13.8 kV | m:Q:bushv in Mvar | 5.7613 | ElmTr3
2031 | 2031_DzMN_GzMX_Dp00_Gp00 | Caso Base | All generators | 0.99 | ind | Victoria 115/33/13.8 kV | m:Q:bushv in Mvar | 5.7613 | ElmTr3
2031 | 2031_DzMN_GzMX_Dp00_Gp00 | Caso Base | All generators | 1 | ind | Victoria 115/33/13.8 kV | m:Q:bushv in Mvar | 5.7613 | ElmTr3
2031 | 2031_DzMN_GzMX_Dp00_Gp00 | Caso Base | All generators | 0.9 | ind | Victoria 115/33/13.8 kV | m:cosphi:bushv | -0.94022 | ElmTr3
2031 | 2031_DzMN_GzMX_Dp00_Gp00 | Caso Base | All generators | 0.91 | ind | Victoria 115/33/13.8 kV | m:cosphi:bushv | -0.94022 | ElmTr3
2031 | 2031_DzMN_GzMX_Dp00_Gp00 | Caso Base | All generators | 0.92 | ind | Victoria 115/33/13.8 kV | m:cosphi:bushv | -0.94022 | ElmTr3
2031 | 2031_DzMN_GzMX_Dp00_Gp00 | Caso Base | All generators | 0.93 | ind | Victoria 115/33/13.8 kV | m:cosphi:bushv | -0.94022 | ElmTr3
2031 | 2031_DzMN_GzMX_Dp00_Gp00 | Caso Base | All generators | 0.94 | ind | Victoria 115/33/13.8 kV | m:cosphi:bushv | -0.94022 | ElmTr3
2031 | 2031_DzMN_GzMX_Dp00_Gp00 | Caso Base | All generators | 0.95 | ind | Victoria 115/33/13.8 kV | m:cosphi:bushv | -0.94022 | ElmTr3
2031 | 2031_DzMN_GzMX_Dp00_Gp00 | Caso Base | All generators | 0.96 | ind | Victoria 115/33/13.8 kV | m:cosphi:bushv | -0.94022 | ElmTr3
2031 | 2031_DzMN_GzMX_Dp00_Gp00 | Caso Base | All generators | 0.97 | ind | Victoria 115/33/13.8 kV | m:cosphi:bushv | -0.94022 | ElmTr3
2031 | 2031_DzMN_GzMX_Dp00_Gp00 | Caso Base | All generators | 0.98 | ind | Victoria 115/33/13.8 kV | m:cosphi:bushv | -0.94022 | ElmTr3
2031 | 2031_DzMN_GzMX_Dp00_Gp00 | Caso Base | All generators | 0.99 | ind | Victoria 115/33/13.8 kV | m:cosphi:bushv | -0.94022 | ElmTr3
2031 | 2031_DzMN_GzMX_Dp00_Gp00 | Caso Base | All generators | 1 | ind | Victoria 115/33/13.8 kV | m:cosphi:bushv | -0.94022 | ElmTr3
2031 | 2031_DzMX_GzMN_Dp00_Gp00 | A1-Pensilvania 33 kV | All generators | 0.9 | cap | Dorada - Magdalena 115 kV | m:P:bus1 in MW | 47.5925 | ElmLne
2031 | 2031_DzMX_GzMN_Dp00_Gp00 | A1-Pensilvania 33 kV | All generators | 0.91 | cap | Dorada - Magdalena 115 kV | m:P:bus1 in MW | 47.6208 | ElmLne
2031 | 2031_DzMX_GzMN_Dp00_Gp00 | A1-Pensilvania 33 kV | All generators | 0.92 | cap | Dorada - Magdalena 115 kV | m:P:bus1 in MW | 47.6467 | ElmLne
2031 | 2031_DzMX_GzMN_Dp00_Gp00 | A1-Pensilvania 33 kV | All generators | 0.93 | cap | Dorada - Magdalena 115 kV | m:P:bus1 in MW | 47.6711 | ElmLne
2031 | 2031_DzMX_GzMN_Dp00_Gp00 | A1-Pensilvania 33 kV | All generators | 0.94 | cap | Dorada - Magdalena 115 kV | m:P:bus1 in MW | 47.6944 | ElmLne
2031 | 2031_DzMX_GzMN_Dp00_Gp00 | A1-Pensilvania 33 kV | All generators | 0.95 | cap | Dorada - Magdalena 115 kV | m:P:bus1 in MW | 47.7171 | ElmLne
2031 | 2031_DzMX_GzMN_Dp00_Gp00 | A1-Pensilvania 33 kV | All generators | 0.96 | cap | Dorada - Magdalena 115 kV | m:P:bus1 in MW | 47.7397 | ElmLne
2031 | 2031_DzMX_GzMN_Dp00_Gp00 | A1-Pensilvania 33 kV | All generators | 0.97 | cap | Dorada - Magdalena 115 kV | m:P:bus1 in MW | 47.7627 | ElmLne
2031 | 2031_DzMX_GzMN_Dp00_Gp00 | A1-Pensilvania 33 kV | All generators | 0.98 | cap | Dorada - Magdalena 115 kV | m:P:bus1 in MW | 47.7873 | ElmLne
2031 | 2031_DzMX_GzMN_Dp00_Gp00 | A1-Pensilvania 33 kV | All generators | 0.99 | cap | Dorada - Magdalena 115 kV | m:P:bus1 in MW | 47.8158 | ElmLne
2031 | 2031_DzMX_GzMN_Dp00_Gp00 | A1-Pensilvania 33 kV | All generators | 1 | cap | Dorada - Magdalena 115 kV | m:P:bus1 in MW | 47.8737 | ElmLne
2031 | 2031_DzMX_GzMN_Dp00_Gp00 | A1-Pensilvania 33 kV | All generators | 0.9 | cap | Dorada - Magdalena 115 kV | m:P:bus2 in MW | -47.4701 | ElmLne
2031 | 2031_DzMX_GzMN_Dp00_Gp00 | A1-Pensilvania 33 kV | All generators | 0.91 | cap | Dorada - Magdalena 115 kV | m:P:bus2 in MW | -47.4983 | ElmLne
2031 | 2031_DzMX_GzMN_Dp00_Gp00 | A1-Pensilvania 33 kV | All generators | 0.92 | cap | Dorada - Magdalena 115 kV | m:P:bus2 in MW | -47.5241 | ElmLne
2031 | 2031_DzMX_GzMN_Dp00_Gp00 | A1-Pensilvania 33 kV | All generators | 0.93 | cap | Dorada - Magdalena 115 kV | m:P:bus2 in MW | -47.5484 | ElmLne
2031 | 2031_DzMX_GzMN_Dp00_Gp00 | A1-Pensilvania 33 kV | All generators | 0.94 | cap | Dorada - Magdalena 115 kV | m:P:bus2 in MW | -47.5716 | ElmLne
2031 | 2031_DzMX_GzMN_Dp00_Gp00 | A1-Pensilvania 33 kV | All generators | 0.95 | cap | Dorada - Magdalena 115 kV | m:P:bus2 in MW | -47.5942 | ElmLne
2031 | 2031_DzMX_GzMN_Dp00_Gp00 | A1-Pensilvania 33 kV | All generators | 0.96 | cap | Dorada - Magdalena 115 kV | m:P:bus2 in MW | -47.6167 | ElmLne
2031 | 2031_DzMX_GzMN_Dp00_Gp00 | A1-Pensilvania 33 kV | All generators | 0.97 | cap | Dorada - Magdalena 115 kV | m:P:bus2 in MW | -47.6397 | ElmLne
2031 | 2031_DzMX_GzMN_Dp00_Gp00 | A1-Pensilvania 33 kV | All generators | 0.98 | cap | Dorada - Magdalena 115 kV | m:P:bus2 in MW | -47.6641 | ElmLne
2031 | 2031_DzMX_GzMN_Dp00_Gp00 | A1-Pensilvania 33 kV | All generators | 0.99 | cap | Dorada - Magdalena 115 kV | m:P:bus2 in MW | -47.6925 | ElmLne
2031 | 2031_DzMX_GzMN_Dp00_Gp00 | A1-Pensilvania 33 kV | All generators | 1 | cap | Dorada - Magdalena 115 kV | m:P:bus2 in MW | -47.7502 | ElmLne
2031 | 2031_DzMX_GzMN_Dp00_Gp00 | A1-Pensilvania 33 kV | All generators | 0.9 | cap | Dorada - Magdalena 115 kV | m:Q:bus1 in Mvar | 7.8806 | ElmLne
2031 | 2031_DzMX_GzMN_Dp00_Gp00 | A1-Pensilvania 33 kV | All generators | 0.91 | cap | Dorada - Magdalena 115 kV | m:Q:bus1 in Mvar | 7.9416 | ElmLne
2031 | 2031_DzMX_GzMN_Dp00_Gp00 | A1-Pensilvania 33 kV | All generators | 0.92 | cap | Dorada - Magdalena 115 kV | m:Q:bus1 in Mvar | 7.9988 | ElmLne
2031 | 2031_DzMX_GzMN_Dp00_Gp00 | A1-Pensilvania 33 kV | All generators | 0.93 | cap | Dorada - Magdalena 115 kV | m:Q:bus1 in Mvar | 8.0535 | ElmLne
2031 | 2031_DzMX_GzMN_Dp00_Gp00 | A1-Pensilvania 33 kV | All generators | 0.94 | cap | Dorada - Magdalena 115 kV | m:Q:bus1 in Mvar | 8.1068 | ElmLne
2031 | 2031_DzMX_GzMN_Dp00_Gp00 | A1-Pensilvania 33 kV | All generators | 0.95 | cap | Dorada - Magdalena 115 kV | m:Q:bus1 in Mvar | 8.1598 | ElmLne
2031 | 2031_DzMX_GzMN_Dp00_Gp00 | A1-Pensilvania 33 kV | All generators | 0.96 | cap | Dorada - Magdalena 115 kV | m:Q:bus1 in Mvar | 8.2134 | ElmLne
2031 | 2031_DzMX_GzMN_Dp00_Gp00 | A1-Pensilvania 33 kV | All generators | 0.97 | cap | Dorada - Magdalena 115 kV | m:Q:bus1 in Mvar | 8.2694 | ElmLne
2031 | 2031_DzMX_GzMN_Dp00_Gp00 | A1-Pensilvania 33 kV | All generators | 0.98 | cap | Dorada - Magdalena 115 kV | m:Q:bus1 in Mvar | 8.3304 | ElmLne
2031 | 2031_DzMX_GzMN_Dp00_Gp00 | A1-Pensilvania 33 kV | All generators | 0.99 | cap | Dorada - Magdalena 115 kV | m:Q:bus1 in Mvar | 8.4031 | ElmLne
2031 | 2031_DzMX_GzMN_Dp00_Gp00 | A1-Pensilvania 33 kV | All generators | 1 | cap | Dorada - Magdalena 115 kV | m:Q:bus1 in Mvar | 8.5574 | ElmLne
2031 | 2031_DzMX_GzMN_Dp00_Gp00 | A1-Pensilvania 33 kV | All generators | 0.9 | cap | Dorada - Magdalena 115 kV | m:Q:bus2 in Mvar | -7.6332 | ElmLne
2031 | 2031_DzMX_GzMN_Dp00_Gp00 | A1-Pensilvania 33 kV | All generators | 0.91 | cap | Dorada - Magdalena 115 kV | m:Q:bus2 in Mvar | -7.6939 | ElmLne
2031 | 2031_DzMX_GzMN_Dp00_Gp00 | A1-Pensilvania 33 kV | All generators | 0.92 | cap | Dorada - Magdalena 115 kV | m:Q:bus2 in Mvar | -7.7508 | ElmLne
2031 | 2031_DzMX_GzMN_Dp00_Gp00 | A1-Pensilvania 33 kV | All generators | 0.93 | cap | Dorada - Magdalena 115 kV | m:Q:bus2 in Mvar | -7.8053 | ElmLne
2031 | 2031_DzMX_GzMN_Dp00_Gp00 | A1-Pensilvania 33 kV | All generators | 0.94 | cap | Dorada - Magdalena 115 kV | m:Q:bus2 in Mvar | -7.8583 | ElmLne
2031 | 2031_DzMX_GzMN_Dp00_Gp00 | A1-Pensilvania 33 kV | All generators | 0.95 | cap | Dorada - Magdalena 115 kV | m:Q:bus2 in Mvar | -7.911 | ElmLne
2031 | 2031_DzMX_GzMN_Dp00_Gp00 | A1-Pensilvania 33 kV | All generators | 0.96 | cap | Dorada - Magdalena 115 kV | m:Q:bus2 in Mvar | -7.9644 | ElmLne
2031 | 2031_DzMX_GzMN_Dp00_Gp00 | A1-Pensilvania 33 kV | All generators | 0.97 | cap | Dorada - Magdalena 115 kV | m:Q:bus2 in Mvar | -8.0201 | ElmLne
2031 | 2031_DzMX_GzMN_Dp00_Gp00 | A1-Pensilvania 33 kV | All generators | 0.98 | cap | Dorada - Magdalena 115 kV | m:Q:bus2 in Mvar | -8.0809 | ElmLne
2031 | 2031_DzMX_GzMN_Dp00_Gp00 | A1-Pensilvania 33 kV | All generators | 0.99 | cap | Dorada - Magdalena 115 kV | m:Q:bus2 in Mvar | -8.1533 | ElmLne
2031 | 2031_DzMX_GzMN_Dp00_Gp00 | A1-Pensilvania 33 kV | All generators | 1 | cap | Dorada - Magdalena 115 kV | m:Q:bus2 in Mvar | -8.307 | ElmLne
2031 | 2031_DzMX_GzMN_Dp00_Gp00 | A1-Pensilvania 33 kV | All generators | 0.9 | cap | Dorada - Magdalena 115 kV | m:cosphi:bus1 | 0.98657 | ElmLne
2031 | 2031_DzMX_GzMN_Dp00_Gp00 | A1-Pensilvania 33 kV | All generators | 0.91 | cap | Dorada - Magdalena 115 kV | m:cosphi:bus1 | 0.98638 | ElmLne
2031 | 2031_DzMX_GzMN_Dp00_Gp00 | A1-Pensilvania 33 kV | All generators | 0.92 | cap | Dorada - Magdalena 115 kV | m:cosphi:bus1 | 0.9862 | ElmLne
2031 | 2031_DzMX_GzMN_Dp00_Gp00 | A1-Pensilvania 33 kV | All generators | 0.93 | cap | Dorada - Magdalena 115 kV | m:cosphi:bus1 | 0.98603 | ElmLne
2031 | 2031_DzMX_GzMN_Dp00_Gp00 | A1-Pensilvania 33 kV | All generators | 0.94 | cap | Dorada - Magdalena 115 kV | m:cosphi:bus1 | 0.98586 | ElmLne
2031 | 2031_DzMX_GzMN_Dp00_Gp00 | A1-Pensilvania 33 kV | All generators | 0.95 | cap | Dorada - Magdalena 115 kV | m:cosphi:bus1 | 0.98569 | ElmLne
2031 | 2031_DzMX_GzMN_Dp00_Gp00 | A1-Pensilvania 33 kV | All generators | 0.96 | cap | Dorada - Magdalena 115 kV | m:cosphi:bus1 | 0.98552 | ElmLne
2031 | 2031_DzMX_GzMN_Dp00_Gp00 | A1-Pensilvania 33 kV | All generators | 0.97 | cap | Dorada - Magdalena 115 kV | m:cosphi:bus1 | 0.98534 | ElmLne
2031 | 2031_DzMX_GzMN_Dp00_Gp00 | A1-Pensilvania 33 kV | All generators | 0.98 | cap | Dorada - Magdalena 115 kV | m:cosphi:bus1 | 0.98514 | ElmLne
2031 | 2031_DzMX_GzMN_Dp00_Gp00 | A1-Pensilvania 33 kV | All generators | 0.99 | cap | Dorada - Magdalena 115 kV | m:cosphi:bus1 | 0.98491 | ElmLne
2031 | 2031_DzMX_GzMN_Dp00_Gp00 | A1-Pensilvania 33 kV | All generators | 1 | cap | Dorada - Magdalena 115 kV | m:cosphi:bus1 | 0.9844 | ElmLne
2031 | 2031_DzMX_GzMN_Dp00_Gp00 | A1-Pensilvania 33 kV | All generators | 0.9 | cap | Dorada - Magdalena 115 kV | m:cosphi:bus2 | -0.98732 | ElmLne
2031 | 2031_DzMX_GzMN_Dp00_Gp00 | A1-Pensilvania 33 kV | All generators | 0.91 | cap | Dorada - Magdalena 115 kV | m:cosphi:bus2 | -0.98713 | ElmLne
2031 | 2031_DzMX_GzMN_Dp00_Gp00 | A1-Pensilvania 33 kV | All generators | 0.92 | cap | Dorada - Magdalena 115 kV | m:cosphi:bus2 | -0.98696 | ElmLne
2031 | 2031_DzMX_GzMN_Dp00_Gp00 | A1-Pensilvania 33 kV | All generators | 0.93 | cap | Dorada - Magdalena 115 kV | m:cosphi:bus2 | -0.98679 | ElmLne
2031 | 2031_DzMX_GzMN_Dp00_Gp00 | A1-Pensilvania 33 kV | All generators | 0.94 | cap | Dorada - Magdalena 115 kV | m:cosphi:bus2 | -0.98663 | ElmLne
2031 | 2031_DzMX_GzMN_Dp00_Gp00 | A1-Pensilvania 33 kV | All generators | 0.95 | cap | Dorada - Magdalena 115 kV | m:cosphi:bus2 | -0.98647 | ElmLne
2031 | 2031_DzMX_GzMN_Dp00_Gp00 | A1-Pensilvania 33 kV | All generators | 0.96 | cap | Dorada - Magdalena 115 kV | m:cosphi:bus2 | -0.9863 | ElmLne
2031 | 2031_DzMX_GzMN_Dp00_Gp00 | A1-Pensilvania 33 kV | All generators | 0.97 | cap | Dorada - Magdalena 115 kV | m:cosphi:bus2 | -0.98612 | ElmLne
2031 | 2031_DzMX_GzMN_Dp00_Gp00 | A1-Pensilvania 33 kV | All generators | 0.98 | cap | Dorada - Magdalena 115 kV | m:cosphi:bus2 | -0.98593 | ElmLne
2031 | 2031_DzMX_GzMN_Dp00_Gp00 | A1-Pensilvania 33 kV | All generators | 0.99 | cap | Dorada - Magdalena 115 kV | m:cosphi:bus2 | -0.9857 | ElmLne
2031 | 2031_DzMX_GzMN_Dp00_Gp00 | A1-Pensilvania 33 kV | All generators | 1 | cap | Dorada - Magdalena 115 kV | m:cosphi:bus2 | -0.9852 | ElmLne
2031 | 2031_DzMX_GzMN_Dp00_Gp00 | A1-Pensilvania 33 kV | All generators | 0.9 | cap | Mariquita - Victoria 2 115 | m:P:bus1 in MW | 10.9645 | ElmLne
2031 | 2031_DzMX_GzMN_Dp00_Gp00 | A1-Pensilvania 33 kV | All generators | 0.91 | cap | Mariquita - Victoria 2 115 | m:P:bus1 in MW | 10.9601 | ElmLne
2031 | 2031_DzMX_GzMN_Dp00_Gp00 | A1-Pensilvania 33 kV | All generators | 0.92 | cap | Mariquita - Victoria 2 115 | m:P:bus1 in MW | 10.9559 | ElmLne
2031 | 2031_DzMX_GzMN_Dp00_Gp00 | A1-Pensilvania 33 kV | All generators | 0.93 | cap | Mariquita - Victoria 2 115 | m:P:bus1 in MW | 10.9519 | ElmLne
2031 | 2031_DzMX_GzMN_Dp00_Gp00 | A1-Pensilvania 33 kV | All generators | 0.94 | cap | Mariquita - Victoria 2 115 | m:P:bus1 in MW | 10.9479 | ElmLne
2031 | 2031_DzMX_GzMN_Dp00_Gp00 | A1-Pensilvania 33 kV | All generators | 0.95 | cap | Mariquita - Victoria 2 115 | m:P:bus1 in MW | 10.944 | ElmLne
2031 | 2031_DzMX_GzMN_Dp00_Gp00 | A1-Pensilvania 33 kV | All generators | 0.96 | cap | Mariquita - Victoria 2 115 | m:P:bus1 in MW | 10.94 | ElmLne
2031 | 2031_DzMX_GzMN_Dp00_Gp00 | A1-Pensilvania 33 kV | All generators | 0.97 | cap | Mariquita - Victoria 2 115 | m:P:bus1 in MW | 10.9359 | ElmLne
2031 | 2031_DzMX_GzMN_Dp00_Gp00 | A1-Pensilvania 33 kV | All generators | 0.98 | cap | Mariquita - Victoria 2 115 | m:P:bus1 in MW | 10.9313 | ElmLne
2031 | 2031_DzMX_GzMN_Dp00_Gp00 | A1-Pensilvania 33 kV | All generators | 0.99 | cap | Mariquita - Victoria 2 115 | m:P:bus1 in MW | 10.9258 | ElmLne
2031 | 2031_DzMX_GzMN_Dp00_Gp00 | A1-Pensilvania 33 kV | All generators | 1 | cap | Mariquita - Victoria 2 115 | m:P:bus1 in MW | 10.9141 | ElmLne
2031 | 2031_DzMX_GzMN_Dp00_Gp00 | A1-Pensilvania 33 kV | All generators | 0.9 | cap | Mariquita - Victoria 2 115 | m:P:bus2 in MW | -10.9321 | ElmLne
2031 | 2031_DzMX_GzMN_Dp00_Gp00 | A1-Pensilvania 33 kV | All generators | 0.91 | cap | Mariquita - Victoria 2 115 | m:P:bus2 in MW | -10.9277 | ElmLne
2031 | 2031_DzMX_GzMN_Dp00_Gp00 | A1-Pensilvania 33 kV | All generators | 0.92 | cap | Mariquita - Victoria 2 115 | m:P:bus2 in MW | -10.9236 | ElmLne
2031 | 2031_DzMX_GzMN_Dp00_Gp00 | A1-Pensilvania 33 kV | All generators | 0.93 | cap | Mariquita - Victoria 2 115 | m:P:bus2 in MW | -10.9196 | ElmLne
2031 | 2031_DzMX_GzMN_Dp00_Gp00 | A1-Pensilvania 33 kV | All generators | 0.94 | cap | Mariquita - Victoria 2 115 | m:P:bus2 in MW | -10.9157 | ElmLne
2031 | 2031_DzMX_GzMN_Dp00_Gp00 | A1-Pensilvania 33 kV | All generators | 0.95 | cap | Mariquita - Victoria 2 115 | m:P:bus2 in MW | -10.9118 | ElmLne
2031 | 2031_DzMX_GzMN_Dp00_Gp00 | A1-Pensilvania 33 kV | All generators | 0.96 | cap | Mariquita - Victoria 2 115 | m:P:bus2 in MW | -10.9079 | ElmLne
2031 | 2031_DzMX_GzMN_Dp00_Gp00 | A1-Pensilvania 33 kV | All generators | 0.97 | cap | Mariquita - Victoria 2 115 | m:P:bus2 in MW | -10.9037 | ElmLne
2031 | 2031_DzMX_GzMN_Dp00_Gp00 | A1-Pensilvania 33 kV | All generators | 0.98 | cap | Mariquita - Victoria 2 115 | m:P:bus2 in MW | -10.8992 | ElmLne
2031 | 2031_DzMX_GzMN_Dp00_Gp00 | A1-Pensilvania 33 kV | All generators | 0.99 | cap | Mariquita - Victoria 2 115 | m:P:bus2 in MW | -10.8938 | ElmLne
2031 | 2031_DzMX_GzMN_Dp00_Gp00 | A1-Pensilvania 33 kV | All generators | 1 | cap | Mariquita - Victoria 2 115 | m:P:bus2 in MW | -10.8822 | ElmLne
2031 | 2031_DzMX_GzMN_Dp00_Gp00 | A1-Pensilvania 33 kV | All generators | 0.9 | cap | Mariquita - Victoria 2 115 | m:Q:bus1 in Mvar | -5.9832 | ElmLne
2031 | 2031_DzMX_GzMN_Dp00_Gp00 | A1-Pensilvania 33 kV | All generators | 0.91 | cap | Mariquita - Victoria 2 115 | m:Q:bus1 in Mvar | -5.9894 | ElmLne
2031 | 2031_DzMX_GzMN_Dp00_Gp00 | A1-Pensilvania 33 kV | All generators | 0.92 | cap | Mariquita - Victoria 2 115 | m:Q:bus1 in Mvar | -5.9952 | ElmLne
2031 | 2031_DzMX_GzMN_Dp00_Gp00 | A1-Pensilvania 33 kV | All generators | 0.93 | cap | Mariquita - Victoria 2 115 | m:Q:bus1 in Mvar | -6.0008 | ElmLne
2031 | 2031_DzMX_GzMN_Dp00_Gp00 | A1-Pensilvania 33 kV | All generators | 0.94 | cap | Mariquita - Victoria 2 115 | m:Q:bus1 in Mvar | -6.0062 | ElmLne
2031 | 2031_DzMX_GzMN_Dp00_Gp00 | A1-Pensilvania 33 kV | All generators | 0.95 | cap | Mariquita - Victoria 2 115 | m:Q:bus1 in Mvar | -6.0117 | ElmLne
2031 | 2031_DzMX_GzMN_Dp00_Gp00 | A1-Pensilvania 33 kV | All generators | 0.96 | cap | Mariquita - Victoria 2 115 | m:Q:bus1 in Mvar | -6.0172 | ElmLne
2031 | 2031_DzMX_GzMN_Dp00_Gp00 | A1-Pensilvania 33 kV | All generators | 0.97 | cap | Mariquita - Victoria 2 115 | m:Q:bus1 in Mvar | -6.0231 | ElmLne
2031 | 2031_DzMX_GzMN_Dp00_Gp00 | A1-Pensilvania 33 kV | All generators | 0.98 | cap | Mariquita - Victoria 2 115 | m:Q:bus1 in Mvar | -6.0294 | ElmLne
2031 | 2031_DzMX_GzMN_Dp00_Gp00 | A1-Pensilvania 33 kV | All generators | 0.99 | cap | Mariquita - Victoria 2 115 | m:Q:bus1 in Mvar | -6.0371 | ElmLne
2031 | 2031_DzMX_GzMN_Dp00_Gp00 | A1-Pensilvania 33 kV | All generators | 1 | cap | Mariquita - Victoria 2 115 | m:Q:bus1 in Mvar | -6.0535 | ElmLne
2031 | 2031_DzMX_GzMN_Dp00_Gp00 | A1-Pensilvania 33 kV | All generators | 0.9 | cap | Mariquita - Victoria 2 115 | m:Q:bus2 in Mvar | 5.4109 | ElmLne
2031 | 2031_DzMX_GzMN_Dp00_Gp00 | A1-Pensilvania 33 kV | All generators | 0.91 | cap | Mariquita - Victoria 2 115 | m:Q:bus2 in Mvar | 5.4164 | ElmLne
2031 | 2031_DzMX_GzMN_Dp00_Gp00 | A1-Pensilvania 33 kV | All generators | 0.92 | cap | Mariquita - Victoria 2 115 | m:Q:bus2 in Mvar | 5.4215 | ElmLne
2031 | 2031_DzMX_GzMN_Dp00_Gp00 | A1-Pensilvania 33 kV | All generators | 0.93 | cap | Mariquita - Victoria 2 115 | m:Q:bus2 in Mvar | 5.4264 | ElmLne
2031 | 2031_DzMX_GzMN_Dp00_Gp00 | A1-Pensilvania 33 kV | All generators | 0.94 | cap | Mariquita - Victoria 2 115 | m:Q:bus2 in Mvar | 5.4313 | ElmLne
2031 | 2031_DzMX_GzMN_Dp00_Gp00 | A1-Pensilvania 33 kV | All generators | 0.95 | cap | Mariquita - Victoria 2 115 | m:Q:bus2 in Mvar | 5.4361 | ElmLne
2031 | 2031_DzMX_GzMN_Dp00_Gp00 | A1-Pensilvania 33 kV | All generators | 0.96 | cap | Mariquita - Victoria 2 115 | m:Q:bus2 in Mvar | 5.441 | ElmLne
2031 | 2031_DzMX_GzMN_Dp00_Gp00 | A1-Pensilvania 33 kV | All generators | 0.97 | cap | Mariquita - Victoria 2 115 | m:Q:bus2 in Mvar | 5.4462 | ElmLne
2031 | 2031_DzMX_GzMN_Dp00_Gp00 | A1-Pensilvania 33 kV | All generators | 0.98 | cap | Mariquita - Victoria 2 115 | m:Q:bus2 in Mvar | 5.4518 | ElmLne
2031 | 2031_DzMX_GzMN_Dp00_Gp00 | A1-Pensilvania 33 kV | All generators | 0.99 | cap | Mariquita - Victoria 2 115 | m:Q:bus2 in Mvar | 5.4586 | ElmLne
2031 | 2031_DzMX_GzMN_Dp00_Gp00 | A1-Pensilvania 33 kV | All generators | 1 | cap | Mariquita - Victoria 2 115 | m:Q:bus2 in Mvar | 5.4732 | ElmLne
2031 | 2031_DzMX_GzMN_Dp00_Gp00 | A1-Pensilvania 33 kV | All generators | 0.9 | cap | Mariquita - Victoria 2 115 | m:cosphi:bus1 | 0.87781 | ElmLne
2031 | 2031_DzMX_GzMN_Dp00_Gp00 | A1-Pensilvania 33 kV | All generators | 0.91 | cap | Mariquita - Victoria 2 115 | m:cosphi:bus1 | 0.87752 | ElmLne
2031 | 2031_DzMX_GzMN_Dp00_Gp00 | A1-Pensilvania 33 kV | All generators | 0.92 | cap | Mariquita - Victoria 2 115 | m:cosphi:bus1 | 0.87725 | ElmLne
2031 | 2031_DzMX_GzMN_Dp00_Gp00 | A1-Pensilvania 33 kV | All generators | 0.93 | cap | Mariquita - Victoria 2 115 | m:cosphi:bus1 | 0.87699 | ElmLne
2031 | 2031_DzMX_GzMN_Dp00_Gp00 | A1-Pensilvania 33 kV | All generators | 0.94 | cap | Mariquita - Victoria 2 115 | m:cosphi:bus1 | 0.87673 | ElmLne
2031 | 2031_DzMX_GzMN_Dp00_Gp00 | A1-Pensilvania 33 kV | All generators | 0.95 | cap | Mariquita - Victoria 2 115 | m:cosphi:bus1 | 0.87647 | ElmLne
2031 | 2031_DzMX_GzMN_Dp00_Gp00 | A1-Pensilvania 33 kV | All generators | 0.96 | cap | Mariquita - Victoria 2 115 | m:cosphi:bus1 | 0.87621 | ElmLne
2031 | 2031_DzMX_GzMN_Dp00_Gp00 | A1-Pensilvania 33 kV | All generators | 0.97 | cap | Mariquita - Victoria 2 115 | m:cosphi:bus1 | 0.87593 | ElmLne
2031 | 2031_DzMX_GzMN_Dp00_Gp00 | A1-Pensilvania 33 kV | All generators | 0.98 | cap | Mariquita - Victoria 2 115 | m:cosphi:bus1 | 0.87563 | ElmLne
2031 | 2031_DzMX_GzMN_Dp00_Gp00 | A1-Pensilvania 33 kV | All generators | 0.99 | cap | Mariquita - Victoria 2 115 | m:cosphi:bus1 | 0.87527 | ElmLne
2031 | 2031_DzMX_GzMN_Dp00_Gp00 | A1-Pensilvania 33 kV | All generators | 1 | cap | Mariquita - Victoria 2 115 | m:cosphi:bus1 | 0.87449 | ElmLne
2031 | 2031_DzMX_GzMN_Dp00_Gp00 | A1-Pensilvania 33 kV | All generators | 0.9 | cap | Mariquita - Victoria 2 115 | m:cosphi:bus2 | -0.89623 | ElmLne
2031 | 2031_DzMX_GzMN_Dp00_Gp00 | A1-Pensilvania 33 kV | All generators | 0.91 | cap | Mariquita - Victoria 2 115 | m:cosphi:bus2 | -0.89598 | ElmLne
2031 | 2031_DzMX_GzMN_Dp00_Gp00 | A1-Pensilvania 33 kV | All generators | 0.92 | cap | Mariquita - Victoria 2 115 | m:cosphi:bus2 | -0.89575 | ElmLne
2031 | 2031_DzMX_GzMN_Dp00_Gp00 | A1-Pensilvania 33 kV | All generators | 0.93 | cap | Mariquita - Victoria 2 115 | m:cosphi:bus2 | -0.89552 | ElmLne
2031 | 2031_DzMX_GzMN_Dp00_Gp00 | A1-Pensilvania 33 kV | All generators | 0.94 | cap | Mariquita - Victoria 2 115 | m:cosphi:bus2 | -0.8953 | ElmLne
2031 | 2031_DzMX_GzMN_Dp00_Gp00 | A1-Pensilvania 33 kV | All generators | 0.95 | cap | Mariquita - Victoria 2 115 | m:cosphi:bus2 | -0.89508 | ElmLne
2031 | 2031_DzMX_GzMN_Dp00_Gp00 | A1-Pensilvania 33 kV | All generators | 0.96 | cap | Mariquita - Victoria 2 115 | m:cosphi:bus2 | -0.89485 | ElmLne
2031 | 2031_DzMX_GzMN_Dp00_Gp00 | A1-Pensilvania 33 kV | All generators | 0.97 | cap | Mariquita - Victoria 2 115 | m:cosphi:bus2 | -0.89461 | ElmLne
2031 | 2031_DzMX_GzMN_Dp00_Gp00 | A1-Pensilvania 33 kV | All generators | 0.98 | cap | Mariquita - Victoria 2 115 | m:cosphi:bus2 | -0.89435 | ElmLne
2031 | 2031_DzMX_GzMN_Dp00_Gp00 | A1-Pensilvania 33 kV | All generators | 0.99 | cap | Mariquita - Victoria 2 115 | m:cosphi:bus2 | -0.89404 | ElmLne
2031 | 2031_DzMX_GzMN_Dp00_Gp00 | A1-Pensilvania 33 kV | All generators | 1 | cap | Mariquita - Victoria 2 115 | m:cosphi:bus2 | -0.89337 | ElmLne
2031 | 2031_DzMX_GzMN_Dp00_Gp00 | A1-Pensilvania 33 kV | All generators | 0.9 | cap | Dorada 115/33/13.8 kV | m:P:bushv in MW | 13.3496 | ElmTr3
2031 | 2031_DzMX_GzMN_Dp00_Gp00 | A1-Pensilvania 33 kV | All generators | 0.91 | cap | Dorada 115/33/13.8 kV | m:P:bushv in MW | 13.332 | ElmTr3
2031 | 2031_DzMX_GzMN_Dp00_Gp00 | A1-Pensilvania 33 kV | All generators | 0.92 | cap | Dorada 115/33/13.8 kV | m:P:bushv in MW | 13.3166 | ElmTr3
2031 | 2031_DzMX_GzMN_Dp00_Gp00 | A1-Pensilvania 33 kV | All generators | 0.93 | cap | Dorada 115/33/13.8 kV | m:P:bushv in MW | 13.3028 | ElmTr3
2031 | 2031_DzMX_GzMN_Dp00_Gp00 | A1-Pensilvania 33 kV | All generators | 0.94 | cap | Dorada 115/33/13.8 kV | m:P:bushv in MW | 13.2902 | ElmTr3
2031 | 2031_DzMX_GzMN_Dp00_Gp00 | A1-Pensilvania 33 kV | All generators | 0.95 | cap | Dorada 115/33/13.8 kV | m:P:bushv in MW | 13.2786 | ElmTr3
2031 | 2031_DzMX_GzMN_Dp00_Gp00 | A1-Pensilvania 33 kV | All generators | 0.96 | cap | Dorada 115/33/13.8 kV | m:P:bushv in MW | 13.2677 | ElmTr3
2031 | 2031_DzMX_GzMN_Dp00_Gp00 | A1-Pensilvania 33 kV | All generators | 0.97 | cap | Dorada 115/33/13.8 kV | m:P:bushv in MW | 13.2572 | ElmTr3
2031 | 2031_DzMX_GzMN_Dp00_Gp00 | A1-Pensilvania 33 kV | All generators | 0.98 | cap | Dorada 115/33/13.8 kV | m:P:bushv in MW | 13.2469 | ElmTr3
2031 | 2031_DzMX_GzMN_Dp00_Gp00 | A1-Pensilvania 33 kV | All generators | 0.99 | cap | Dorada 115/33/13.8 kV | m:P:bushv in MW | 13.2361 | ElmTr3
2031 | 2031_DzMX_GzMN_Dp00_Gp00 | A1-Pensilvania 33 kV | All generators | 1 | cap | Dorada 115/33/13.8 kV | m:P:bushv in MW | 13.2184 | ElmTr3
2031 | 2031_DzMX_GzMN_Dp00_Gp00 | A1-Pensilvania 33 kV | All generators | 0.9 | cap | Dorada 115/33/13.8 kV | m:Q:bushv in Mvar | 8.5378 | ElmTr3
2031 | 2031_DzMX_GzMN_Dp00_Gp00 | A1-Pensilvania 33 kV | All generators | 0.91 | cap | Dorada 115/33/13.8 kV | m:Q:bushv in Mvar | 8.4444 | ElmTr3
2031 | 2031_DzMX_GzMN_Dp00_Gp00 | A1-Pensilvania 33 kV | All generators | 0.92 | cap | Dorada 115/33/13.8 kV | m:Q:bushv in Mvar | 8.3568 | ElmTr3
2031 | 2031_DzMX_GzMN_Dp00_Gp00 | A1-Pensilvania 33 kV | All generators | 0.93 | cap | Dorada 115/33/13.8 kV | m:Q:bushv in Mvar | 8.273 | ElmTr3
2031 | 2031_DzMX_GzMN_Dp00_Gp00 | A1-Pensilvania 33 kV | All generators | 0.94 | cap | Dorada 115/33/13.8 kV | m:Q:bushv in Mvar | 8.1913 | ElmTr3
2031 | 2031_DzMX_GzMN_Dp00_Gp00 | A1-Pensilvania 33 kV | All generators | 0.95 | cap | Dorada 115/33/13.8 kV | m:Q:bushv in Mvar | 8.1103 | ElmTr3
2031 | 2031_DzMX_GzMN_Dp00_Gp00 | A1-Pensilvania 33 kV | All generators | 0.96 | cap | Dorada 115/33/13.8 kV | m:Q:bushv in Mvar | 8.0281 | ElmTr3
2031 | 2031_DzMX_GzMN_Dp00_Gp00 | A1-Pensilvania 33 kV | All generators | 0.97 | cap | Dorada 115/33/13.8 kV | m:Q:bushv in Mvar | 7.9423 | ElmTr3
2031 | 2031_DzMX_GzMN_Dp00_Gp00 | A1-Pensilvania 33 kV | All generators | 0.98 | cap | Dorada 115/33/13.8 kV | m:Q:bushv in Mvar | 7.8488 | ElmTr3
2031 | 2031_DzMX_GzMN_Dp00_Gp00 | A1-Pensilvania 33 kV | All generators | 0.99 | cap | Dorada 115/33/13.8 kV | m:Q:bushv in Mvar | 7.7372 | ElmTr3
2031 | 2031_DzMX_GzMN_Dp00_Gp00 | A1-Pensilvania 33 kV | All generators | 1 | cap | Dorada 115/33/13.8 kV | m:Q:bushv in Mvar | 7.5004 | ElmTr3
2031 | 2031_DzMX_GzMN_Dp00_Gp00 | A1-Pensilvania 33 kV | All generators | 0.9 | cap | Dorada 115/33/13.8 kV | m:cosphi:bushv | 0.84244 | ElmTr3
2031 | 2031_DzMX_GzMN_Dp00_Gp00 | A1-Pensilvania 33 kV | All generators | 0.91 | cap | Dorada 115/33/13.8 kV | m:cosphi:bushv | 0.8448 | ElmTr3
2031 | 2031_DzMX_GzMN_Dp00_Gp00 | A1-Pensilvania 33 kV | All generators | 0.92 | cap | Dorada 115/33/13.8 kV | m:cosphi:bushv | 0.84703 | ElmTr3
2031 | 2031_DzMX_GzMN_Dp00_Gp00 | A1-Pensilvania 33 kV | All generators | 0.93 | cap | Dorada 115/33/13.8 kV | m:cosphi:bushv | 0.84918 | ElmTr3
2031 | 2031_DzMX_GzMN_Dp00_Gp00 | A1-Pensilvania 33 kV | All generators | 0.94 | cap | Dorada 115/33/13.8 kV | m:cosphi:bushv | 0.85129 | ElmTr3
2031 | 2031_DzMX_GzMN_Dp00_Gp00 | A1-Pensilvania 33 kV | All generators | 0.95 | cap | Dorada 115/33/13.8 kV | m:cosphi:bushv | 0.85341 | ElmTr3
2031 | 2031_DzMX_GzMN_Dp00_Gp00 | A1-Pensilvania 33 kV | All generators | 0.96 | cap | Dorada 115/33/13.8 kV | m:cosphi:bushv | 0.85557 | ElmTr3
2031 | 2031_DzMX_GzMN_Dp00_Gp00 | A1-Pensilvania 33 kV | All generators | 0.97 | cap | Dorada 115/33/13.8 kV | m:cosphi:bushv | 0.85784 | ElmTr3
2031 | 2031_DzMX_GzMN_Dp00_Gp00 | A1-Pensilvania 33 kV | All generators | 0.98 | cap | Dorada 115/33/13.8 kV | m:cosphi:bushv | 0.86033 | ElmTr3
2031 | 2031_DzMX_GzMN_Dp00_Gp00 | A1-Pensilvania 33 kV | All generators | 0.99 | cap | Dorada 115/33/13.8 kV | m:cosphi:bushv | 0.86332 | ElmTr3
2031 | 2031_DzMX_GzMN_Dp00_Gp00 | A1-Pensilvania 33 kV | All generators | 1 | cap | Dorada 115/33/13.8 kV | m:cosphi:bushv | 0.86974 | ElmTr3
2031 | 2031_DzMX_GzMN_Dp00_Gp00 | A1-Pensilvania 33 kV | All generators | 0.9 | cap | Manzanares 115/33/13.8 kV | m:P:bushv in MW | -3.3053 | ElmTr3
2031 | 2031_DzMX_GzMN_Dp00_Gp00 | A1-Pensilvania 33 kV | All generators | 0.91 | cap | Manzanares 115/33/13.8 kV | m:P:bushv in MW | -3.4415 | ElmTr3
2031 | 2031_DzMX_GzMN_Dp00_Gp00 | A1-Pensilvania 33 kV | All generators | 0.92 | cap | Manzanares 115/33/13.8 kV | m:P:bushv in MW | -3.5624 | ElmTr3
2031 | 2031_DzMX_GzMN_Dp00_Gp00 | A1-Pensilvania 33 kV | All generators | 0.93 | cap | Manzanares 115/33/13.8 kV | m:P:bushv in MW | -3.672 | ElmTr3
2031 | 2031_DzMX_GzMN_Dp00_Gp00 | A1-Pensilvania 33 kV | All generators | 0.94 | cap | Manzanares 115/33/13.8 kV | m:P:bushv in MW | -3.773 | ElmTr3
2031 | 2031_DzMX_GzMN_Dp00_Gp00 | A1-Pensilvania 33 kV | All generators | 0.95 | cap | Manzanares 115/33/13.8 kV | m:P:bushv in MW | -3.8677 | ElmTr3
2031 | 2031_DzMX_GzMN_Dp00_Gp00 | A1-Pensilvania 33 kV | All generators | 0.96 | cap | Manzanares 115/33/13.8 kV | m:P:bushv in MW | -3.958 | ElmTr3
2031 | 2031_DzMX_GzMN_Dp00_Gp00 | A1-Pensilvania 33 kV | All generators | 0.97 | cap | Manzanares 115/33/13.8 kV | m:P:bushv in MW | -4.046 | ElmTr3
2031 | 2031_DzMX_GzMN_Dp00_Gp00 | A1-Pensilvania 33 kV | All generators | 0.98 | cap | Manzanares 115/33/13.8 kV | m:P:bushv in MW | -4.1349 | ElmTr3
2031 | 2031_DzMX_GzMN_Dp00_Gp00 | A1-Pensilvania 33 kV | All generators | 0.99 | cap | Manzanares 115/33/13.8 kV | m:P:bushv in MW | -4.2312 | ElmTr3
2031 | 2031_DzMX_GzMN_Dp00_Gp00 | A1-Pensilvania 33 kV | All generators | 1 | cap | Manzanares 115/33/13.8 kV | m:P:bushv in MW | -4.4008 | ElmTr3
2031 | 2031_DzMX_GzMN_Dp00_Gp00 | A1-Pensilvania 33 kV | All generators | 0.9 | cap | Manzanares 115/33/13.8 kV | m:Q:bushv in Mvar | 11.384 | ElmTr3
2031 | 2031_DzMX_GzMN_Dp00_Gp00 | A1-Pensilvania 33 kV | All generators | 0.91 | cap | Manzanares 115/33/13.8 kV | m:Q:bushv in Mvar | 10.8114 | ElmTr3
2031 | 2031_DzMX_GzMN_Dp00_Gp00 | A1-Pensilvania 33 kV | All generators | 0.92 | cap | Manzanares 115/33/13.8 kV | m:Q:bushv in Mvar | 10.273 | ElmTr3
2031 | 2031_DzMX_GzMN_Dp00_Gp00 | A1-Pensilvania 33 kV | All generators | 0.93 | cap | Manzanares 115/33/13.8 kV | m:Q:bushv in Mvar | 9.7565 | ElmTr3
2031 | 2031_DzMX_GzMN_Dp00_Gp00 | A1-Pensilvania 33 kV | All generators | 0.94 | cap | Manzanares 115/33/13.8 kV | m:Q:bushv in Mvar | 9.2519 | ElmTr3
2031 | 2031_DzMX_GzMN_Dp00_Gp00 | A1-Pensilvania 33 kV | All generators | 0.95 | cap | Manzanares 115/33/13.8 kV | m:Q:bushv in Mvar | 8.7497 | ElmTr3
2031 | 2031_DzMX_GzMN_Dp00_Gp00 | A1-Pensilvania 33 kV | All generators | 0.96 | cap | Manzanares 115/33/13.8 kV | m:Q:bushv in Mvar | 8.2391 | ElmTr3
2031 | 2031_DzMX_GzMN_Dp00_Gp00 | A1-Pensilvania 33 kV | All generators | 0.97 | cap | Manzanares 115/33/13.8 kV | m:Q:bushv in Mvar | 7.7051 | ElmTr3
2031 | 2031_DzMX_GzMN_Dp00_Gp00 | A1-Pensilvania 33 kV | All generators | 0.98 | cap | Manzanares 115/33/13.8 kV | m:Q:bushv in Mvar | 7.1213 | ElmTr3
2031 | 2031_DzMX_GzMN_Dp00_Gp00 | A1-Pensilvania 33 kV | All generators | 0.99 | cap | Manzanares 115/33/13.8 kV | m:Q:bushv in Mvar | 6.423 | ElmTr3
2031 | 2031_DzMX_GzMN_Dp00_Gp00 | A1-Pensilvania 33 kV | All generators | 1 | cap | Manzanares 115/33/13.8 kV | m:Q:bushv in Mvar | 4.9324 | ElmTr3
2031 | 2031_DzMX_GzMN_Dp00_Gp00 | A1-Pensilvania 33 kV | All generators | 0.9 | cap | Manzanares 115/33/13.8 kV | m:cosphi:bushv | -0.27883 | ElmTr3
2031 | 2031_DzMX_GzMN_Dp00_Gp00 | A1-Pensilvania 33 kV | All generators | 0.91 | cap | Manzanares 115/33/13.8 kV | m:cosphi:bushv | -0.30333 | ElmTr3
2031 | 2031_DzMX_GzMN_Dp00_Gp00 | A1-Pensilvania 33 kV | All generators | 0.92 | cap | Manzanares 115/33/13.8 kV | m:cosphi:bushv | -0.32764 | ElmTr3
2031 | 2031_DzMX_GzMN_Dp00_Gp00 | A1-Pensilvania 33 kV | All generators | 0.93 | cap | Manzanares 115/33/13.8 kV | m:cosphi:bushv | -0.35224 | ElmTr3
2031 | 2031_DzMX_GzMN_Dp00_Gp00 | A1-Pensilvania 33 kV | All generators | 0.94 | cap | Manzanares 115/33/13.8 kV | m:cosphi:bushv | -0.37762 | ElmTr3
2031 | 2031_DzMX_GzMN_Dp00_Gp00 | A1-Pensilvania 33 kV | All generators | 0.95 | cap | Manzanares 115/33/13.8 kV | m:cosphi:bushv | -0.4043 | ElmTr3
2031 | 2031_DzMX_GzMN_Dp00_Gp00 | A1-Pensilvania 33 kV | All generators | 0.96 | cap | Manzanares 115/33/13.8 kV | m:cosphi:bushv | -0.43302 | ElmTr3
2031 | 2031_DzMX_GzMN_Dp00_Gp00 | A1-Pensilvania 33 kV | All generators | 0.97 | cap | Manzanares 115/33/13.8 kV | m:cosphi:bushv | -0.46491 | ElmTr3
2031 | 2031_DzMX_GzMN_Dp00_Gp00 | A1-Pensilvania 33 kV | All generators | 0.98 | cap | Manzanares 115/33/13.8 kV | m:cosphi:bushv | -0.50213 | ElmTr3
2031 | 2031_DzMX_GzMN_Dp00_Gp00 | A1-Pensilvania 33 kV | All generators | 0.99 | cap | Manzanares 115/33/13.8 kV | m:cosphi:bushv | -0.55012 | ElmTr3
2031 | 2031_DzMX_GzMN_Dp00_Gp00 | A1-Pensilvania 33 kV | All generators | 1 | cap | Manzanares 115/33/13.8 kV | m:cosphi:bushv | -0.66575 | ElmTr3
2031 | 2031_DzMX_GzMN_Dp00_Gp00 | A1-Pensilvania 33 kV | All generators | 0.9 | cap | Purnio 230/115 | m:P:bushv in MW | 56.1359 | ElmTr3
2031 | 2031_DzMX_GzMN_Dp00_Gp00 | A1-Pensilvania 33 kV | All generators | 0.91 | cap | Purnio 230/115 | m:P:bushv in MW | 56.1075 | ElmTr3
2031 | 2031_DzMX_GzMN_Dp00_Gp00 | A1-Pensilvania 33 kV | All generators | 0.92 | cap | Purnio 230/115 | m:P:bushv in MW | 56.0834 | ElmTr3
2031 | 2031_DzMX_GzMN_Dp00_Gp00 | A1-Pensilvania 33 kV | All generators | 0.93 | cap | Purnio 230/115 | m:P:bushv in MW | 56.0626 | ElmTr3
2031 | 2031_DzMX_GzMN_Dp00_Gp00 | A1-Pensilvania 33 kV | All generators | 0.94 | cap | Purnio 230/115 | m:P:bushv in MW | 56.0445 | ElmTr3
2031 | 2031_DzMX_GzMN_Dp00_Gp00 | A1-Pensilvania 33 kV | All generators | 0.95 | cap | Purnio 230/115 | m:P:bushv in MW | 56.0286 | ElmTr3
2031 | 2031_DzMX_GzMN_Dp00_Gp00 | A1-Pensilvania 33 kV | All generators | 0.96 | cap | Purnio 230/115 | m:P:bushv in MW | 56.0146 | ElmTr3
2031 | 2031_DzMX_GzMN_Dp00_Gp00 | A1-Pensilvania 33 kV | All generators | 0.97 | cap | Purnio 230/115 | m:P:bushv in MW | 56.0023 | ElmTr3
2031 | 2031_DzMX_GzMN_Dp00_Gp00 | A1-Pensilvania 33 kV | All generators | 0.98 | cap | Purnio 230/115 | m:P:bushv in MW | 55.9914 | ElmTr3
2031 | 2031_DzMX_GzMN_Dp00_Gp00 | A1-Pensilvania 33 kV | All generators | 0.99 | cap | Purnio 230/115 | m:P:bushv in MW | 55.9821 | ElmTr3
2031 | 2031_DzMX_GzMN_Dp00_Gp00 | A1-Pensilvania 33 kV | All generators | 1 | cap | Purnio 230/115 | m:P:bushv in MW | 55.9752 | ElmTr3
2031 | 2031_DzMX_GzMN_Dp00_Gp00 | A1-Pensilvania 33 kV | All generators | 0.9 | cap | Purnio 230/115 | m:Q:bushv in Mvar | 6.3307 | ElmTr3
2031 | 2031_DzMX_GzMN_Dp00_Gp00 | A1-Pensilvania 33 kV | All generators | 0.91 | cap | Purnio 230/115 | m:Q:bushv in Mvar | 6.1145 | ElmTr3
2031 | 2031_DzMX_GzMN_Dp00_Gp00 | A1-Pensilvania 33 kV | All generators | 0.92 | cap | Purnio 230/115 | m:Q:bushv in Mvar | 5.912 | ElmTr3
2031 | 2031_DzMX_GzMN_Dp00_Gp00 | A1-Pensilvania 33 kV | All generators | 0.93 | cap | Purnio 230/115 | m:Q:bushv in Mvar | 5.7184 | ElmTr3
2031 | 2031_DzMX_GzMN_Dp00_Gp00 | A1-Pensilvania 33 kV | All generators | 0.94 | cap | Purnio 230/115 | m:Q:bushv in Mvar | 5.5299 | ElmTr3
2031 | 2031_DzMX_GzMN_Dp00_Gp00 | A1-Pensilvania 33 kV | All generators | 0.95 | cap | Purnio 230/115 | m:Q:bushv in Mvar | 5.343 | ElmTr3
2031 | 2031_DzMX_GzMN_Dp00_Gp00 | A1-Pensilvania 33 kV | All generators | 0.96 | cap | Purnio 230/115 | m:Q:bushv in Mvar | 5.1536 | ElmTr3
2031 | 2031_DzMX_GzMN_Dp00_Gp00 | A1-Pensilvania 33 kV | All generators | 0.97 | cap | Purnio 230/115 | m:Q:bushv in Mvar | 4.9561 | ElmTr3
2031 | 2031_DzMX_GzMN_Dp00_Gp00 | A1-Pensilvania 33 kV | All generators | 0.98 | cap | Purnio 230/115 | m:Q:bushv in Mvar | 4.7411 | ElmTr3
2031 | 2031_DzMX_GzMN_Dp00_Gp00 | A1-Pensilvania 33 kV | All generators | 0.99 | cap | Purnio 230/115 | m:Q:bushv in Mvar | 4.485 | ElmTr3
2031 | 2031_DzMX_GzMN_Dp00_Gp00 | A1-Pensilvania 33 kV | All generators | 1 | cap | Purnio 230/115 | m:Q:bushv in Mvar | 3.9421 | ElmTr3
2031 | 2031_DzMX_GzMN_Dp00_Gp00 | A1-Pensilvania 33 kV | All generators | 0.9 | cap | Purnio 230/115 | m:cosphi:bushv | 0.9937 | ElmTr3
2031 | 2031_DzMX_GzMN_Dp00_Gp00 | A1-Pensilvania 33 kV | All generators | 0.91 | cap | Purnio 230/115 | m:cosphi:bushv | 0.99411 | ElmTr3
2031 | 2031_DzMX_GzMN_Dp00_Gp00 | A1-Pensilvania 33 kV | All generators | 0.92 | cap | Purnio 230/115 | m:cosphi:bushv | 0.99449 | ElmTr3
2031 | 2031_DzMX_GzMN_Dp00_Gp00 | A1-Pensilvania 33 kV | All generators | 0.93 | cap | Purnio 230/115 | m:cosphi:bushv | 0.99484 | ElmTr3
2031 | 2031_DzMX_GzMN_Dp00_Gp00 | A1-Pensilvania 33 kV | All generators | 0.94 | cap | Purnio 230/115 | m:cosphi:bushv | 0.99517 | ElmTr3
2031 | 2031_DzMX_GzMN_Dp00_Gp00 | A1-Pensilvania 33 kV | All generators | 0.95 | cap | Purnio 230/115 | m:cosphi:bushv | 0.99548 | ElmTr3
2031 | 2031_DzMX_GzMN_Dp00_Gp00 | A1-Pensilvania 33 kV | All generators | 0.96 | cap | Purnio 230/115 | m:cosphi:bushv | 0.99579 | ElmTr3
2031 | 2031_DzMX_GzMN_Dp00_Gp00 | A1-Pensilvania 33 kV | All generators | 0.97 | cap | Purnio 230/115 | m:cosphi:bushv | 0.99611 | ElmTr3
2031 | 2031_DzMX_GzMN_Dp00_Gp00 | A1-Pensilvania 33 kV | All generators | 0.98 | cap | Purnio 230/115 | m:cosphi:bushv | 0.99643 | ElmTr3
2031 | 2031_DzMX_GzMN_Dp00_Gp00 | A1-Pensilvania 33 kV | All generators | 0.99 | cap | Purnio 230/115 | m:cosphi:bushv | 0.99681 | ElmTr3
2031 | 2031_DzMX_GzMN_Dp00_Gp00 | A1-Pensilvania 33 kV | All generators | 1 | cap | Purnio 230/115 | m:cosphi:bushv | 0.99753 | ElmTr3
2031 | 2031_DzMX_GzMN_Dp00_Gp00 | A1-Pensilvania 33 kV | All generators | 0.9 | cap | Victoria 115/33/13.8 kV | m:P:bushv in MW | 1.6101 | ElmTr3
2031 | 2031_DzMX_GzMN_Dp00_Gp00 | A1-Pensilvania 33 kV | All generators | 0.91 | cap | Victoria 115/33/13.8 kV | m:P:bushv in MW | 1.5756 | ElmTr3
2031 | 2031_DzMX_GzMN_Dp00_Gp00 | A1-Pensilvania 33 kV | All generators | 0.92 | cap | Victoria 115/33/13.8 kV | m:P:bushv in MW | 1.5474 | ElmTr3
2031 | 2031_DzMX_GzMN_Dp00_Gp00 | A1-Pensilvania 33 kV | All generators | 0.93 | cap | Victoria 115/33/13.8 kV | m:P:bushv in MW | 1.5242 | ElmTr3
2031 | 2031_DzMX_GzMN_Dp00_Gp00 | A1-Pensilvania 33 kV | All generators | 0.94 | cap | Victoria 115/33/13.8 kV | m:P:bushv in MW | 1.5052 | ElmTr3
2031 | 2031_DzMX_GzMN_Dp00_Gp00 | A1-Pensilvania 33 kV | All generators | 0.95 | cap | Victoria 115/33/13.8 kV | m:P:bushv in MW | 1.4897 | ElmTr3
2031 | 2031_DzMX_GzMN_Dp00_Gp00 | A1-Pensilvania 33 kV | All generators | 0.96 | cap | Victoria 115/33/13.8 kV | m:P:bushv in MW | 1.4775 | ElmTr3
2031 | 2031_DzMX_GzMN_Dp00_Gp00 | A1-Pensilvania 33 kV | All generators | 0.97 | cap | Victoria 115/33/13.8 kV | m:P:bushv in MW | 1.4686 | ElmTr3
2031 | 2031_DzMX_GzMN_Dp00_Gp00 | A1-Pensilvania 33 kV | All generators | 0.98 | cap | Victoria 115/33/13.8 kV | m:P:bushv in MW | 1.4632 | ElmTr3
2031 | 2031_DzMX_GzMN_Dp00_Gp00 | A1-Pensilvania 33 kV | All generators | 0.99 | cap | Victoria 115/33/13.8 kV | m:P:bushv in MW | 1.4627 | ElmTr3
2031 | 2031_DzMX_GzMN_Dp00_Gp00 | A1-Pensilvania 33 kV | All generators | 1 | cap | Victoria 115/33/13.8 kV | m:P:bushv in MW | 1.4831 | ElmTr3
2031 | 2031_DzMX_GzMN_Dp00_Gp00 | A1-Pensilvania 33 kV | All generators | 0.9 | cap | Victoria 115/33/13.8 kV | m:Q:bushv in Mvar | 7.0699 | ElmTr3
2031 | 2031_DzMX_GzMN_Dp00_Gp00 | A1-Pensilvania 33 kV | All generators | 0.91 | cap | Victoria 115/33/13.8 kV | m:Q:bushv in Mvar | 6.7179 | ElmTr3
2031 | 2031_DzMX_GzMN_Dp00_Gp00 | A1-Pensilvania 33 kV | All generators | 0.92 | cap | Victoria 115/33/13.8 kV | m:Q:bushv in Mvar | 6.3875 | ElmTr3
2031 | 2031_DzMX_GzMN_Dp00_Gp00 | A1-Pensilvania 33 kV | All generators | 0.93 | cap | Victoria 115/33/13.8 kV | m:Q:bushv in Mvar | 6.0711 | ElmTr3
2031 | 2031_DzMX_GzMN_Dp00_Gp00 | A1-Pensilvania 33 kV | All generators | 0.94 | cap | Victoria 115/33/13.8 kV | m:Q:bushv in Mvar | 5.7625 | ElmTr3
2031 | 2031_DzMX_GzMN_Dp00_Gp00 | A1-Pensilvania 33 kV | All generators | 0.95 | cap | Victoria 115/33/13.8 kV | m:Q:bushv in Mvar | 5.4558 | ElmTr3
2031 | 2031_DzMX_GzMN_Dp00_Gp00 | A1-Pensilvania 33 kV | All generators | 0.96 | cap | Victoria 115/33/13.8 kV | m:Q:bushv in Mvar | 5.1444 | ElmTr3
2031 | 2031_DzMX_GzMN_Dp00_Gp00 | A1-Pensilvania 33 kV | All generators | 0.97 | cap | Victoria 115/33/13.8 kV | m:Q:bushv in Mvar | 4.8193 | ElmTr3
2031 | 2031_DzMX_GzMN_Dp00_Gp00 | A1-Pensilvania 33 kV | All generators | 0.98 | cap | Victoria 115/33/13.8 kV | m:Q:bushv in Mvar | 4.4645 | ElmTr3
2031 | 2031_DzMX_GzMN_Dp00_Gp00 | A1-Pensilvania 33 kV | All generators | 0.99 | cap | Victoria 115/33/13.8 kV | m:Q:bushv in Mvar | 4.0409 | ElmTr3
2031 | 2031_DzMX_GzMN_Dp00_Gp00 | A1-Pensilvania 33 kV | All generators | 1 | cap | Victoria 115/33/13.8 kV | m:Q:bushv in Mvar | 3.1394 | ElmTr3
2031 | 2031_DzMX_GzMN_Dp00_Gp00 | A1-Pensilvania 33 kV | All generators | 0.9 | cap | Victoria 115/33/13.8 kV | m:cosphi:bushv | 0.22205 | ElmTr3
2031 | 2031_DzMX_GzMN_Dp00_Gp00 | A1-Pensilvania 33 kV | All generators | 0.91 | cap | Victoria 115/33/13.8 kV | m:cosphi:bushv | 0.22834 | ElmTr3
2031 | 2031_DzMX_GzMN_Dp00_Gp00 | A1-Pensilvania 33 kV | All generators | 0.92 | cap | Victoria 115/33/13.8 kV | m:cosphi:bushv | 0.23544 | ElmTr3
2031 | 2031_DzMX_GzMN_Dp00_Gp00 | A1-Pensilvania 33 kV | All generators | 0.93 | cap | Victoria 115/33/13.8 kV | m:cosphi:bushv | 0.24351 | ElmTr3
2031 | 2031_DzMX_GzMN_Dp00_Gp00 | A1-Pensilvania 33 kV | All generators | 0.94 | cap | Victoria 115/33/13.8 kV | m:cosphi:bushv | 0.25272 | ElmTr3
2031 | 2031_DzMX_GzMN_Dp00_Gp00 | A1-Pensilvania 33 kV | All generators | 0.95 | cap | Victoria 115/33/13.8 kV | m:cosphi:bushv | 0.26341 | ElmTr3
2031 | 2031_DzMX_GzMN_Dp00_Gp00 | A1-Pensilvania 33 kV | All generators | 0.96 | cap | Victoria 115/33/13.8 kV | m:cosphi:bushv | 0.27605 | ElmTr3
2031 | 2031_DzMX_GzMN_Dp00_Gp00 | A1-Pensilvania 33 kV | All generators | 0.97 | cap | Victoria 115/33/13.8 kV | m:cosphi:bushv | 0.29149 | ElmTr3
2031 | 2031_DzMX_GzMN_Dp00_Gp00 | A1-Pensilvania 33 kV | All generators | 0.98 | cap | Victoria 115/33/13.8 kV | m:cosphi:bushv | 0.31143 | ElmTr3
2031 | 2031_DzMX_GzMN_Dp00_Gp00 | A1-Pensilvania 33 kV | All generators | 0.99 | cap | Victoria 115/33/13.8 kV | m:cosphi:bushv | 0.34036 | ElmTr3
2031 | 2031_DzMX_GzMN_Dp00_Gp00 | A1-Pensilvania 33 kV | All generators | 1 | cap | Victoria 115/33/13.8 kV | m:cosphi:bushv | 0.42713 | ElmTr3
2031 | 2031_DzMX_GzMN_Dp00_Gp00 | A1-Pensilvania 33 kV | All generators | 0.9 | ind | Dorada - Magdalena 115 kV | m:P:bus1 in MW | 48.0121 | ElmLne
2031 | 2031_DzMX_GzMN_Dp00_Gp00 | A1-Pensilvania 33 kV | All generators | 0.91 | ind | Dorada - Magdalena 115 kV | m:P:bus1 in MW | 48.0056 | ElmLne
2031 | 2031_DzMX_GzMN_Dp00_Gp00 | A1-Pensilvania 33 kV | All generators | 0.92 | ind | Dorada - Magdalena 115 kV | m:P:bus1 in MW | 47.9987 | ElmLne
2031 | 2031_DzMX_GzMN_Dp00_Gp00 | A1-Pensilvania 33 kV | All generators | 0.93 | ind | Dorada - Magdalena 115 kV | m:P:bus1 in MW | 47.9913 | ElmLne
2031 | 2031_DzMX_GzMN_Dp00_Gp00 | A1-Pensilvania 33 kV | All generators | 0.94 | ind | Dorada - Magdalena 115 kV | m:P:bus1 in MW | 47.9834 | ElmLne
2031 | 2031_DzMX_GzMN_Dp00_Gp00 | A1-Pensilvania 33 kV | All generators | 0.95 | ind | Dorada - Magdalena 115 kV | m:P:bus1 in MW | 47.9747 | ElmLne
2031 | 2031_DzMX_GzMN_Dp00_Gp00 | A1-Pensilvania 33 kV | All generators | 0.96 | ind | Dorada - Magdalena 115 kV | m:P:bus1 in MW | 47.9649 | ElmLne
2031 | 2031_DzMX_GzMN_Dp00_Gp00 | A1-Pensilvania 33 kV | All generators | 0.97 | ind | Dorada - Magdalena 115 kV | m:P:bus1 in MW | 47.9537 | ElmLne
2031 | 2031_DzMX_GzMN_Dp00_Gp00 | A1-Pensilvania 33 kV | All generators | 0.98 | ind | Dorada - Magdalena 115 kV | m:P:bus1 in MW | 47.9402 | ElmLne
2031 | 2031_DzMX_GzMN_Dp00_Gp00 | A1-Pensilvania 33 kV | All generators | 0.99 | ind | Dorada - Magdalena 115 kV | m:P:bus1 in MW | 47.9219 | ElmLne
2031 | 2031_DzMX_GzMN_Dp00_Gp00 | A1-Pensilvania 33 kV | All generators | 1 | ind | Dorada - Magdalena 115 kV | m:P:bus1 in MW | 47.8737 | ElmLne
2031 | 2031_DzMX_GzMN_Dp00_Gp00 | A1-Pensilvania 33 kV | All generators | 0.9 | ind | Dorada - Magdalena 115 kV | m:P:bus2 in MW | -47.888 | ElmLne
2031 | 2031_DzMX_GzMN_Dp00_Gp00 | A1-Pensilvania 33 kV | All generators | 0.91 | ind | Dorada - Magdalena 115 kV | m:P:bus2 in MW | -47.8815 | ElmLne
2031 | 2031_DzMX_GzMN_Dp00_Gp00 | A1-Pensilvania 33 kV | All generators | 0.92 | ind | Dorada - Magdalena 115 kV | m:P:bus2 in MW | -47.8747 | ElmLne
2031 | 2031_DzMX_GzMN_Dp00_Gp00 | A1-Pensilvania 33 kV | All generators | 0.93 | ind | Dorada - Magdalena 115 kV | m:P:bus2 in MW | -47.8674 | ElmLne
2031 | 2031_DzMX_GzMN_Dp00_Gp00 | A1-Pensilvania 33 kV | All generators | 0.94 | ind | Dorada - Magdalena 115 kV | m:P:bus2 in MW | -47.8594 | ElmLne
2031 | 2031_DzMX_GzMN_Dp00_Gp00 | A1-Pensilvania 33 kV | All generators | 0.95 | ind | Dorada - Magdalena 115 kV | m:P:bus2 in MW | -47.8508 | ElmLne
2031 | 2031_DzMX_GzMN_Dp00_Gp00 | A1-Pensilvania 33 kV | All generators | 0.96 | ind | Dorada - Magdalena 115 kV | m:P:bus2 in MW | -47.8411 | ElmLne
2031 | 2031_DzMX_GzMN_Dp00_Gp00 | A1-Pensilvania 33 kV | All generators | 0.97 | ind | Dorada - Magdalena 115 kV | m:P:bus2 in MW | -47.8299 | ElmLne
2031 | 2031_DzMX_GzMN_Dp00_Gp00 | A1-Pensilvania 33 kV | All generators | 0.98 | ind | Dorada - Magdalena 115 kV | m:P:bus2 in MW | -47.8164 | ElmLne
2031 | 2031_DzMX_GzMN_Dp00_Gp00 | A1-Pensilvania 33 kV | All generators | 0.99 | ind | Dorada - Magdalena 115 kV | m:P:bus2 in MW | -47.7982 | ElmLne
2031 | 2031_DzMX_GzMN_Dp00_Gp00 | A1-Pensilvania 33 kV | All generators | 1 | ind | Dorada - Magdalena 115 kV | m:P:bus2 in MW | -47.7502 | ElmLne
2031 | 2031_DzMX_GzMN_Dp00_Gp00 | A1-Pensilvania 33 kV | All generators | 0.9 | ind | Dorada - Magdalena 115 kV | m:Q:bus1 in Mvar | 8.9772 | ElmLne
2031 | 2031_DzMX_GzMN_Dp00_Gp00 | A1-Pensilvania 33 kV | All generators | 0.91 | ind | Dorada - Magdalena 115 kV | m:Q:bus1 in Mvar | 8.9554 | ElmLne
2031 | 2031_DzMX_GzMN_Dp00_Gp00 | A1-Pensilvania 33 kV | All generators | 0.92 | ind | Dorada - Magdalena 115 kV | m:Q:bus1 in Mvar | 8.9325 | ElmLne
2031 | 2031_DzMX_GzMN_Dp00_Gp00 | A1-Pensilvania 33 kV | All generators | 0.93 | ind | Dorada - Magdalena 115 kV | m:Q:bus1 in Mvar | 8.9084 | ElmLne
2031 | 2031_DzMX_GzMN_Dp00_Gp00 | A1-Pensilvania 33 kV | All generators | 0.94 | ind | Dorada - Magdalena 115 kV | m:Q:bus1 in Mvar | 8.8828 | ElmLne
2031 | 2031_DzMX_GzMN_Dp00_Gp00 | A1-Pensilvania 33 kV | All generators | 0.95 | ind | Dorada - Magdalena 115 kV | m:Q:bus1 in Mvar | 8.855 | ElmLne
2031 | 2031_DzMX_GzMN_Dp00_Gp00 | A1-Pensilvania 33 kV | All generators | 0.96 | ind | Dorada - Magdalena 115 kV | m:Q:bus1 in Mvar | 8.8245 | ElmLne
2031 | 2031_DzMX_GzMN_Dp00_Gp00 | A1-Pensilvania 33 kV | All generators | 0.97 | ind | Dorada - Magdalena 115 kV | m:Q:bus1 in Mvar | 8.7899 | ElmLne
2031 | 2031_DzMX_GzMN_Dp00_Gp00 | A1-Pensilvania 33 kV | All generators | 0.98 | ind | Dorada - Magdalena 115 kV | m:Q:bus1 in Mvar | 8.7487 | ElmLne
2031 | 2031_DzMX_GzMN_Dp00_Gp00 | A1-Pensilvania 33 kV | All generators | 0.99 | ind | Dorada - Magdalena 115 kV | m:Q:bus1 in Mvar | 8.6944 | ElmLne
2031 | 2031_DzMX_GzMN_Dp00_Gp00 | A1-Pensilvania 33 kV | All generators | 1 | ind | Dorada - Magdalena 115 kV | m:Q:bus1 in Mvar | 8.5574 | ElmLne
2031 | 2031_DzMX_GzMN_Dp00_Gp00 | A1-Pensilvania 33 kV | All generators | 0.9 | ind | Dorada - Magdalena 115 kV | m:Q:bus2 in Mvar | -8.7258 | ElmLne
2031 | 2031_DzMX_GzMN_Dp00_Gp00 | A1-Pensilvania 33 kV | All generators | 0.91 | ind | Dorada - Magdalena 115 kV | m:Q:bus2 in Mvar | -8.704 | ElmLne
2031 | 2031_DzMX_GzMN_Dp00_Gp00 | A1-Pensilvania 33 kV | All generators | 0.92 | ind | Dorada - Magdalena 115 kV | m:Q:bus2 in Mvar | -8.6812 | ElmLne
2031 | 2031_DzMX_GzMN_Dp00_Gp00 | A1-Pensilvania 33 kV | All generators | 0.93 | ind | Dorada - Magdalena 115 kV | m:Q:bus2 in Mvar | -8.6571 | ElmLne
2031 | 2031_DzMX_GzMN_Dp00_Gp00 | A1-Pensilvania 33 kV | All generators | 0.94 | ind | Dorada - Magdalena 115 kV | m:Q:bus2 in Mvar | -8.6315 | ElmLne
2031 | 2031_DzMX_GzMN_Dp00_Gp00 | A1-Pensilvania 33 kV | All generators | 0.95 | ind | Dorada - Magdalena 115 kV | m:Q:bus2 in Mvar | -8.6039 | ElmLne
2031 | 2031_DzMX_GzMN_Dp00_Gp00 | A1-Pensilvania 33 kV | All generators | 0.96 | ind | Dorada - Magdalena 115 kV | m:Q:bus2 in Mvar | -8.5734 | ElmLne
2031 | 2031_DzMX_GzMN_Dp00_Gp00 | A1-Pensilvania 33 kV | All generators | 0.97 | ind | Dorada - Magdalena 115 kV | m:Q:bus2 in Mvar | -8.5388 | ElmLne
2031 | 2031_DzMX_GzMN_Dp00_Gp00 | A1-Pensilvania 33 kV | All generators | 0.98 | ind | Dorada - Magdalena 115 kV | m:Q:bus2 in Mvar | -8.4978 | ElmLne
2031 | 2031_DzMX_GzMN_Dp00_Gp00 | A1-Pensilvania 33 kV | All generators | 0.99 | ind | Dorada - Magdalena 115 kV | m:Q:bus2 in Mvar | -8.4437 | ElmLne
2031 | 2031_DzMX_GzMN_Dp00_Gp00 | A1-Pensilvania 33 kV | All generators | 1 | ind | Dorada - Magdalena 115 kV | m:Q:bus2 in Mvar | -8.307 | ElmLne
2031 | 2031_DzMX_GzMN_Dp00_Gp00 | A1-Pensilvania 33 kV | All generators | 0.9 | ind | Dorada - Magdalena 115 kV | m:cosphi:bus1 | 0.98296 | ElmLne
2031 | 2031_DzMX_GzMN_Dp00_Gp00 | A1-Pensilvania 33 kV | All generators | 0.91 | ind | Dorada - Magdalena 115 kV | m:cosphi:bus1 | 0.98304 | ElmLne
2031 | 2031_DzMX_GzMN_Dp00_Gp00 | A1-Pensilvania 33 kV | All generators | 0.92 | ind | Dorada - Magdalena 115 kV | m:cosphi:bus1 | 0.98312 | ElmLne
2031 | 2031_DzMX_GzMN_Dp00_Gp00 | A1-Pensilvania 33 kV | All generators | 0.93 | ind | Dorada - Magdalena 115 kV | m:cosphi:bus1 | 0.9832 | ElmLne
2031 | 2031_DzMX_GzMN_Dp00_Gp00 | A1-Pensilvania 33 kV | All generators | 0.94 | ind | Dorada - Magdalena 115 kV | m:cosphi:bus1 | 0.98329 | ElmLne
2031 | 2031_DzMX_GzMN_Dp00_Gp00 | A1-Pensilvania 33 kV | All generators | 0.95 | ind | Dorada - Magdalena 115 kV | m:cosphi:bus1 | 0.98339 | ElmLne
2031 | 2031_DzMX_GzMN_Dp00_Gp00 | A1-Pensilvania 33 kV | All generators | 0.96 | ind | Dorada - Magdalena 115 kV | m:cosphi:bus1 | 0.98349 | ElmLne
2031 | 2031_DzMX_GzMN_Dp00_Gp00 | A1-Pensilvania 33 kV | All generators | 0.97 | ind | Dorada - Magdalena 115 kV | m:cosphi:bus1 | 0.98361 | ElmLne
2031 | 2031_DzMX_GzMN_Dp00_Gp00 | A1-Pensilvania 33 kV | All generators | 0.98 | ind | Dorada - Magdalena 115 kV | m:cosphi:bus1 | 0.98375 | ElmLne
2031 | 2031_DzMX_GzMN_Dp00_Gp00 | A1-Pensilvania 33 kV | All generators | 0.99 | ind | Dorada - Magdalena 115 kV | m:cosphi:bus1 | 0.98394 | ElmLne
2031 | 2031_DzMX_GzMN_Dp00_Gp00 | A1-Pensilvania 33 kV | All generators | 1 | ind | Dorada - Magdalena 115 kV | m:cosphi:bus1 | 0.9844 | ElmLne
2031 | 2031_DzMX_GzMN_Dp00_Gp00 | A1-Pensilvania 33 kV | All generators | 0.9 | ind | Dorada - Magdalena 115 kV | m:cosphi:bus2 | -0.9838 | ElmLne
2031 | 2031_DzMX_GzMN_Dp00_Gp00 | A1-Pensilvania 33 kV | All generators | 0.91 | ind | Dorada - Magdalena 115 kV | m:cosphi:bus2 | -0.98388 | ElmLne
2031 | 2031_DzMX_GzMN_Dp00_Gp00 | A1-Pensilvania 33 kV | All generators | 0.92 | ind | Dorada - Magdalena 115 kV | m:cosphi:bus2 | -0.98395 | ElmLne
2031 | 2031_DzMX_GzMN_Dp00_Gp00 | A1-Pensilvania 33 kV | All generators | 0.93 | ind | Dorada - Magdalena 115 kV | m:cosphi:bus2 | -0.98404 | ElmLne
2031 | 2031_DzMX_GzMN_Dp00_Gp00 | A1-Pensilvania 33 kV | All generators | 0.94 | ind | Dorada - Magdalena 115 kV | m:cosphi:bus2 | -0.98412 | ElmLne
2031 | 2031_DzMX_GzMN_Dp00_Gp00 | A1-Pensilvania 33 kV | All generators | 0.95 | ind | Dorada - Magdalena 115 kV | m:cosphi:bus2 | -0.98422 | ElmLne
2031 | 2031_DzMX_GzMN_Dp00_Gp00 | A1-Pensilvania 33 kV | All generators | 0.96 | ind | Dorada - Magdalena 115 kV | m:cosphi:bus2 | -0.98432 | ElmLne
2031 | 2031_DzMX_GzMN_Dp00_Gp00 | A1-Pensilvania 33 kV | All generators | 0.97 | ind | Dorada - Magdalena 115 kV | m:cosphi:bus2 | -0.98444 | ElmLne
2031 | 2031_DzMX_GzMN_Dp00_Gp00 | A1-Pensilvania 33 kV | All generators | 0.98 | ind | Dorada - Magdalena 115 kV | m:cosphi:bus2 | -0.98457 | ElmLne
2031 | 2031_DzMX_GzMN_Dp00_Gp00 | A1-Pensilvania 33 kV | All generators | 0.99 | ind | Dorada - Magdalena 115 kV | m:cosphi:bus2 | -0.98475 | ElmLne
2031 | 2031_DzMX_GzMN_Dp00_Gp00 | A1-Pensilvania 33 kV | All generators | 1 | ind | Dorada - Magdalena 115 kV | m:cosphi:bus2 | -0.9852 | ElmLne
2031 | 2031_DzMX_GzMN_Dp00_Gp00 | A1-Pensilvania 33 kV | All generators | 0.9 | ind | Mariquita - Victoria 2 115 | m:P:bus1 in MW | 10.8817 | ElmLne
2031 | 2031_DzMX_GzMN_Dp00_Gp00 | A1-Pensilvania 33 kV | All generators | 0.91 | ind | Mariquita - Victoria 2 115 | m:P:bus1 in MW | 10.8834 | ElmLne
2031 | 2031_DzMX_GzMN_Dp00_Gp00 | A1-Pensilvania 33 kV | All generators | 0.92 | ind | Mariquita - Victoria 2 115 | m:P:bus1 in MW | 10.8852 | ElmLne
2031 | 2031_DzMX_GzMN_Dp00_Gp00 | A1-Pensilvania 33 kV | All generators | 0.93 | ind | Mariquita - Victoria 2 115 | m:P:bus1 in MW | 10.8871 | ElmLne
2031 | 2031_DzMX_GzMN_Dp00_Gp00 | A1-Pensilvania 33 kV | All generators | 0.94 | ind | Mariquita - Victoria 2 115 | m:P:bus1 in MW | 10.8891 | ElmLne
2031 | 2031_DzMX_GzMN_Dp00_Gp00 | A1-Pensilvania 33 kV | All generators | 0.95 | ind | Mariquita - Victoria 2 115 | m:P:bus1 in MW | 10.8913 | ElmLne
2031 | 2031_DzMX_GzMN_Dp00_Gp00 | A1-Pensilvania 33 kV | All generators | 0.96 | ind | Mariquita - Victoria 2 115 | m:P:bus1 in MW | 10.8936 | ElmLne
2031 | 2031_DzMX_GzMN_Dp00_Gp00 | A1-Pensilvania 33 kV | All generators | 0.97 | ind | Mariquita - Victoria 2 115 | m:P:bus1 in MW | 10.8963 | ElmLne
2031 | 2031_DzMX_GzMN_Dp00_Gp00 | A1-Pensilvania 33 kV | All generators | 0.98 | ind | Mariquita - Victoria 2 115 | m:P:bus1 in MW | 10.8995 | ElmLne
2031 | 2031_DzMX_GzMN_Dp00_Gp00 | A1-Pensilvania 33 kV | All generators | 0.99 | ind | Mariquita - Victoria 2 115 | m:P:bus1 in MW | 10.9037 | ElmLne
2031 | 2031_DzMX_GzMN_Dp00_Gp00 | A1-Pensilvania 33 kV | All generators | 1 | ind | Mariquita - Victoria 2 115 | m:P:bus1 in MW | 10.9141 | ElmLne
2031 | 2031_DzMX_GzMN_Dp00_Gp00 | A1-Pensilvania 33 kV | All generators | 0.9 | ind | Mariquita - Victoria 2 115 | m:P:bus2 in MW | -10.85 | ElmLne
2031 | 2031_DzMX_GzMN_Dp00_Gp00 | A1-Pensilvania 33 kV | All generators | 0.91 | ind | Mariquita - Victoria 2 115 | m:P:bus2 in MW | -10.8517 | ElmLne
2031 | 2031_DzMX_GzMN_Dp00_Gp00 | A1-Pensilvania 33 kV | All generators | 0.92 | ind | Mariquita - Victoria 2 115 | m:P:bus2 in MW | -10.8535 | ElmLne
2031 | 2031_DzMX_GzMN_Dp00_Gp00 | A1-Pensilvania 33 kV | All generators | 0.93 | ind | Mariquita - Victoria 2 115 | m:P:bus2 in MW | -10.8553 | ElmLne
2031 | 2031_DzMX_GzMN_Dp00_Gp00 | A1-Pensilvania 33 kV | All generators | 0.94 | ind | Mariquita - Victoria 2 115 | m:P:bus2 in MW | -10.8573 | ElmLne
2031 | 2031_DzMX_GzMN_Dp00_Gp00 | A1-Pensilvania 33 kV | All generators | 0.95 | ind | Mariquita - Victoria 2 115 | m:P:bus2 in MW | -10.8595 | ElmLne
2031 | 2031_DzMX_GzMN_Dp00_Gp00 | A1-Pensilvania 33 kV | All generators | 0.96 | ind | Mariquita - Victoria 2 115 | m:P:bus2 in MW | -10.8618 | ElmLne
2031 | 2031_DzMX_GzMN_Dp00_Gp00 | A1-Pensilvania 33 kV | All generators | 0.97 | ind | Mariquita - Victoria 2 115 | m:P:bus2 in MW | -10.8645 | ElmLne
2031 | 2031_DzMX_GzMN_Dp00_Gp00 | A1-Pensilvania 33 kV | All generators | 0.98 | ind | Mariquita - Victoria 2 115 | m:P:bus2 in MW | -10.8676 | ElmLne
2031 | 2031_DzMX_GzMN_Dp00_Gp00 | A1-Pensilvania 33 kV | All generators | 0.99 | ind | Mariquita - Victoria 2 115 | m:P:bus2 in MW | -10.8718 | ElmLne
2031 | 2031_DzMX_GzMN_Dp00_Gp00 | A1-Pensilvania 33 kV | All generators | 1 | ind | Mariquita - Victoria 2 115 | m:P:bus2 in MW | -10.8822 | ElmLne
2031 | 2031_DzMX_GzMN_Dp00_Gp00 | A1-Pensilvania 33 kV | All generators | 0.9 | ind | Mariquita - Victoria 2 115 | m:Q:bus1 in Mvar | -6.0993 | ElmLne
2031 | 2031_DzMX_GzMN_Dp00_Gp00 | A1-Pensilvania 33 kV | All generators | 0.91 | ind | Mariquita - Victoria 2 115 | m:Q:bus1 in Mvar | -6.0969 | ElmLne
2031 | 2031_DzMX_GzMN_Dp00_Gp00 | A1-Pensilvania 33 kV | All generators | 0.92 | ind | Mariquita - Victoria 2 115 | m:Q:bus1 in Mvar | -6.0944 | ElmLne
2031 | 2031_DzMX_GzMN_Dp00_Gp00 | A1-Pensilvania 33 kV | All generators | 0.93 | ind | Mariquita - Victoria 2 115 | m:Q:bus1 in Mvar | -6.0917 | ElmLne
2031 | 2031_DzMX_GzMN_Dp00_Gp00 | A1-Pensilvania 33 kV | All generators | 0.94 | ind | Mariquita - Victoria 2 115 | m:Q:bus1 in Mvar | -6.0889 | ElmLne
2031 | 2031_DzMX_GzMN_Dp00_Gp00 | A1-Pensilvania 33 kV | All generators | 0.95 | ind | Mariquita - Victoria 2 115 | m:Q:bus1 in Mvar | -6.0858 | ElmLne
2031 | 2031_DzMX_GzMN_Dp00_Gp00 | A1-Pensilvania 33 kV | All generators | 0.96 | ind | Mariquita - Victoria 2 115 | m:Q:bus1 in Mvar | -6.0825 | ElmLne
2031 | 2031_DzMX_GzMN_Dp00_Gp00 | A1-Pensilvania 33 kV | All generators | 0.97 | ind | Mariquita - Victoria 2 115 | m:Q:bus1 in Mvar | -6.0787 | ElmLne
2031 | 2031_DzMX_GzMN_Dp00_Gp00 | A1-Pensilvania 33 kV | All generators | 0.98 | ind | Mariquita - Victoria 2 115 | m:Q:bus1 in Mvar | -6.0742 | ElmLne
2031 | 2031_DzMX_GzMN_Dp00_Gp00 | A1-Pensilvania 33 kV | All generators | 0.99 | ind | Mariquita - Victoria 2 115 | m:Q:bus1 in Mvar | -6.0683 | ElmLne
2031 | 2031_DzMX_GzMN_Dp00_Gp00 | A1-Pensilvania 33 kV | All generators | 1 | ind | Mariquita - Victoria 2 115 | m:Q:bus1 in Mvar | -6.0535 | ElmLne
2031 | 2031_DzMX_GzMN_Dp00_Gp00 | A1-Pensilvania 33 kV | All generators | 0.9 | ind | Mariquita - Victoria 2 115 | m:Q:bus2 in Mvar | 5.5141 | ElmLne
2031 | 2031_DzMX_GzMN_Dp00_Gp00 | A1-Pensilvania 33 kV | All generators | 0.91 | ind | Mariquita - Victoria 2 115 | m:Q:bus2 in Mvar | 5.512 | ElmLne
2031 | 2031_DzMX_GzMN_Dp00_Gp00 | A1-Pensilvania 33 kV | All generators | 0.92 | ind | Mariquita - Victoria 2 115 | m:Q:bus2 in Mvar | 5.5097 | ElmLne
2031 | 2031_DzMX_GzMN_Dp00_Gp00 | A1-Pensilvania 33 kV | All generators | 0.93 | ind | Mariquita - Victoria 2 115 | m:Q:bus2 in Mvar | 5.5073 | ElmLne
2031 | 2031_DzMX_GzMN_Dp00_Gp00 | A1-Pensilvania 33 kV | All generators | 0.94 | ind | Mariquita - Victoria 2 115 | m:Q:bus2 in Mvar | 5.5048 | ElmLne
2031 | 2031_DzMX_GzMN_Dp00_Gp00 | A1-Pensilvania 33 kV | All generators | 0.95 | ind | Mariquita - Victoria 2 115 | m:Q:bus2 in Mvar | 5.5021 | ElmLne
2031 | 2031_DzMX_GzMN_Dp00_Gp00 | A1-Pensilvania 33 kV | All generators | 0.96 | ind | Mariquita - Victoria 2 115 | m:Q:bus2 in Mvar | 5.4991 | ElmLne
2031 | 2031_DzMX_GzMN_Dp00_Gp00 | A1-Pensilvania 33 kV | All generators | 0.97 | ind | Mariquita - Victoria 2 115 | m:Q:bus2 in Mvar | 5.4957 | ElmLne
2031 | 2031_DzMX_GzMN_Dp00_Gp00 | A1-Pensilvania 33 kV | All generators | 0.98 | ind | Mariquita - Victoria 2 115 | m:Q:bus2 in Mvar | 5.4917 | ElmLne
2031 | 2031_DzMX_GzMN_Dp00_Gp00 | A1-Pensilvania 33 kV | All generators | 0.99 | ind | Mariquita - Victoria 2 115 | m:Q:bus2 in Mvar | 5.4864 | ElmLne
2031 | 2031_DzMX_GzMN_Dp00_Gp00 | A1-Pensilvania 33 kV | All generators | 1 | ind | Mariquita - Victoria 2 115 | m:Q:bus2 in Mvar | 5.4732 | ElmLne
2031 | 2031_DzMX_GzMN_Dp00_Gp00 | A1-Pensilvania 33 kV | All generators | 0.9 | ind | Mariquita - Victoria 2 115 | m:cosphi:bus1 | 0.87232 | ElmLne
2031 | 2031_DzMX_GzMN_Dp00_Gp00 | A1-Pensilvania 33 kV | All generators | 0.91 | ind | Mariquita - Victoria 2 115 | m:cosphi:bus1 | 0.87243 | ElmLne
2031 | 2031_DzMX_GzMN_Dp00_Gp00 | A1-Pensilvania 33 kV | All generators | 0.92 | ind | Mariquita - Victoria 2 115 | m:cosphi:bus1 | 0.87255 | ElmLne
2031 | 2031_DzMX_GzMN_Dp00_Gp00 | A1-Pensilvania 33 kV | All generators | 0.93 | ind | Mariquita - Victoria 2 115 | m:cosphi:bus1 | 0.87268 | ElmLne
2031 | 2031_DzMX_GzMN_Dp00_Gp00 | A1-Pensilvania 33 kV | All generators | 0.94 | ind | Mariquita - Victoria 2 115 | m:cosphi:bus1 | 0.87281 | ElmLne
2031 | 2031_DzMX_GzMN_Dp00_Gp00 | A1-Pensilvania 33 kV | All generators | 0.95 | ind | Mariquita - Victoria 2 115 | m:cosphi:bus1 | 0.87296 | ElmLne
2031 | 2031_DzMX_GzMN_Dp00_Gp00 | A1-Pensilvania 33 kV | All generators | 0.96 | ind | Mariquita - Victoria 2 115 | m:cosphi:bus1 | 0.87312 | ElmLne
2031 | 2031_DzMX_GzMN_Dp00_Gp00 | A1-Pensilvania 33 kV | All generators | 0.97 | ind | Mariquita - Victoria 2 115 | m:cosphi:bus1 | 0.8733 | ElmLne
2031 | 2031_DzMX_GzMN_Dp00_Gp00 | A1-Pensilvania 33 kV | All generators | 0.98 | ind | Mariquita - Victoria 2 115 | m:cosphi:bus1 | 0.87351 | ElmLne
2031 | 2031_DzMX_GzMN_Dp00_Gp00 | A1-Pensilvania 33 kV | All generators | 0.99 | ind | Mariquita - Victoria 2 115 | m:cosphi:bus1 | 0.87379 | ElmLne
2031 | 2031_DzMX_GzMN_Dp00_Gp00 | A1-Pensilvania 33 kV | All generators | 1 | ind | Mariquita - Victoria 2 115 | m:cosphi:bus1 | 0.87449 | ElmLne
2031 | 2031_DzMX_GzMN_Dp00_Gp00 | A1-Pensilvania 33 kV | All generators | 0.9 | ind | Mariquita - Victoria 2 115 | m:cosphi:bus2 | -0.89148 | ElmLne
2031 | 2031_DzMX_GzMN_Dp00_Gp00 | A1-Pensilvania 33 kV | All generators | 0.91 | ind | Mariquita - Victoria 2 115 | m:cosphi:bus2 | -0.89158 | ElmLne
2031 | 2031_DzMX_GzMN_Dp00_Gp00 | A1-Pensilvania 33 kV | All generators | 0.92 | ind | Mariquita - Victoria 2 115 | m:cosphi:bus2 | -0.89168 | ElmLne
2031 | 2031_DzMX_GzMN_Dp00_Gp00 | A1-Pensilvania 33 kV | All generators | 0.93 | ind | Mariquita - Victoria 2 115 | m:cosphi:bus2 | -0.8918 | ElmLne
2031 | 2031_DzMX_GzMN_Dp00_Gp00 | A1-Pensilvania 33 kV | All generators | 0.94 | ind | Mariquita - Victoria 2 115 | m:cosphi:bus2 | -0.89191 | ElmLne
2031 | 2031_DzMX_GzMN_Dp00_Gp00 | A1-Pensilvania 33 kV | All generators | 0.95 | ind | Mariquita - Victoria 2 115 | m:cosphi:bus2 | -0.89204 | ElmLne
2031 | 2031_DzMX_GzMN_Dp00_Gp00 | A1-Pensilvania 33 kV | All generators | 0.96 | ind | Mariquita - Victoria 2 115 | m:cosphi:bus2 | -0.89218 | ElmLne
2031 | 2031_DzMX_GzMN_Dp00_Gp00 | A1-Pensilvania 33 kV | All generators | 0.97 | ind | Mariquita - Victoria 2 115 | m:cosphi:bus2 | -0.89233 | ElmLne
2031 | 2031_DzMX_GzMN_Dp00_Gp00 | A1-Pensilvania 33 kV | All generators | 0.98 | ind | Mariquita - Victoria 2 115 | m:cosphi:bus2 | -0.89252 | ElmLne
2031 | 2031_DzMX_GzMN_Dp00_Gp00 | A1-Pensilvania 33 kV | All generators | 0.99 | ind | Mariquita - Victoria 2 115 | m:cosphi:bus2 | -0.89276 | ElmLne
2031 | 2031_DzMX_GzMN_Dp00_Gp00 | A1-Pensilvania 33 kV | All generators | 1 | ind | Mariquita - Victoria 2 115 | m:cosphi:bus2 | -0.89337 | ElmLne
2031 | 2031_DzMX_GzMN_Dp00_Gp00 | A1-Pensilvania 33 kV | All generators | 0.9 | ind | Dorada 115/33/13.8 kV | m:P:bushv in MW | 13.2074 | ElmTr3
2031 | 2031_DzMX_GzMN_Dp00_Gp00 | A1-Pensilvania 33 kV | All generators | 0.91 | ind | Dorada 115/33/13.8 kV | m:P:bushv in MW | 13.2066 | ElmTr3
2031 | 2031_DzMX_GzMN_Dp00_Gp00 | A1-Pensilvania 33 kV | All generators | 0.92 | ind | Dorada 115/33/13.8 kV | m:P:bushv in MW | 13.206 | ElmTr3
2031 | 2031_DzMX_GzMN_Dp00_Gp00 | A1-Pensilvania 33 kV | All generators | 0.93 | ind | Dorada 115/33/13.8 kV | m:P:bushv in MW | 13.2055 | ElmTr3
2031 | 2031_DzMX_GzMN_Dp00_Gp00 | A1-Pensilvania 33 kV | All generators | 0.94 | ind | Dorada 115/33/13.8 kV | m:P:bushv in MW | 13.2051 | ElmTr3
2031 | 2031_DzMX_GzMN_Dp00_Gp00 | A1-Pensilvania 33 kV | All generators | 0.95 | ind | Dorada 115/33/13.8 kV | m:P:bushv in MW | 13.205 | ElmTr3
2031 | 2031_DzMX_GzMN_Dp00_Gp00 | A1-Pensilvania 33 kV | All generators | 0.96 | ind | Dorada 115/33/13.8 kV | m:P:bushv in MW | 13.2051 | ElmTr3
2031 | 2031_DzMX_GzMN_Dp00_Gp00 | A1-Pensilvania 33 kV | All generators | 0.97 | ind | Dorada 115/33/13.8 kV | m:P:bushv in MW | 13.2056 | ElmTr3
2031 | 2031_DzMX_GzMN_Dp00_Gp00 | A1-Pensilvania 33 kV | All generators | 0.98 | ind | Dorada 115/33/13.8 kV | m:P:bushv in MW | 13.2066 | ElmTr3
2031 | 2031_DzMX_GzMN_Dp00_Gp00 | A1-Pensilvania 33 kV | All generators | 0.99 | ind | Dorada 115/33/13.8 kV | m:P:bushv in MW | 13.2088 | ElmTr3
2031 | 2031_DzMX_GzMN_Dp00_Gp00 | A1-Pensilvania 33 kV | All generators | 1 | ind | Dorada 115/33/13.8 kV | m:P:bushv in MW | 13.2184 | ElmTr3
2031 | 2031_DzMX_GzMN_Dp00_Gp00 | A1-Pensilvania 33 kV | All generators | 0.9 | ind | Dorada 115/33/13.8 kV | m:Q:bushv in Mvar | 6.855 | ElmTr3
2031 | 2031_DzMX_GzMN_Dp00_Gp00 | A1-Pensilvania 33 kV | All generators | 0.91 | ind | Dorada 115/33/13.8 kV | m:Q:bushv in Mvar | 6.8886 | ElmTr3
2031 | 2031_DzMX_GzMN_Dp00_Gp00 | A1-Pensilvania 33 kV | All generators | 0.92 | ind | Dorada 115/33/13.8 kV | m:Q:bushv in Mvar | 6.9237 | ElmTr3
2031 | 2031_DzMX_GzMN_Dp00_Gp00 | A1-Pensilvania 33 kV | All generators | 0.93 | ind | Dorada 115/33/13.8 kV | m:Q:bushv in Mvar | 6.9608 | ElmTr3
2031 | 2031_DzMX_GzMN_Dp00_Gp00 | A1-Pensilvania 33 kV | All generators | 0.94 | ind | Dorada 115/33/13.8 kV | m:Q:bushv in Mvar | 7.0003 | ElmTr3
2031 | 2031_DzMX_GzMN_Dp00_Gp00 | A1-Pensilvania 33 kV | All generators | 0.95 | ind | Dorada 115/33/13.8 kV | m:Q:bushv in Mvar | 7.0429 | ElmTr3
2031 | 2031_DzMX_GzMN_Dp00_Gp00 | A1-Pensilvania 33 kV | All generators | 0.96 | ind | Dorada 115/33/13.8 kV | m:Q:bushv in Mvar | 7.0899 | ElmTr3
2031 | 2031_DzMX_GzMN_Dp00_Gp00 | A1-Pensilvania 33 kV | All generators | 0.97 | ind | Dorada 115/33/13.8 kV | m:Q:bushv in Mvar | 7.1431 | ElmTr3
2031 | 2031_DzMX_GzMN_Dp00_Gp00 | A1-Pensilvania 33 kV | All generators | 0.98 | ind | Dorada 115/33/13.8 kV | m:Q:bushv in Mvar | 7.2064 | ElmTr3
2031 | 2031_DzMX_GzMN_Dp00_Gp00 | A1-Pensilvania 33 kV | All generators | 0.99 | ind | Dorada 115/33/13.8 kV | m:Q:bushv in Mvar | 7.2898 | ElmTr3
2031 | 2031_DzMX_GzMN_Dp00_Gp00 | A1-Pensilvania 33 kV | All generators | 1 | ind | Dorada 115/33/13.8 kV | m:Q:bushv in Mvar | 7.5004 | ElmTr3
2031 | 2031_DzMX_GzMN_Dp00_Gp00 | A1-Pensilvania 33 kV | All generators | 0.9 | ind | Dorada 115/33/13.8 kV | m:cosphi:bushv | 0.88757 | ElmTr3
2031 | 2031_DzMX_GzMN_Dp00_Gp00 | A1-Pensilvania 33 kV | All generators | 0.91 | ind | Dorada 115/33/13.8 kV | m:cosphi:bushv | 0.88664 | ElmTr3
2031 | 2031_DzMX_GzMN_Dp00_Gp00 | A1-Pensilvania 33 kV | All generators | 0.92 | ind | Dorada 115/33/13.8 kV | m:cosphi:bushv | 0.88566 | ElmTr3
2031 | 2031_DzMX_GzMN_Dp00_Gp00 | A1-Pensilvania 33 kV | All generators | 0.93 | ind | Dorada 115/33/13.8 kV | m:cosphi:bushv | 0.88463 | ElmTr3
2031 | 2031_DzMX_GzMN_Dp00_Gp00 | A1-Pensilvania 33 kV | All generators | 0.94 | ind | Dorada 115/33/13.8 kV | m:cosphi:bushv | 0.88353 | ElmTr3
2031 | 2031_DzMX_GzMN_Dp00_Gp00 | A1-Pensilvania 33 kV | All generators | 0.95 | ind | Dorada 115/33/13.8 kV | m:cosphi:bushv | 0.88235 | ElmTr3
2031 | 2031_DzMX_GzMN_Dp00_Gp00 | A1-Pensilvania 33 kV | All generators | 0.96 | ind | Dorada 115/33/13.8 kV | m:cosphi:bushv | 0.88104 | ElmTr3
2031 | 2031_DzMX_GzMN_Dp00_Gp00 | A1-Pensilvania 33 kV | All generators | 0.97 | ind | Dorada 115/33/13.8 kV | m:cosphi:bushv | 0.87957 | ElmTr3
2031 | 2031_DzMX_GzMN_Dp00_Gp00 | A1-Pensilvania 33 kV | All generators | 0.98 | ind | Dorada 115/33/13.8 kV | m:cosphi:bushv | 0.87782 | ElmTr3
2031 | 2031_DzMX_GzMN_Dp00_Gp00 | A1-Pensilvania 33 kV | All generators | 0.99 | ind | Dorada 115/33/13.8 kV | m:cosphi:bushv | 0.87552 | ElmTr3
2031 | 2031_DzMX_GzMN_Dp00_Gp00 | A1-Pensilvania 33 kV | All generators | 1 | ind | Dorada 115/33/13.8 kV | m:cosphi:bushv | 0.86974 | ElmTr3
2031 | 2031_DzMX_GzMN_Dp00_Gp00 | A1-Pensilvania 33 kV | All generators | 0.9 | ind | Manzanares 115/33/13.8 kV | m:P:bushv in MW | -4.6199 | ElmTr3
2031 | 2031_DzMX_GzMN_Dp00_Gp00 | A1-Pensilvania 33 kV | All generators | 0.91 | ind | Manzanares 115/33/13.8 kV | m:P:bushv in MW | -4.6173 | ElmTr3
2031 | 2031_DzMX_GzMN_Dp00_Gp00 | A1-Pensilvania 33 kV | All generators | 0.92 | ind | Manzanares 115/33/13.8 kV | m:P:bushv in MW | -4.6136 | ElmTr3
2031 | 2031_DzMX_GzMN_Dp00_Gp00 | A1-Pensilvania 33 kV | All generators | 0.93 | ind | Manzanares 115/33/13.8 kV | m:P:bushv in MW | -4.6085 | ElmTr3
2031 | 2031_DzMX_GzMN_Dp00_Gp00 | A1-Pensilvania 33 kV | All generators | 0.94 | ind | Manzanares 115/33/13.8 kV | m:P:bushv in MW | -4.6018 | ElmTr3
2031 | 2031_DzMX_GzMN_Dp00_Gp00 | A1-Pensilvania 33 kV | All generators | 0.95 | ind | Manzanares 115/33/13.8 kV | m:P:bushv in MW | -4.593 | ElmTr3
2031 | 2031_DzMX_GzMN_Dp00_Gp00 | A1-Pensilvania 33 kV | All generators | 0.96 | ind | Manzanares 115/33/13.8 kV | m:P:bushv in MW | -4.5815 | ElmTr3
2031 | 2031_DzMX_GzMN_Dp00_Gp00 | A1-Pensilvania 33 kV | All generators | 0.97 | ind | Manzanares 115/33/13.8 kV | m:P:bushv in MW | -4.5662 | ElmTr3
2031 | 2031_DzMX_GzMN_Dp00_Gp00 | A1-Pensilvania 33 kV | All generators | 0.98 | ind | Manzanares 115/33/13.8 kV | m:P:bushv in MW | -4.5448 | ElmTr3
2031 | 2031_DzMX_GzMN_Dp00_Gp00 | A1-Pensilvania 33 kV | All generators | 0.99 | ind | Manzanares 115/33/13.8 kV | m:P:bushv in MW | -4.5114 | ElmTr3
2031 | 2031_DzMX_GzMN_Dp00_Gp00 | A1-Pensilvania 33 kV | All generators | 1 | ind | Manzanares 115/33/13.8 kV | m:P:bushv in MW | -4.4008 | ElmTr3
2031 | 2031_DzMX_GzMN_Dp00_Gp00 | A1-Pensilvania 33 kV | All generators | 0.9 | ind | Manzanares 115/33/13.8 kV | m:Q:bushv in Mvar | 0.81854 | ElmTr3
2031 | 2031_DzMX_GzMN_Dp00_Gp00 | A1-Pensilvania 33 kV | All generators | 0.91 | ind | Manzanares 115/33/13.8 kV | m:Q:bushv in Mvar | 1.0346 | ElmTr3
2031 | 2031_DzMX_GzMN_Dp00_Gp00 | A1-Pensilvania 33 kV | All generators | 0.92 | ind | Manzanares 115/33/13.8 kV | m:Q:bushv in Mvar | 1.2604 | ElmTr3
2031 | 2031_DzMX_GzMN_Dp00_Gp00 | A1-Pensilvania 33 kV | All generators | 0.93 | ind | Manzanares 115/33/13.8 kV | m:Q:bushv in Mvar | 1.4982 | ElmTr3
2031 | 2031_DzMX_GzMN_Dp00_Gp00 | A1-Pensilvania 33 kV | All generators | 0.94 | ind | Manzanares 115/33/13.8 kV | m:Q:bushv in Mvar | 1.7514 | ElmTr3
2031 | 2031_DzMX_GzMN_Dp00_Gp00 | A1-Pensilvania 33 kV | All generators | 0.95 | ind | Manzanares 115/33/13.8 kV | m:Q:bushv in Mvar | 2.0245 | ElmTr3
2031 | 2031_DzMX_GzMN_Dp00_Gp00 | A1-Pensilvania 33 kV | All generators | 0.96 | ind | Manzanares 115/33/13.8 kV | m:Q:bushv in Mvar | 2.3249 | ElmTr3
2031 | 2031_DzMX_GzMN_Dp00_Gp00 | A1-Pensilvania 33 kV | All generators | 0.97 | ind | Manzanares 115/33/13.8 kV | m:Q:bushv in Mvar | 2.6648 | ElmTr3
2031 | 2031_DzMX_GzMN_Dp00_Gp00 | A1-Pensilvania 33 kV | All generators | 0.98 | ind | Manzanares 115/33/13.8 kV | m:Q:bushv in Mvar | 3.0685 | ElmTr3
2031 | 2031_DzMX_GzMN_Dp00_Gp00 | A1-Pensilvania 33 kV | All generators | 0.99 | ind | Manzanares 115/33/13.8 kV | m:Q:bushv in Mvar | 3.5988 | ElmTr3
2031 | 2031_DzMX_GzMN_Dp00_Gp00 | A1-Pensilvania 33 kV | All generators | 1 | ind | Manzanares 115/33/13.8 kV | m:Q:bushv in Mvar | 4.9324 | ElmTr3
2031 | 2031_DzMX_GzMN_Dp00_Gp00 | A1-Pensilvania 33 kV | All generators | 0.9 | ind | Manzanares 115/33/13.8 kV | m:cosphi:bushv | -0.98466 | ElmTr3
2031 | 2031_DzMX_GzMN_Dp00_Gp00 | A1-Pensilvania 33 kV | All generators | 0.91 | ind | Manzanares 115/33/13.8 kV | m:cosphi:bushv | -0.9758 | ElmTr3
2031 | 2031_DzMX_GzMN_Dp00_Gp00 | A1-Pensilvania 33 kV | All generators | 0.92 | ind | Manzanares 115/33/13.8 kV | m:cosphi:bushv | -0.96465 | ElmTr3
2031 | 2031_DzMX_GzMN_Dp00_Gp00 | A1-Pensilvania 33 kV | All generators | 0.93 | ind | Manzanares 115/33/13.8 kV | m:cosphi:bushv | -0.95101 | ElmTr3
2031 | 2031_DzMX_GzMN_Dp00_Gp00 | A1-Pensilvania 33 kV | All generators | 0.94 | ind | Manzanares 115/33/13.8 kV | m:cosphi:bushv | -0.9346 | ElmTr3
2031 | 2031_DzMX_GzMN_Dp00_Gp00 | A1-Pensilvania 33 kV | All generators | 0.95 | ind | Manzanares 115/33/13.8 kV | m:cosphi:bushv | -0.91505 | ElmTr3
2031 | 2031_DzMX_GzMN_Dp00_Gp00 | A1-Pensilvania 33 kV | All generators | 0.96 | ind | Manzanares 115/33/13.8 kV | m:cosphi:bushv | -0.89175 | ElmTr3
2031 | 2031_DzMX_GzMN_Dp00_Gp00 | A1-Pensilvania 33 kV | All generators | 0.97 | ind | Manzanares 115/33/13.8 kV | m:cosphi:bushv | -0.86368 | ElmTr3
2031 | 2031_DzMX_GzMN_Dp00_Gp00 | A1-Pensilvania 33 kV | All generators | 0.98 | ind | Manzanares 115/33/13.8 kV | m:cosphi:bushv | -0.82879 | ElmTr3
2031 | 2031_DzMX_GzMN_Dp00_Gp00 | A1-Pensilvania 33 kV | All generators | 0.99 | ind | Manzanares 115/33/13.8 kV | m:cosphi:bushv | -0.78174 | ElmTr3
2031 | 2031_DzMX_GzMN_Dp00_Gp00 | A1-Pensilvania 33 kV | All generators | 1 | ind | Manzanares 115/33/13.8 kV | m:cosphi:bushv | -0.66575 | ElmTr3
2031 | 2031_DzMX_GzMN_Dp00_Gp00 | A1-Pensilvania 33 kV | All generators | 0.9 | ind | Purnio 230/115 | m:P:bushv in MW | 56.0462 | ElmTr3
2031 | 2031_DzMX_GzMN_Dp00_Gp00 | A1-Pensilvania 33 kV | All generators | 0.91 | ind | Purnio 230/115 | m:P:bushv in MW | 56.0393 | ElmTr3
2031 | 2031_DzMX_GzMN_Dp00_Gp00 | A1-Pensilvania 33 kV | All generators | 0.92 | ind | Purnio 230/115 | m:P:bushv in MW | 56.0324 | ElmTr3
2031 | 2031_DzMX_GzMN_Dp00_Gp00 | A1-Pensilvania 33 kV | All generators | 0.93 | ind | Purnio 230/115 | m:P:bushv in MW | 56.0255 | ElmTr3
2031 | 2031_DzMX_GzMN_Dp00_Gp00 | A1-Pensilvania 33 kV | All generators | 0.94 | ind | Purnio 230/115 | m:P:bushv in MW | 56.0187 | ElmTr3
2031 | 2031_DzMX_GzMN_Dp00_Gp00 | A1-Pensilvania 33 kV | All generators | 0.95 | ind | Purnio 230/115 | m:P:bushv in MW | 56.0119 | ElmTr3
2031 | 2031_DzMX_GzMN_Dp00_Gp00 | A1-Pensilvania 33 kV | All generators | 0.96 | ind | Purnio 230/115 | m:P:bushv in MW | 56.0051 | ElmTr3
2031 | 2031_DzMX_GzMN_Dp00_Gp00 | A1-Pensilvania 33 kV | All generators | 0.97 | ind | Purnio 230/115 | m:P:bushv in MW | 55.9982 | ElmTr3
2031 | 2031_DzMX_GzMN_Dp00_Gp00 | A1-Pensilvania 33 kV | All generators | 0.98 | ind | Purnio 230/115 | m:P:bushv in MW | 55.9912 | ElmTr3
2031 | 2031_DzMX_GzMN_Dp00_Gp00 | A1-Pensilvania 33 kV | All generators | 0.99 | ind | Purnio 230/115 | m:P:bushv in MW | 55.9839 | ElmTr3
2031 | 2031_DzMX_GzMN_Dp00_Gp00 | A1-Pensilvania 33 kV | All generators | 1 | ind | Purnio 230/115 | m:P:bushv in MW | 55.9752 | ElmTr3
2031 | 2031_DzMX_GzMN_Dp00_Gp00 | A1-Pensilvania 33 kV | All generators | 0.9 | ind | Purnio 230/115 | m:Q:bushv in Mvar | 2.4704 | ElmTr3
2031 | 2031_DzMX_GzMN_Dp00_Gp00 | A1-Pensilvania 33 kV | All generators | 0.91 | ind | Purnio 230/115 | m:Q:bushv in Mvar | 2.5468 | ElmTr3
2031 | 2031_DzMX_GzMN_Dp00_Gp00 | A1-Pensilvania 33 kV | All generators | 0.92 | ind | Purnio 230/115 | m:Q:bushv in Mvar | 2.6266 | ElmTr3
2031 | 2031_DzMX_GzMN_Dp00_Gp00 | A1-Pensilvania 33 kV | All generators | 0.93 | ind | Purnio 230/115 | m:Q:bushv in Mvar | 2.7109 | ElmTr3
2031 | 2031_DzMX_GzMN_Dp00_Gp00 | A1-Pensilvania 33 kV | All generators | 0.94 | ind | Purnio 230/115 | m:Q:bushv in Mvar | 2.8008 | ElmTr3
2031 | 2031_DzMX_GzMN_Dp00_Gp00 | A1-Pensilvania 33 kV | All generators | 0.95 | ind | Purnio 230/115 | m:Q:bushv in Mvar | 2.8979 | ElmTr3
2031 | 2031_DzMX_GzMN_Dp00_Gp00 | A1-Pensilvania 33 kV | All generators | 0.96 | ind | Purnio 230/115 | m:Q:bushv in Mvar | 3.0049 | ElmTr3
2031 | 2031_DzMX_GzMN_Dp00_Gp00 | A1-Pensilvania 33 kV | All generators | 0.97 | ind | Purnio 230/115 | m:Q:bushv in Mvar | 3.1262 | ElmTr3
2031 | 2031_DzMX_GzMN_Dp00_Gp00 | A1-Pensilvania 33 kV | All generators | 0.98 | ind | Purnio 230/115 | m:Q:bushv in Mvar | 3.2706 | ElmTr3
2031 | 2031_DzMX_GzMN_Dp00_Gp00 | A1-Pensilvania 33 kV | All generators | 0.99 | ind | Purnio 230/115 | m:Q:bushv in Mvar | 3.4609 | ElmTr3
2031 | 2031_DzMX_GzMN_Dp00_Gp00 | A1-Pensilvania 33 kV | All generators | 1 | ind | Purnio 230/115 | m:Q:bushv in Mvar | 3.9421 | ElmTr3
2031 | 2031_DzMX_GzMN_Dp00_Gp00 | A1-Pensilvania 33 kV | All generators | 0.9 | ind | Purnio 230/115 | m:cosphi:bushv | 0.99903 | ElmTr3
2031 | 2031_DzMX_GzMN_Dp00_Gp00 | A1-Pensilvania 33 kV | All generators | 0.91 | ind | Purnio 230/115 | m:cosphi:bushv | 0.99897 | ElmTr3
2031 | 2031_DzMX_GzMN_Dp00_Gp00 | A1-Pensilvania 33 kV | All generators | 0.92 | ind | Purnio 230/115 | m:cosphi:bushv | 0.9989 | ElmTr3
2031 | 2031_DzMX_GzMN_Dp00_Gp00 | A1-Pensilvania 33 kV | All generators | 0.93 | ind | Purnio 230/115 | m:cosphi:bushv | 0.99883 | ElmTr3
2031 | 2031_DzMX_GzMN_Dp00_Gp00 | A1-Pensilvania 33 kV | All generators | 0.94 | ind | Purnio 230/115 | m:cosphi:bushv | 0.99875 | ElmTr3
2031 | 2031_DzMX_GzMN_Dp00_Gp00 | A1-Pensilvania 33 kV | All generators | 0.95 | ind | Purnio 230/115 | m:cosphi:bushv | 0.99866 | ElmTr3
2031 | 2031_DzMX_GzMN_Dp00_Gp00 | A1-Pensilvania 33 kV | All generators | 0.96 | ind | Purnio 230/115 | m:cosphi:bushv | 0.99856 | ElmTr3
2031 | 2031_DzMX_GzMN_Dp00_Gp00 | A1-Pensilvania 33 kV | All generators | 0.97 | ind | Purnio 230/115 | m:cosphi:bushv | 0.99845 | ElmTr3
2031 | 2031_DzMX_GzMN_Dp00_Gp00 | A1-Pensilvania 33 kV | All generators | 0.98 | ind | Purnio 230/115 | m:cosphi:bushv | 0.9983 | ElmTr3
2031 | 2031_DzMX_GzMN_Dp00_Gp00 | A1-Pensilvania 33 kV | All generators | 0.99 | ind | Purnio 230/115 | m:cosphi:bushv | 0.9981 | ElmTr3
2031 | 2031_DzMX_GzMN_Dp00_Gp00 | A1-Pensilvania 33 kV | All generators | 1 | ind | Purnio 230/115 | m:cosphi:bushv | 0.99753 | ElmTr3
2031 | 2031_DzMX_GzMN_Dp00_Gp00 | A1-Pensilvania 33 kV | All generators | 0.9 | ind | Victoria 115/33/13.8 kV | m:P:bushv in MW | 1.6874 | ElmTr3
2031 | 2031_DzMX_GzMN_Dp00_Gp00 | A1-Pensilvania 33 kV | All generators | 0.91 | ind | Victoria 115/33/13.8 kV | m:P:bushv in MW | 1.6714 | ElmTr3
2031 | 2031_DzMX_GzMN_Dp00_Gp00 | A1-Pensilvania 33 kV | All generators | 0.92 | ind | Victoria 115/33/13.8 kV | m:P:bushv in MW | 1.6552 | ElmTr3
2031 | 2031_DzMX_GzMN_Dp00_Gp00 | A1-Pensilvania 33 kV | All generators | 0.93 | ind | Victoria 115/33/13.8 kV | m:P:bushv in MW | 1.6389 | ElmTr3
2031 | 2031_DzMX_GzMN_Dp00_Gp00 | A1-Pensilvania 33 kV | All generators | 0.94 | ind | Victoria 115/33/13.8 kV | m:P:bushv in MW | 1.6223 | ElmTr3
2031 | 2031_DzMX_GzMN_Dp00_Gp00 | A1-Pensilvania 33 kV | All generators | 0.95 | ind | Victoria 115/33/13.8 kV | m:P:bushv in MW | 1.6053 | ElmTr3
2031 | 2031_DzMX_GzMN_Dp00_Gp00 | A1-Pensilvania 33 kV | All generators | 0.96 | ind | Victoria 115/33/13.8 kV | m:P:bushv in MW | 1.5877 | ElmTr3
2031 | 2031_DzMX_GzMN_Dp00_Gp00 | A1-Pensilvania 33 kV | All generators | 0.97 | ind | Victoria 115/33/13.8 kV | m:P:bushv in MW | 1.5691 | ElmTr3
2031 | 2031_DzMX_GzMN_Dp00_Gp00 | A1-Pensilvania 33 kV | All generators | 0.98 | ind | Victoria 115/33/13.8 kV | m:P:bushv in MW | 1.549 | ElmTr3
2031 | 2031_DzMX_GzMN_Dp00_Gp00 | A1-Pensilvania 33 kV | All generators | 0.99 | ind | Victoria 115/33/13.8 kV | m:P:bushv in MW | 1.5257 | ElmTr3
2031 | 2031_DzMX_GzMN_Dp00_Gp00 | A1-Pensilvania 33 kV | All generators | 1 | ind | Victoria 115/33/13.8 kV | m:P:bushv in MW | 1.4831 | ElmTr3
2031 | 2031_DzMX_GzMN_Dp00_Gp00 | A1-Pensilvania 33 kV | All generators | 0.9 | ind | Victoria 115/33/13.8 kV | m:Q:bushv in Mvar | 0.67167 | ElmTr3
2031 | 2031_DzMX_GzMN_Dp00_Gp00 | A1-Pensilvania 33 kV | All generators | 0.91 | ind | Victoria 115/33/13.8 kV | m:Q:bushv in Mvar | 0.80056 | ElmTr3
2031 | 2031_DzMX_GzMN_Dp00_Gp00 | A1-Pensilvania 33 kV | All generators | 0.92 | ind | Victoria 115/33/13.8 kV | m:Q:bushv in Mvar | 0.93533 | ElmTr3
2031 | 2031_DzMX_GzMN_Dp00_Gp00 | A1-Pensilvania 33 kV | All generators | 0.93 | ind | Victoria 115/33/13.8 kV | m:Q:bushv in Mvar | 1.0774 | ElmTr3
2031 | 2031_DzMX_GzMN_Dp00_Gp00 | A1-Pensilvania 33 kV | All generators | 0.94 | ind | Victoria 115/33/13.8 kV | m:Q:bushv in Mvar | 1.2287 | ElmTr3
2031 | 2031_DzMX_GzMN_Dp00_Gp00 | A1-Pensilvania 33 kV | All generators | 0.95 | ind | Victoria 115/33/13.8 kV | m:Q:bushv in Mvar | 1.3921 | ElmTr3
2031 | 2031_DzMX_GzMN_Dp00_Gp00 | A1-Pensilvania 33 kV | All generators | 0.96 | ind | Victoria 115/33/13.8 kV | m:Q:bushv in Mvar | 1.5719 | ElmTr3
2031 | 2031_DzMX_GzMN_Dp00_Gp00 | A1-Pensilvania 33 kV | All generators | 0.97 | ind | Victoria 115/33/13.8 kV | m:Q:bushv in Mvar | 1.7756 | ElmTr3
2031 | 2031_DzMX_GzMN_Dp00_Gp00 | A1-Pensilvania 33 kV | All generators | 0.98 | ind | Victoria 115/33/13.8 kV | m:Q:bushv in Mvar | 2.0177 | ElmTr3
2031 | 2031_DzMX_GzMN_Dp00_Gp00 | A1-Pensilvania 33 kV | All generators | 0.99 | ind | Victoria 115/33/13.8 kV | m:Q:bushv in Mvar | 2.3363 | ElmTr3
2031 | 2031_DzMX_GzMN_Dp00_Gp00 | A1-Pensilvania 33 kV | All generators | 1 | ind | Victoria 115/33/13.8 kV | m:Q:bushv in Mvar | 3.1394 | ElmTr3
2031 | 2031_DzMX_GzMN_Dp00_Gp00 | A1-Pensilvania 33 kV | All generators | 0.9 | ind | Victoria 115/33/13.8 kV | m:cosphi:bushv | 0.9291 | ElmTr3
2031 | 2031_DzMX_GzMN_Dp00_Gp00 | A1-Pensilvania 33 kV | All generators | 0.91 | ind | Victoria 115/33/13.8 kV | m:cosphi:bushv | 0.90188 | ElmTr3
2031 | 2031_DzMX_GzMN_Dp00_Gp00 | A1-Pensilvania 33 kV | All generators | 0.92 | ind | Victoria 115/33/13.8 kV | m:cosphi:bushv | 0.87061 | ElmTr3
2031 | 2031_DzMX_GzMN_Dp00_Gp00 | A1-Pensilvania 33 kV | All generators | 0.93 | ind | Victoria 115/33/13.8 kV | m:cosphi:bushv | 0.83561 | ElmTr3
2031 | 2031_DzMX_GzMN_Dp00_Gp00 | A1-Pensilvania 33 kV | All generators | 0.94 | ind | Victoria 115/33/13.8 kV | m:cosphi:bushv | 0.79716 | ElmTr3
2031 | 2031_DzMX_GzMN_Dp00_Gp00 | A1-Pensilvania 33 kV | All generators | 0.95 | ind | Victoria 115/33/13.8 kV | m:cosphi:bushv | 0.75549 | ElmTr3
2031 | 2031_DzMX_GzMN_Dp00_Gp00 | A1-Pensilvania 33 kV | All generators | 0.96 | ind | Victoria 115/33/13.8 kV | m:cosphi:bushv | 0.71062 | ElmTr3
2031 | 2031_DzMX_GzMN_Dp00_Gp00 | A1-Pensilvania 33 kV | All generators | 0.97 | ind | Victoria 115/33/13.8 kV | m:cosphi:bushv | 0.66219 | ElmTr3
2031 | 2031_DzMX_GzMN_Dp00_Gp00 | A1-Pensilvania 33 kV | All generators | 0.98 | ind | Victoria 115/33/13.8 kV | m:cosphi:bushv | 0.60895 | ElmTr3
2031 | 2031_DzMX_GzMN_Dp00_Gp00 | A1-Pensilvania 33 kV | All generators | 0.99 | ind | Victoria 115/33/13.8 kV | m:cosphi:bushv | 0.54678 | ElmTr3
2031 | 2031_DzMX_GzMN_Dp00_Gp00 | A1-Pensilvania 33 kV | All generators | 1 | ind | Victoria 115/33/13.8 kV | m:cosphi:bushv | 0.42713 | ElmTr3
2031 | 2031_DzMX_GzMN_Dp00_Gp00 | A2- Bolivia 33 kV | All generators | 0.9 | cap | Dorada - Magdalena 115 kV | m:P:bus1 in MW | 47.561 | ElmLne
2031 | 2031_DzMX_GzMN_Dp00_Gp00 | A2- Bolivia 33 kV | All generators | 0.91 | cap | Dorada - Magdalena 115 kV | m:P:bus1 in MW | 47.5848 | ElmLne
2031 | 2031_DzMX_GzMN_Dp00_Gp00 | A2- Bolivia 33 kV | All generators | 0.92 | cap | Dorada - Magdalena 115 kV | m:P:bus1 in MW | 47.6068 | ElmLne
2031 | 2031_DzMX_GzMN_Dp00_Gp00 | A2- Bolivia 33 kV | All generators | 0.93 | cap | Dorada - Magdalena 115 kV | m:P:bus1 in MW | 47.6276 | ElmLne
2031 | 2031_DzMX_GzMN_Dp00_Gp00 | A2- Bolivia 33 kV | All generators | 0.94 | cap | Dorada - Magdalena 115 kV | m:P:bus1 in MW | 47.6476 | ElmLne
2031 | 2031_DzMX_GzMN_Dp00_Gp00 | A2- Bolivia 33 kV | All generators | 0.95 | cap | Dorada - Magdalena 115 kV | m:P:bus1 in MW | 47.6672 | ElmLne
2031 | 2031_DzMX_GzMN_Dp00_Gp00 | A2- Bolivia 33 kV | All generators | 0.96 | cap | Dorada - Magdalena 115 kV | m:P:bus1 in MW | 47.6868 | ElmLne
2031 | 2031_DzMX_GzMN_Dp00_Gp00 | A2- Bolivia 33 kV | All generators | 0.97 | cap | Dorada - Magdalena 115 kV | m:P:bus1 in MW | 47.7069 | ElmLne
2031 | 2031_DzMX_GzMN_Dp00_Gp00 | A2- Bolivia 33 kV | All generators | 0.98 | cap | Dorada - Magdalena 115 kV | m:P:bus1 in MW | 47.7284 | ElmLne
2031 | 2031_DzMX_GzMN_Dp00_Gp00 | A2- Bolivia 33 kV | All generators | 0.99 | cap | Dorada - Magdalena 115 kV | m:P:bus1 in MW | 47.7535 | ElmLne
2031 | 2031_DzMX_GzMN_Dp00_Gp00 | A2- Bolivia 33 kV | All generators | 1 | cap | Dorada - Magdalena 115 kV | m:P:bus1 in MW | 47.8047 | ElmLne
2031 | 2031_DzMX_GzMN_Dp00_Gp00 | A2- Bolivia 33 kV | All generators | 0.9 | cap | Dorada - Magdalena 115 kV | m:P:bus2 in MW | -47.4388 | ElmLne
2031 | 2031_DzMX_GzMN_Dp00_Gp00 | A2- Bolivia 33 kV | All generators | 0.91 | cap | Dorada - Magdalena 115 kV | m:P:bus2 in MW | -47.4625 | ElmLne
2031 | 2031_DzMX_GzMN_Dp00_Gp00 | A2- Bolivia 33 kV | All generators | 0.92 | cap | Dorada - Magdalena 115 kV | m:P:bus2 in MW | -47.4844 | ElmLne
2031 | 2031_DzMX_GzMN_Dp00_Gp00 | A2- Bolivia 33 kV | All generators | 0.93 | cap | Dorada - Magdalena 115 kV | m:P:bus2 in MW | -47.5051 | ElmLne
2031 | 2031_DzMX_GzMN_Dp00_Gp00 | A2- Bolivia 33 kV | All generators | 0.94 | cap | Dorada - Magdalena 115 kV | m:P:bus2 in MW | -47.5251 | ElmLne
2031 | 2031_DzMX_GzMN_Dp00_Gp00 | A2- Bolivia 33 kV | All generators | 0.95 | cap | Dorada - Magdalena 115 kV | m:P:bus2 in MW | -47.5446 | ElmLne
2031 | 2031_DzMX_GzMN_Dp00_Gp00 | A2- Bolivia 33 kV | All generators | 0.96 | cap | Dorada - Magdalena 115 kV | m:P:bus2 in MW | -47.5641 | ElmLne
2031 | 2031_DzMX_GzMN_Dp00_Gp00 | A2- Bolivia 33 kV | All generators | 0.97 | cap | Dorada - Magdalena 115 kV | m:P:bus2 in MW | -47.5841 | ElmLne
2031 | 2031_DzMX_GzMN_Dp00_Gp00 | A2- Bolivia 33 kV | All generators | 0.98 | cap | Dorada - Magdalena 115 kV | m:P:bus2 in MW | -47.6055 | ElmLne
2031 | 2031_DzMX_GzMN_Dp00_Gp00 | A2- Bolivia 33 kV | All generators | 0.99 | cap | Dorada - Magdalena 115 kV | m:P:bus2 in MW | -47.6305 | ElmLne
2031 | 2031_DzMX_GzMN_Dp00_Gp00 | A2- Bolivia 33 kV | All generators | 1 | cap | Dorada - Magdalena 115 kV | m:P:bus2 in MW | -47.6815 | ElmLne
2031 | 2031_DzMX_GzMN_Dp00_Gp00 | A2- Bolivia 33 kV | All generators | 0.9 | cap | Dorada - Magdalena 115 kV | m:Q:bus1 in Mvar | 7.9542 | ElmLne
2031 | 2031_DzMX_GzMN_Dp00_Gp00 | A2- Bolivia 33 kV | All generators | 0.91 | cap | Dorada - Magdalena 115 kV | m:Q:bus1 in Mvar | 8.0066 | ElmLne
2031 | 2031_DzMX_GzMN_Dp00_Gp00 | A2- Bolivia 33 kV | All generators | 0.92 | cap | Dorada - Magdalena 115 kV | m:Q:bus1 in Mvar | 8.0561 | ElmLne
2031 | 2031_DzMX_GzMN_Dp00_Gp00 | A2- Bolivia 33 kV | All generators | 0.93 | cap | Dorada - Magdalena 115 kV | m:Q:bus1 in Mvar | 8.1038 | ElmLne
2031 | 2031_DzMX_GzMN_Dp00_Gp00 | A2- Bolivia 33 kV | All generators | 0.94 | cap | Dorada - Magdalena 115 kV | m:Q:bus1 in Mvar | 8.1504 | ElmLne
2031 | 2031_DzMX_GzMN_Dp00_Gp00 | A2- Bolivia 33 kV | All generators | 0.95 | cap | Dorada - Magdalena 115 kV | m:Q:bus1 in Mvar | 8.1969 | ElmLne
2031 | 2031_DzMX_GzMN_Dp00_Gp00 | A2- Bolivia 33 kV | All generators | 0.96 | cap | Dorada - Magdalena 115 kV | m:Q:bus1 in Mvar | 8.2441 | ElmLne
2031 | 2031_DzMX_GzMN_Dp00_Gp00 | A2- Bolivia 33 kV | All generators | 0.97 | cap | Dorada - Magdalena 115 kV | m:Q:bus1 in Mvar | 8.2936 | ElmLne
2031 | 2031_DzMX_GzMN_Dp00_Gp00 | A2- Bolivia 33 kV | All generators | 0.98 | cap | Dorada - Magdalena 115 kV | m:Q:bus1 in Mvar | 8.3476 | ElmLne
2031 | 2031_DzMX_GzMN_Dp00_Gp00 | A2- Bolivia 33 kV | All generators | 0.99 | cap | Dorada - Magdalena 115 kV | m:Q:bus1 in Mvar | 8.4121 | ElmLne
2031 | 2031_DzMX_GzMN_Dp00_Gp00 | A2- Bolivia 33 kV | All generators | 1 | cap | Dorada - Magdalena 115 kV | m:Q:bus1 in Mvar | 8.5495 | ElmLne
2031 | 2031_DzMX_GzMN_Dp00_Gp00 | A2- Bolivia 33 kV | All generators | 0.9 | cap | Dorada - Magdalena 115 kV | m:Q:bus2 in Mvar | -7.7081 | ElmLne
2031 | 2031_DzMX_GzMN_Dp00_Gp00 | A2- Bolivia 33 kV | All generators | 0.91 | cap | Dorada - Magdalena 115 kV | m:Q:bus2 in Mvar | -7.7602 | ElmLne
2031 | 2031_DzMX_GzMN_Dp00_Gp00 | A2- Bolivia 33 kV | All generators | 0.92 | cap | Dorada - Magdalena 115 kV | m:Q:bus2 in Mvar | -7.8094 | ElmLne
2031 | 2031_DzMX_GzMN_Dp00_Gp00 | A2- Bolivia 33 kV | All generators | 0.93 | cap | Dorada - Magdalena 115 kV | m:Q:bus2 in Mvar | -7.8568 | ElmLne
2031 | 2031_DzMX_GzMN_Dp00_Gp00 | A2- Bolivia 33 kV | All generators | 0.94 | cap | Dorada - Magdalena 115 kV | m:Q:bus2 in Mvar | -7.9033 | ElmLne
2031 | 2031_DzMX_GzMN_Dp00_Gp00 | A2- Bolivia 33 kV | All generators | 0.95 | cap | Dorada - Magdalena 115 kV | m:Q:bus2 in Mvar | -7.9495 | ElmLne
2031 | 2031_DzMX_GzMN_Dp00_Gp00 | A2- Bolivia 33 kV | All generators | 0.96 | cap | Dorada - Magdalena 115 kV | m:Q:bus2 in Mvar | -7.9966 | ElmLne
2031 | 2031_DzMX_GzMN_Dp00_Gp00 | A2- Bolivia 33 kV | All generators | 0.97 | cap | Dorada - Magdalena 115 kV | m:Q:bus2 in Mvar | -8.0458 | ElmLne
2031 | 2031_DzMX_GzMN_Dp00_Gp00 | A2- Bolivia 33 kV | All generators | 0.98 | cap | Dorada - Magdalena 115 kV | m:Q:bus2 in Mvar | -8.0996 | ElmLne
2031 | 2031_DzMX_GzMN_Dp00_Gp00 | A2- Bolivia 33 kV | All generators | 0.99 | cap | Dorada - Magdalena 115 kV | m:Q:bus2 in Mvar | -8.1639 | ElmLne
2031 | 2031_DzMX_GzMN_Dp00_Gp00 | A2- Bolivia 33 kV | All generators | 1 | cap | Dorada - Magdalena 115 kV | m:Q:bus2 in Mvar | -8.3008 | ElmLne
2031 | 2031_DzMX_GzMN_Dp00_Gp00 | A2- Bolivia 33 kV | All generators | 0.9 | cap | Dorada - Magdalena 115 kV | m:cosphi:bus1 | 0.9863 | ElmLne
2031 | 2031_DzMX_GzMN_Dp00_Gp00 | A2- Bolivia 33 kV | All generators | 0.91 | cap | Dorada - Magdalena 115 kV | m:cosphi:bus1 | 0.98614 | ElmLne
2031 | 2031_DzMX_GzMN_Dp00_Gp00 | A2- Bolivia 33 kV | All generators | 0.92 | cap | Dorada - Magdalena 115 kV | m:cosphi:bus1 | 0.98598 | ElmLne
2031 | 2031_DzMX_GzMN_Dp00_Gp00 | A2- Bolivia 33 kV | All generators | 0.93 | cap | Dorada - Magdalena 115 kV | m:cosphi:bus1 | 0.98583 | ElmLne
2031 | 2031_DzMX_GzMN_Dp00_Gp00 | A2- Bolivia 33 kV | All generators | 0.94 | cap | Dorada - Magdalena 115 kV | m:cosphi:bus1 | 0.98568 | ElmLne
2031 | 2031_DzMX_GzMN_Dp00_Gp00 | A2- Bolivia 33 kV | All generators | 0.95 | cap | Dorada - Magdalena 115 kV | m:cosphi:bus1 | 0.98554 | ElmLne
2031 | 2031_DzMX_GzMN_Dp00_Gp00 | A2- Bolivia 33 kV | All generators | 0.96 | cap | Dorada - Magdalena 115 kV | m:cosphi:bus1 | 0.98538 | ElmLne
2031 | 2031_DzMX_GzMN_Dp00_Gp00 | A2- Bolivia 33 kV | All generators | 0.97 | cap | Dorada - Magdalena 115 kV | m:cosphi:bus1 | 0.98522 | ElmLne
2031 | 2031_DzMX_GzMN_Dp00_Gp00 | A2- Bolivia 33 kV | All generators | 0.98 | cap | Dorada - Magdalena 115 kV | m:cosphi:bus1 | 0.98505 | ElmLne
2031 | 2031_DzMX_GzMN_Dp00_Gp00 | A2- Bolivia 33 kV | All generators | 0.99 | cap | Dorada - Magdalena 115 kV | m:cosphi:bus1 | 0.98484 | ElmLne
2031 | 2031_DzMX_GzMN_Dp00_Gp00 | A2- Bolivia 33 kV | All generators | 1 | cap | Dorada - Magdalena 115 kV | m:cosphi:bus1 | 0.98438 | ElmLne
2031 | 2031_DzMX_GzMN_Dp00_Gp00 | A2- Bolivia 33 kV | All generators | 0.9 | cap | Dorada - Magdalena 115 kV | m:cosphi:bus2 | -0.98705 | ElmLne
2031 | 2031_DzMX_GzMN_Dp00_Gp00 | A2- Bolivia 33 kV | All generators | 0.91 | cap | Dorada - Magdalena 115 kV | m:cosphi:bus2 | -0.9869 | ElmLne
2031 | 2031_DzMX_GzMN_Dp00_Gp00 | A2- Bolivia 33 kV | All generators | 0.92 | cap | Dorada - Magdalena 115 kV | m:cosphi:bus2 | -0.98674 | ElmLne
2031 | 2031_DzMX_GzMN_Dp00_Gp00 | A2- Bolivia 33 kV | All generators | 0.93 | cap | Dorada - Magdalena 115 kV | m:cosphi:bus2 | -0.9866 | ElmLne
2031 | 2031_DzMX_GzMN_Dp00_Gp00 | A2- Bolivia 33 kV | All generators | 0.94 | cap | Dorada - Magdalena 115 kV | m:cosphi:bus2 | -0.98645 | ElmLne
2031 | 2031_DzMX_GzMN_Dp00_Gp00 | A2- Bolivia 33 kV | All generators | 0.95 | cap | Dorada - Magdalena 115 kV | m:cosphi:bus2 | -0.98631 | ElmLne
2031 | 2031_DzMX_GzMN_Dp00_Gp00 | A2- Bolivia 33 kV | All generators | 0.96 | cap | Dorada - Magdalena 115 kV | m:cosphi:bus2 | -0.98616 | ElmLne
2031 | 2031_DzMX_GzMN_Dp00_Gp00 | A2- Bolivia 33 kV | All generators | 0.97 | cap | Dorada - Magdalena 115 kV | m:cosphi:bus2 | -0.986 | ElmLne
2031 | 2031_DzMX_GzMN_Dp00_Gp00 | A2- Bolivia 33 kV | All generators | 0.98 | cap | Dorada - Magdalena 115 kV | m:cosphi:bus2 | -0.98583 | ElmLne
2031 | 2031_DzMX_GzMN_Dp00_Gp00 | A2- Bolivia 33 kV | All generators | 0.99 | cap | Dorada - Magdalena 115 kV | m:cosphi:bus2 | -0.98563 | ElmLne
2031 | 2031_DzMX_GzMN_Dp00_Gp00 | A2- Bolivia 33 kV | All generators | 1 | cap | Dorada - Magdalena 115 kV | m:cosphi:bus2 | -0.98518 | ElmLne
2031 | 2031_DzMX_GzMN_Dp00_Gp00 | A2- Bolivia 33 kV | All generators | 0.9 | cap | Mariquita - Victoria 2 115 | m:P:bus1 in MW | 11.8235 | ElmLne
2031 | 2031_DzMX_GzMN_Dp00_Gp00 | A2- Bolivia 33 kV | All generators | 0.91 | cap | Mariquita - Victoria 2 115 | m:P:bus1 in MW | 11.8175 | ElmLne
2031 | 2031_DzMX_GzMN_Dp00_Gp00 | A2- Bolivia 33 kV | All generators | 0.92 | cap | Mariquita - Victoria 2 115 | m:P:bus1 in MW | 11.8111 | ElmLne
2031 | 2031_DzMX_GzMN_Dp00_Gp00 | A2- Bolivia 33 kV | All generators | 0.93 | cap | Mariquita - Victoria 2 115 | m:P:bus1 in MW | 11.8043 | ElmLne
2031 | 2031_DzMX_GzMN_Dp00_Gp00 | A2- Bolivia 33 kV | All generators | 0.94 | cap | Mariquita - Victoria 2 115 | m:P:bus1 in MW | 11.797 | ElmLne
2031 | 2031_DzMX_GzMN_Dp00_Gp00 | A2- Bolivia 33 kV | All generators | 0.95 | cap | Mariquita - Victoria 2 115 | m:P:bus1 in MW | 11.7891 | ElmLne
2031 | 2031_DzMX_GzMN_Dp00_Gp00 | A2- Bolivia 33 kV | All generators | 0.96 | cap | Mariquita - Victoria 2 115 | m:P:bus1 in MW | 11.7805 | ElmLne
2031 | 2031_DzMX_GzMN_Dp00_Gp00 | A2- Bolivia 33 kV | All generators | 0.97 | cap | Mariquita - Victoria 2 115 | m:P:bus1 in MW | 11.7708 | ElmLne
2031 | 2031_DzMX_GzMN_Dp00_Gp00 | A2- Bolivia 33 kV | All generators | 0.98 | cap | Mariquita - Victoria 2 115 | m:P:bus1 in MW | 11.7594 | ElmLne
2031 | 2031_DzMX_GzMN_Dp00_Gp00 | A2- Bolivia 33 kV | All generators | 0.99 | cap | Mariquita - Victoria 2 115 | m:P:bus1 in MW | 11.7448 | ElmLne
2031 | 2031_DzMX_GzMN_Dp00_Gp00 | A2- Bolivia 33 kV | All generators | 1 | cap | Mariquita - Victoria 2 115 | m:P:bus1 in MW | 11.7097 | ElmLne
2031 | 2031_DzMX_GzMN_Dp00_Gp00 | A2- Bolivia 33 kV | All generators | 0.9 | cap | Mariquita - Victoria 2 115 | m:P:bus2 in MW | -11.785 | ElmLne
2031 | 2031_DzMX_GzMN_Dp00_Gp00 | A2- Bolivia 33 kV | All generators | 0.91 | cap | Mariquita - Victoria 2 115 | m:P:bus2 in MW | -11.7792 | ElmLne
2031 | 2031_DzMX_GzMN_Dp00_Gp00 | A2- Bolivia 33 kV | All generators | 0.92 | cap | Mariquita - Victoria 2 115 | m:P:bus2 in MW | -11.773 | ElmLne
2031 | 2031_DzMX_GzMN_Dp00_Gp00 | A2- Bolivia 33 kV | All generators | 0.93 | cap | Mariquita - Victoria 2 115 | m:P:bus2 in MW | -11.7664 | ElmLne
2031 | 2031_DzMX_GzMN_Dp00_Gp00 | A2- Bolivia 33 kV | All generators | 0.94 | cap | Mariquita - Victoria 2 115 | m:P:bus2 in MW | -11.7593 | ElmLne
2031 | 2031_DzMX_GzMN_Dp00_Gp00 | A2- Bolivia 33 kV | All generators | 0.95 | cap | Mariquita - Victoria 2 115 | m:P:bus2 in MW | -11.7517 | ElmLne
2031 | 2031_DzMX_GzMN_Dp00_Gp00 | A2- Bolivia 33 kV | All generators | 0.96 | cap | Mariquita - Victoria 2 115 | m:P:bus2 in MW | -11.7433 | ElmLne
2031 | 2031_DzMX_GzMN_Dp00_Gp00 | A2- Bolivia 33 kV | All generators | 0.97 | cap | Mariquita - Victoria 2 115 | m:P:bus2 in MW | -11.7338 | ElmLne
2031 | 2031_DzMX_GzMN_Dp00_Gp00 | A2- Bolivia 33 kV | All generators | 0.98 | cap | Mariquita - Victoria 2 115 | m:P:bus2 in MW | -11.7227 | ElmLne
2031 | 2031_DzMX_GzMN_Dp00_Gp00 | A2- Bolivia 33 kV | All generators | 0.99 | cap | Mariquita - Victoria 2 115 | m:P:bus2 in MW | -11.7083 | ElmLne
2031 | 2031_DzMX_GzMN_Dp00_Gp00 | A2- Bolivia 33 kV | All generators | 1 | cap | Mariquita - Victoria 2 115 | m:P:bus2 in MW | -11.6738 | ElmLne
2031 | 2031_DzMX_GzMN_Dp00_Gp00 | A2- Bolivia 33 kV | All generators | 0.9 | cap | Mariquita - Victoria 2 115 | m:Q:bus1 in Mvar | -6.7399 | ElmLne
2031 | 2031_DzMX_GzMN_Dp00_Gp00 | A2- Bolivia 33 kV | All generators | 0.91 | cap | Mariquita - Victoria 2 115 | m:Q:bus1 in Mvar | -6.6831 | ElmLne
2031 | 2031_DzMX_GzMN_Dp00_Gp00 | A2- Bolivia 33 kV | All generators | 0.92 | cap | Mariquita - Victoria 2 115 | m:Q:bus1 in Mvar | -6.6294 | ElmLne
2031 | 2031_DzMX_GzMN_Dp00_Gp00 | A2- Bolivia 33 kV | All generators | 0.93 | cap | Mariquita - Victoria 2 115 | m:Q:bus1 in Mvar | -6.5779 | ElmLne
2031 | 2031_DzMX_GzMN_Dp00_Gp00 | A2- Bolivia 33 kV | All generators | 0.94 | cap | Mariquita - Victoria 2 115 | m:Q:bus1 in Mvar | -6.5275 | ElmLne
2031 | 2031_DzMX_GzMN_Dp00_Gp00 | A2- Bolivia 33 kV | All generators | 0.95 | cap | Mariquita - Victoria 2 115 | m:Q:bus1 in Mvar | -6.4774 | ElmLne
2031 | 2031_DzMX_GzMN_Dp00_Gp00 | A2- Bolivia 33 kV | All generators | 0.96 | cap | Mariquita - Victoria 2 115 | m:Q:bus1 in Mvar | -6.4264 | ElmLne
2031 | 2031_DzMX_GzMN_Dp00_Gp00 | A2- Bolivia 33 kV | All generators | 0.97 | cap | Mariquita - Victoria 2 115 | m:Q:bus1 in Mvar | -6.3732 | ElmLne
2031 | 2031_DzMX_GzMN_Dp00_Gp00 | A2- Bolivia 33 kV | All generators | 0.98 | cap | Mariquita - Victoria 2 115 | m:Q:bus1 in Mvar | -6.3152 | ElmLne
2031 | 2031_DzMX_GzMN_Dp00_Gp00 | A2- Bolivia 33 kV | All generators | 0.99 | cap | Mariquita - Victoria 2 115 | m:Q:bus1 in Mvar | -6.246 | ElmLne
2031 | 2031_DzMX_GzMN_Dp00_Gp00 | A2- Bolivia 33 kV | All generators | 1 | cap | Mariquita - Victoria 2 115 | m:Q:bus1 in Mvar | -6.0989 | ElmLne
2031 | 2031_DzMX_GzMN_Dp00_Gp00 | A2- Bolivia 33 kV | All generators | 0.9 | cap | Mariquita - Victoria 2 115 | m:Q:bus2 in Mvar | 6.182 | ElmLne
2031 | 2031_DzMX_GzMN_Dp00_Gp00 | A2- Bolivia 33 kV | All generators | 0.91 | cap | Mariquita - Victoria 2 115 | m:Q:bus2 in Mvar | 6.1241 | ElmLne
2031 | 2031_DzMX_GzMN_Dp00_Gp00 | A2- Bolivia 33 kV | All generators | 0.92 | cap | Mariquita - Victoria 2 115 | m:Q:bus2 in Mvar | 6.0694 | ElmLne
2031 | 2031_DzMX_GzMN_Dp00_Gp00 | A2- Bolivia 33 kV | All generators | 0.93 | cap | Mariquita - Victoria 2 115 | m:Q:bus2 in Mvar | 6.0168 | ElmLne
2031 | 2031_DzMX_GzMN_Dp00_Gp00 | A2- Bolivia 33 kV | All generators | 0.94 | cap | Mariquita - Victoria 2 115 | m:Q:bus2 in Mvar | 5.9654 | ElmLne
2031 | 2031_DzMX_GzMN_Dp00_Gp00 | A2- Bolivia 33 kV | All generators | 0.95 | cap | Mariquita - Victoria 2 115 | m:Q:bus2 in Mvar | 5.9143 | ElmLne
2031 | 2031_DzMX_GzMN_Dp00_Gp00 | A2- Bolivia 33 kV | All generators | 0.96 | cap | Mariquita - Victoria 2 115 | m:Q:bus2 in Mvar | 5.8623 | ElmLne
2031 | 2031_DzMX_GzMN_Dp00_Gp00 | A2- Bolivia 33 kV | All generators | 0.97 | cap | Mariquita - Victoria 2 115 | m:Q:bus2 in Mvar | 5.808 | ElmLne
2031 | 2031_DzMX_GzMN_Dp00_Gp00 | A2- Bolivia 33 kV | All generators | 0.98 | cap | Mariquita - Victoria 2 115 | m:Q:bus2 in Mvar | 5.7488 | ElmLne
2031 | 2031_DzMX_GzMN_Dp00_Gp00 | A2- Bolivia 33 kV | All generators | 0.99 | cap | Mariquita - Victoria 2 115 | m:Q:bus2 in Mvar | 5.6781 | ElmLne
2031 | 2031_DzMX_GzMN_Dp00_Gp00 | A2- Bolivia 33 kV | All generators | 1 | cap | Mariquita - Victoria 2 115 | m:Q:bus2 in Mvar | 5.528 | ElmLne
2031 | 2031_DzMX_GzMN_Dp00_Gp00 | A2- Bolivia 33 kV | All generators | 0.9 | cap | Mariquita - Victoria 2 115 | m:cosphi:bus1 | 0.86876 | ElmLne
2031 | 2031_DzMX_GzMN_Dp00_Gp00 | A2- Bolivia 33 kV | All generators | 0.91 | cap | Mariquita - Victoria 2 115 | m:cosphi:bus1 | 0.87045 | ElmLne
2031 | 2031_DzMX_GzMN_Dp00_Gp00 | A2- Bolivia 33 kV | All generators | 0.92 | cap | Mariquita - Victoria 2 115 | m:cosphi:bus1 | 0.87203 | ElmLne
2031 | 2031_DzMX_GzMN_Dp00_Gp00 | A2- Bolivia 33 kV | All generators | 0.93 | cap | Mariquita - Victoria 2 115 | m:cosphi:bus1 | 0.87353 | ElmLne
2031 | 2031_DzMX_GzMN_Dp00_Gp00 | A2- Bolivia 33 kV | All generators | 0.94 | cap | Mariquita - Victoria 2 115 | m:cosphi:bus1 | 0.87499 | ElmLne
2031 | 2031_DzMX_GzMN_Dp00_Gp00 | A2- Bolivia 33 kV | All generators | 0.95 | cap | Mariquita - Victoria 2 115 | m:cosphi:bus1 | 0.87642 | ElmLne
2031 | 2031_DzMX_GzMN_Dp00_Gp00 | A2- Bolivia 33 kV | All generators | 0.96 | cap | Mariquita - Victoria 2 115 | m:cosphi:bus1 | 0.87787 | ElmLne
2031 | 2031_DzMX_GzMN_Dp00_Gp00 | A2- Bolivia 33 kV | All generators | 0.97 | cap | Mariquita - Victoria 2 115 | m:cosphi:bus1 | 0.87937 | ElmLne
2031 | 2031_DzMX_GzMN_Dp00_Gp00 | A2- Bolivia 33 kV | All generators | 0.98 | cap | Mariquita - Victoria 2 115 | m:cosphi:bus1 | 0.881 | ElmLne
2031 | 2031_DzMX_GzMN_Dp00_Gp00 | A2- Bolivia 33 kV | All generators | 0.99 | cap | Mariquita - Victoria 2 115 | m:cosphi:bus1 | 0.88291 | ElmLne
2031 | 2031_DzMX_GzMN_Dp00_Gp00 | A2- Bolivia 33 kV | All generators | 1 | cap | Mariquita - Victoria 2 115 | m:cosphi:bus1 | 0.88691 | ElmLne
2031 | 2031_DzMX_GzMN_Dp00_Gp00 | A2- Bolivia 33 kV | All generators | 0.9 | cap | Mariquita - Victoria 2 115 | m:cosphi:bus2 | -0.88556 | ElmLne
2031 | 2031_DzMX_GzMN_Dp00_Gp00 | A2- Bolivia 33 kV | All generators | 0.91 | cap | Mariquita - Victoria 2 115 | m:cosphi:bus2 | -0.88725 | ElmLne
2031 | 2031_DzMX_GzMN_Dp00_Gp00 | A2- Bolivia 33 kV | All generators | 0.92 | cap | Mariquita - Victoria 2 115 | m:cosphi:bus2 | -0.88884 | ElmLne
2031 | 2031_DzMX_GzMN_Dp00_Gp00 | A2- Bolivia 33 kV | All generators | 0.93 | cap | Mariquita - Victoria 2 115 | m:cosphi:bus2 | -0.89035 | ElmLne
2031 | 2031_DzMX_GzMN_Dp00_Gp00 | A2- Bolivia 33 kV | All generators | 0.94 | cap | Mariquita - Victoria 2 115 | m:cosphi:bus2 | -0.89181 | ElmLne
2031 | 2031_DzMX_GzMN_Dp00_Gp00 | A2- Bolivia 33 kV | All generators | 0.95 | cap | Mariquita - Victoria 2 115 | m:cosphi:bus2 | -0.89326 | ElmLne
2031 | 2031_DzMX_GzMN_Dp00_Gp00 | A2- Bolivia 33 kV | All generators | 0.96 | cap | Mariquita - Victoria 2 115 | m:cosphi:bus2 | -0.89471 | ElmLne
2031 | 2031_DzMX_GzMN_Dp00_Gp00 | A2- Bolivia 33 kV | All generators | 0.97 | cap | Mariquita - Victoria 2 115 | m:cosphi:bus2 | -0.89622 | ElmLne
2031 | 2031_DzMX_GzMN_Dp00_Gp00 | A2- Bolivia 33 kV | All generators | 0.98 | cap | Mariquita - Victoria 2 115 | m:cosphi:bus2 | -0.89785 | ElmLne
2031 | 2031_DzMX_GzMN_Dp00_Gp00 | A2- Bolivia 33 kV | All generators | 0.99 | cap | Mariquita - Victoria 2 115 | m:cosphi:bus2 | -0.89977 | ElmLne
2031 | 2031_DzMX_GzMN_Dp00_Gp00 | A2- Bolivia 33 kV | All generators | 1 | cap | Mariquita - Victoria 2 115 | m:cosphi:bus2 | -0.90379 | ElmLne
2031 | 2031_DzMX_GzMN_Dp00_Gp00 | A2- Bolivia 33 kV | All generators | 0.9 | cap | Dorada 115/33/13.8 kV | m:P:bushv in MW | 14.1751 | ElmTr3
2031 | 2031_DzMX_GzMN_Dp00_Gp00 | A2- Bolivia 33 kV | All generators | 0.91 | cap | Dorada 115/33/13.8 kV | m:P:bushv in MW | 14.1616 | ElmTr3
2031 | 2031_DzMX_GzMN_Dp00_Gp00 | A2- Bolivia 33 kV | All generators | 0.92 | cap | Dorada 115/33/13.8 kV | m:P:bushv in MW | 14.1489 | ElmTr3
2031 | 2031_DzMX_GzMN_Dp00_Gp00 | A2- Bolivia 33 kV | All generators | 0.93 | cap | Dorada 115/33/13.8 kV | m:P:bushv in MW | 14.1369 | ElmTr3
2031 | 2031_DzMX_GzMN_Dp00_Gp00 | A2- Bolivia 33 kV | All generators | 0.94 | cap | Dorada 115/33/13.8 kV | m:P:bushv in MW | 14.1253 | ElmTr3
2031 | 2031_DzMX_GzMN_Dp00_Gp00 | A2- Bolivia 33 kV | All generators | 0.95 | cap | Dorada 115/33/13.8 kV | m:P:bushv in MW | 14.1139 | ElmTr3
2031 | 2031_DzMX_GzMN_Dp00_Gp00 | A2- Bolivia 33 kV | All generators | 0.96 | cap | Dorada 115/33/13.8 kV | m:P:bushv in MW | 14.1025 | ElmTr3
2031 | 2031_DzMX_GzMN_Dp00_Gp00 | A2- Bolivia 33 kV | All generators | 0.97 | cap | Dorada 115/33/13.8 kV | m:P:bushv in MW | 14.0907 | ElmTr3
2031 | 2031_DzMX_GzMN_Dp00_Gp00 | A2- Bolivia 33 kV | All generators | 0.98 | cap | Dorada 115/33/13.8 kV | m:P:bushv in MW | 14.0781 | ElmTr3
2031 | 2031_DzMX_GzMN_Dp00_Gp00 | A2- Bolivia 33 kV | All generators | 0.99 | cap | Dorada 115/33/13.8 kV | m:P:bushv in MW | 14.0632 | ElmTr3
2031 | 2031_DzMX_GzMN_Dp00_Gp00 | A2- Bolivia 33 kV | All generators | 1 | cap | Dorada 115/33/13.8 kV | m:P:bushv in MW | 14.0326 | ElmTr3
2031 | 2031_DzMX_GzMN_Dp00_Gp00 | A2- Bolivia 33 kV | All generators | 0.9 | cap | Dorada 115/33/13.8 kV | m:Q:bushv in Mvar | 7.7213 | ElmTr3
2031 | 2031_DzMX_GzMN_Dp00_Gp00 | A2- Bolivia 33 kV | All generators | 0.91 | cap | Dorada 115/33/13.8 kV | m:Q:bushv in Mvar | 7.7013 | ElmTr3
2031 | 2031_DzMX_GzMN_Dp00_Gp00 | A2- Bolivia 33 kV | All generators | 0.92 | cap | Dorada 115/33/13.8 kV | m:Q:bushv in Mvar | 7.6823 | ElmTr3
2031 | 2031_DzMX_GzMN_Dp00_Gp00 | A2- Bolivia 33 kV | All generators | 0.93 | cap | Dorada 115/33/13.8 kV | m:Q:bushv in Mvar | 7.6639 | ElmTr3
2031 | 2031_DzMX_GzMN_Dp00_Gp00 | A2- Bolivia 33 kV | All generators | 0.94 | cap | Dorada 115/33/13.8 kV | m:Q:bushv in Mvar | 7.6458 | ElmTr3
2031 | 2031_DzMX_GzMN_Dp00_Gp00 | A2- Bolivia 33 kV | All generators | 0.95 | cap | Dorada 115/33/13.8 kV | m:Q:bushv in Mvar | 7.6277 | ElmTr3
2031 | 2031_DzMX_GzMN_Dp00_Gp00 | A2- Bolivia 33 kV | All generators | 0.96 | cap | Dorada 115/33/13.8 kV | m:Q:bushv in Mvar | 7.6092 | ElmTr3
2031 | 2031_DzMX_GzMN_Dp00_Gp00 | A2- Bolivia 33 kV | All generators | 0.97 | cap | Dorada 115/33/13.8 kV | m:Q:bushv in Mvar | 7.5897 | ElmTr3
2031 | 2031_DzMX_GzMN_Dp00_Gp00 | A2- Bolivia 33 kV | All generators | 0.98 | cap | Dorada 115/33/13.8 kV | m:Q:bushv in Mvar | 7.5683 | ElmTr3
2031 | 2031_DzMX_GzMN_Dp00_Gp00 | A2- Bolivia 33 kV | All generators | 0.99 | cap | Dorada 115/33/13.8 kV | m:Q:bushv in Mvar | 7.5426 | ElmTr3
2031 | 2031_DzMX_GzMN_Dp00_Gp00 | A2- Bolivia 33 kV | All generators | 1 | cap | Dorada 115/33/13.8 kV | m:Q:bushv in Mvar | 7.4871 | ElmTr3
2031 | 2031_DzMX_GzMN_Dp00_Gp00 | A2- Bolivia 33 kV | All generators | 0.9 | cap | Dorada 115/33/13.8 kV | m:cosphi:bushv | 0.87817 | ElmTr3
2031 | 2031_DzMX_GzMN_Dp00_Gp00 | A2- Bolivia 33 kV | All generators | 0.91 | cap | Dorada 115/33/13.8 kV | m:cosphi:bushv | 0.8785 | ElmTr3
2031 | 2031_DzMX_GzMN_Dp00_Gp00 | A2- Bolivia 33 kV | All generators | 0.92 | cap | Dorada 115/33/13.8 kV | m:cosphi:bushv | 0.87881 | ElmTr3
2031 | 2031_DzMX_GzMN_Dp00_Gp00 | A2- Bolivia 33 kV | All generators | 0.93 | cap | Dorada 115/33/13.8 kV | m:cosphi:bushv | 0.87912 | ElmTr3
2031 | 2031_DzMX_GzMN_Dp00_Gp00 | A2- Bolivia 33 kV | All generators | 0.94 | cap | Dorada 115/33/13.8 kV | m:cosphi:bushv | 0.87943 | ElmTr3
2031 | 2031_DzMX_GzMN_Dp00_Gp00 | A2- Bolivia 33 kV | All generators | 0.95 | cap | Dorada 115/33/13.8 kV | m:cosphi:bushv | 0.87974 | ElmTr3
2031 | 2031_DzMX_GzMN_Dp00_Gp00 | A2- Bolivia 33 kV | All generators | 0.96 | cap | Dorada 115/33/13.8 kV | m:cosphi:bushv | 0.88007 | ElmTr3
2031 | 2031_DzMX_GzMN_Dp00_Gp00 | A2- Bolivia 33 kV | All generators | 0.97 | cap | Dorada 115/33/13.8 kV | m:cosphi:bushv | 0.88041 | ElmTr3
2031 | 2031_DzMX_GzMN_Dp00_Gp00 | A2- Bolivia 33 kV | All generators | 0.98 | cap | Dorada 115/33/13.8 kV | m:cosphi:bushv | 0.88079 | ElmTr3
2031 | 2031_DzMX_GzMN_Dp00_Gp00 | A2- Bolivia 33 kV | All generators | 0.99 | cap | Dorada 115/33/13.8 kV | m:cosphi:bushv | 0.88125 | ElmTr3
2031 | 2031_DzMX_GzMN_Dp00_Gp00 | A2- Bolivia 33 kV | All generators | 1 | cap | Dorada 115/33/13.8 kV | m:cosphi:bushv | 0.88227 | ElmTr3
2031 | 2031_DzMX_GzMN_Dp00_Gp00 | A2- Bolivia 33 kV | All generators | 0.9 | cap | Manzanares 115/33/13.8 kV | m:P:bushv in MW | -7.2321 | ElmTr3
2031 | 2031_DzMX_GzMN_Dp00_Gp00 | A2- Bolivia 33 kV | All generators | 0.91 | cap | Manzanares 115/33/13.8 kV | m:P:bushv in MW | -7.3368 | ElmTr3
2031 | 2031_DzMX_GzMN_Dp00_Gp00 | A2- Bolivia 33 kV | All generators | 0.92 | cap | Manzanares 115/33/13.8 kV | m:P:bushv in MW | -7.427 | ElmTr3
2031 | 2031_DzMX_GzMN_Dp00_Gp00 | A2- Bolivia 33 kV | All generators | 0.93 | cap | Manzanares 115/33/13.8 kV | m:P:bushv in MW | -7.5056 | ElmTr3
2031 | 2031_DzMX_GzMN_Dp00_Gp00 | A2- Bolivia 33 kV | All generators | 0.94 | cap | Manzanares 115/33/13.8 kV | m:P:bushv in MW | -7.575 | ElmTr3
2031 | 2031_DzMX_GzMN_Dp00_Gp00 | A2- Bolivia 33 kV | All generators | 0.95 | cap | Manzanares 115/33/13.8 kV | m:P:bushv in MW | -7.6365 | ElmTr3
2031 | 2031_DzMX_GzMN_Dp00_Gp00 | A2- Bolivia 33 kV | All generators | 0.96 | cap | Manzanares 115/33/13.8 kV | m:P:bushv in MW | -7.6915 | ElmTr3
2031 | 2031_DzMX_GzMN_Dp00_Gp00 | A2- Bolivia 33 kV | All generators | 0.97 | cap | Manzanares 115/33/13.8 kV | m:P:bushv in MW | -7.7406 | ElmTr3
2031 | 2031_DzMX_GzMN_Dp00_Gp00 | A2- Bolivia 33 kV | All generators | 0.98 | cap | Manzanares 115/33/13.8 kV | m:P:bushv in MW | -7.7846 | ElmTr3
2031 | 2031_DzMX_GzMN_Dp00_Gp00 | A2- Bolivia 33 kV | All generators | 0.99 | cap | Manzanares 115/33/13.8 kV | m:P:bushv in MW | -7.8239 | ElmTr3
2031 | 2031_DzMX_GzMN_Dp00_Gp00 | A2- Bolivia 33 kV | All generators | 1 | cap | Manzanares 115/33/13.8 kV | m:P:bushv in MW | -7.8594 | ElmTr3
2031 | 2031_DzMX_GzMN_Dp00_Gp00 | A2- Bolivia 33 kV | All generators | 0.9 | cap | Manzanares 115/33/13.8 kV | m:Q:bushv in Mvar | 14.4766 | ElmTr3
2031 | 2031_DzMX_GzMN_Dp00_Gp00 | A2- Bolivia 33 kV | All generators | 0.91 | cap | Manzanares 115/33/13.8 kV | m:Q:bushv in Mvar | 13.6605 | ElmTr3
2031 | 2031_DzMX_GzMN_Dp00_Gp00 | A2- Bolivia 33 kV | All generators | 0.92 | cap | Manzanares 115/33/13.8 kV | m:Q:bushv in Mvar | 12.8875 | ElmTr3
2031 | 2031_DzMX_GzMN_Dp00_Gp00 | A2- Bolivia 33 kV | All generators | 0.93 | cap | Manzanares 115/33/13.8 kV | m:Q:bushv in Mvar | 12.1421 | ElmTr3
2031 | 2031_DzMX_GzMN_Dp00_Gp00 | A2- Bolivia 33 kV | All generators | 0.94 | cap | Manzanares 115/33/13.8 kV | m:Q:bushv in Mvar | 11.4112 | ElmTr3
2031 | 2031_DzMX_GzMN_Dp00_Gp00 | A2- Bolivia 33 kV | All generators | 0.95 | cap | Manzanares 115/33/13.8 kV | m:Q:bushv in Mvar | 10.6816 | ElmTr3
2031 | 2031_DzMX_GzMN_Dp00_Gp00 | A2- Bolivia 33 kV | All generators | 0.96 | cap | Manzanares 115/33/13.8 kV | m:Q:bushv in Mvar | 9.9382 | ElmTr3
2031 | 2031_DzMX_GzMN_Dp00_Gp00 | A2- Bolivia 33 kV | All generators | 0.97 | cap | Manzanares 115/33/13.8 kV | m:Q:bushv in Mvar | 9.1593 | ElmTr3
2031 | 2031_DzMX_GzMN_Dp00_Gp00 | A2- Bolivia 33 kV | All generators | 0.98 | cap | Manzanares 115/33/13.8 kV | m:Q:bushv in Mvar | 8.3065 | ElmTr3
2031 | 2031_DzMX_GzMN_Dp00_Gp00 | A2- Bolivia 33 kV | All generators | 0.99 | cap | Manzanares 115/33/13.8 kV | m:Q:bushv in Mvar | 7.2852 | ElmTr3
2031 | 2031_DzMX_GzMN_Dp00_Gp00 | A2- Bolivia 33 kV | All generators | 1 | cap | Manzanares 115/33/13.8 kV | m:Q:bushv in Mvar | 5.102 | ElmTr3
2031 | 2031_DzMX_GzMN_Dp00_Gp00 | A2- Bolivia 33 kV | All generators | 0.9 | cap | Manzanares 115/33/13.8 kV | m:cosphi:bushv | -0.44691 | ElmTr3
2031 | 2031_DzMX_GzMN_Dp00_Gp00 | A2- Bolivia 33 kV | All generators | 0.91 | cap | Manzanares 115/33/13.8 kV | m:cosphi:bushv | -0.47316 | ElmTr3
2031 | 2031_DzMX_GzMN_Dp00_Gp00 | A2- Bolivia 33 kV | All generators | 0.92 | cap | Manzanares 115/33/13.8 kV | m:cosphi:bushv | -0.49931 | ElmTr3
2031 | 2031_DzMX_GzMN_Dp00_Gp00 | A2- Bolivia 33 kV | All generators | 0.93 | cap | Manzanares 115/33/13.8 kV | m:cosphi:bushv | -0.5258 | ElmTr3
2031 | 2031_DzMX_GzMN_Dp00_Gp00 | A2- Bolivia 33 kV | All generators | 0.94 | cap | Manzanares 115/33/13.8 kV | m:cosphi:bushv | -0.55306 | ElmTr3
2031 | 2031_DzMX_GzMN_Dp00_Gp00 | A2- Bolivia 33 kV | All generators | 0.95 | cap | Manzanares 115/33/13.8 kV | m:cosphi:bushv | -0.58158 | ElmTr3
2031 | 2031_DzMX_GzMN_Dp00_Gp00 | A2- Bolivia 33 kV | All generators | 0.96 | cap | Manzanares 115/33/13.8 kV | m:cosphi:bushv | -0.61204 | ElmTr3
2031 | 2031_DzMX_GzMN_Dp00_Gp00 | A2- Bolivia 33 kV | All generators | 0.97 | cap | Manzanares 115/33/13.8 kV | m:cosphi:bushv | -0.64548 | ElmTr3
2031 | 2031_DzMX_GzMN_Dp00_Gp00 | A2- Bolivia 33 kV | All generators | 0.98 | cap | Manzanares 115/33/13.8 kV | m:cosphi:bushv | -0.68381 | ElmTr3
2031 | 2031_DzMX_GzMN_Dp00_Gp00 | A2- Bolivia 33 kV | All generators | 0.99 | cap | Manzanares 115/33/13.8 kV | m:cosphi:bushv | -0.73185 | ElmTr3
2031 | 2031_DzMX_GzMN_Dp00_Gp00 | A2- Bolivia 33 kV | All generators | 1 | cap | Manzanares 115/33/13.8 kV | m:cosphi:bushv | -0.83876 | ElmTr3
2031 | 2031_DzMX_GzMN_Dp00_Gp00 | A2- Bolivia 33 kV | All generators | 0.9 | cap | Purnio 230/115 | m:P:bushv in MW | 56.2936 | ElmTr3
2031 | 2031_DzMX_GzMN_Dp00_Gp00 | A2- Bolivia 33 kV | All generators | 0.91 | cap | Purnio 230/115 | m:P:bushv in MW | 56.2716 | ElmTr3
2031 | 2031_DzMX_GzMN_Dp00_Gp00 | A2- Bolivia 33 kV | All generators | 0.92 | cap | Purnio 230/115 | m:P:bushv in MW | 56.2529 | ElmTr3
2031 | 2031_DzMX_GzMN_Dp00_Gp00 | A2- Bolivia 33 kV | All generators | 0.93 | cap | Purnio 230/115 | m:P:bushv in MW | 56.2367 | ElmTr3
2031 | 2031_DzMX_GzMN_Dp00_Gp00 | A2- Bolivia 33 kV | All generators | 0.94 | cap | Purnio 230/115 | m:P:bushv in MW | 56.2226 | ElmTr3
2031 | 2031_DzMX_GzMN_Dp00_Gp00 | A2- Bolivia 33 kV | All generators | 0.95 | cap | Purnio 230/115 | m:P:bushv in MW | 56.2103 | ElmTr3
2031 | 2031_DzMX_GzMN_Dp00_Gp00 | A2- Bolivia 33 kV | All generators | 0.96 | cap | Purnio 230/115 | m:P:bushv in MW | 56.1996 | ElmTr3
2031 | 2031_DzMX_GzMN_Dp00_Gp00 | A2- Bolivia 33 kV | All generators | 0.97 | cap | Purnio 230/115 | m:P:bushv in MW | 56.1902 | ElmTr3
2031 | 2031_DzMX_GzMN_Dp00_Gp00 | A2- Bolivia 33 kV | All generators | 0.98 | cap | Purnio 230/115 | m:P:bushv in MW | 56.1823 | ElmTr3
2031 | 2031_DzMX_GzMN_Dp00_Gp00 | A2- Bolivia 33 kV | All generators | 0.99 | cap | Purnio 230/115 | m:P:bushv in MW | 56.1758 | ElmTr3
2031 | 2031_DzMX_GzMN_Dp00_Gp00 | A2- Bolivia 33 kV | All generators | 1 | cap | Purnio 230/115 | m:P:bushv in MW | 56.1732 | ElmTr3
2031 | 2031_DzMX_GzMN_Dp00_Gp00 | A2- Bolivia 33 kV | All generators | 0.9 | cap | Purnio 230/115 | m:Q:bushv in Mvar | 6.0819 | ElmTr3
2031 | 2031_DzMX_GzMN_Dp00_Gp00 | A2- Bolivia 33 kV | All generators | 0.91 | cap | Purnio 230/115 | m:Q:bushv in Mvar | 5.8945 | ElmTr3
2031 | 2031_DzMX_GzMN_Dp00_Gp00 | A2- Bolivia 33 kV | All generators | 0.92 | cap | Purnio 230/115 | m:Q:bushv in Mvar | 5.7175 | ElmTr3
2031 | 2031_DzMX_GzMN_Dp00_Gp00 | A2- Bolivia 33 kV | All generators | 0.93 | cap | Purnio 230/115 | m:Q:bushv in Mvar | 5.5473 | ElmTr3
2031 | 2031_DzMX_GzMN_Dp00_Gp00 | A2- Bolivia 33 kV | All generators | 0.94 | cap | Purnio 230/115 | m:Q:bushv in Mvar | 5.3809 | ElmTr3
2031 | 2031_DzMX_GzMN_Dp00_Gp00 | A2- Bolivia 33 kV | All generators | 0.95 | cap | Purnio 230/115 | m:Q:bushv in Mvar | 5.2151 | ElmTr3
2031 | 2031_DzMX_GzMN_Dp00_Gp00 | A2- Bolivia 33 kV | All generators | 0.96 | cap | Purnio 230/115 | m:Q:bushv in Mvar | 5.0466 | ElmTr3
2031 | 2031_DzMX_GzMN_Dp00_Gp00 | A2- Bolivia 33 kV | All generators | 0.97 | cap | Purnio 230/115 | m:Q:bushv in Mvar | 4.8705 | ElmTr3
2031 | 2031_DzMX_GzMN_Dp00_Gp00 | A2- Bolivia 33 kV | All generators | 0.98 | cap | Purnio 230/115 | m:Q:bushv in Mvar | 4.6783 | ElmTr3
2031 | 2031_DzMX_GzMN_Dp00_Gp00 | A2- Bolivia 33 kV | All generators | 0.99 | cap | Purnio 230/115 | m:Q:bushv in Mvar | 4.4487 | ElmTr3
2031 | 2031_DzMX_GzMN_Dp00_Gp00 | A2- Bolivia 33 kV | All generators | 1 | cap | Purnio 230/115 | m:Q:bushv in Mvar | 3.9607 | ElmTr3
2031 | 2031_DzMX_GzMN_Dp00_Gp00 | A2- Bolivia 33 kV | All generators | 0.9 | cap | Purnio 230/115 | m:cosphi:bushv | 0.99421 | ElmTr3
2031 | 2031_DzMX_GzMN_Dp00_Gp00 | A2- Bolivia 33 kV | All generators | 0.91 | cap | Purnio 230/115 | m:cosphi:bushv | 0.99456 | ElmTr3
2031 | 2031_DzMX_GzMN_Dp00_Gp00 | A2- Bolivia 33 kV | All generators | 0.92 | cap | Purnio 230/115 | m:cosphi:bushv | 0.99487 | ElmTr3
2031 | 2031_DzMX_GzMN_Dp00_Gp00 | A2- Bolivia 33 kV | All generators | 0.93 | cap | Purnio 230/115 | m:cosphi:bushv | 0.99517 | ElmTr3
2031 | 2031_DzMX_GzMN_Dp00_Gp00 | A2- Bolivia 33 kV | All generators | 0.94 | cap | Purnio 230/115 | m:cosphi:bushv | 0.99545 | ElmTr3
2031 | 2031_DzMX_GzMN_Dp00_Gp00 | A2- Bolivia 33 kV | All generators | 0.95 | cap | Purnio 230/115 | m:cosphi:bushv | 0.99572 | ElmTr3
2031 | 2031_DzMX_GzMN_Dp00_Gp00 | A2- Bolivia 33 kV | All generators | 0.96 | cap | Purnio 230/115 | m:cosphi:bushv | 0.99599 | ElmTr3
2031 | 2031_DzMX_GzMN_Dp00_Gp00 | A2- Bolivia 33 kV | All generators | 0.97 | cap | Purnio 230/115 | m:cosphi:bushv | 0.99626 | ElmTr3
2031 | 2031_DzMX_GzMN_Dp00_Gp00 | A2- Bolivia 33 kV | All generators | 0.98 | cap | Purnio 230/115 | m:cosphi:bushv | 0.99655 | ElmTr3
2031 | 2031_DzMX_GzMN_Dp00_Gp00 | A2- Bolivia 33 kV | All generators | 0.99 | cap | Purnio 230/115 | m:cosphi:bushv | 0.99688 | ElmTr3
2031 | 2031_DzMX_GzMN_Dp00_Gp00 | A2- Bolivia 33 kV | All generators | 1 | cap | Purnio 230/115 | m:cosphi:bushv | 0.99752 | ElmTr3
2031 | 2031_DzMX_GzMN_Dp00_Gp00 | A2- Bolivia 33 kV | All generators | 0.9 | cap | Victoria 115/33/13.8 kV | m:P:bushv in MW | 4.1372 | ElmTr3
2031 | 2031_DzMX_GzMN_Dp00_Gp00 | A2- Bolivia 33 kV | All generators | 0.91 | cap | Victoria 115/33/13.8 kV | m:P:bushv in MW | 4.0846 | ElmTr3
2031 | 2031_DzMX_GzMN_Dp00_Gp00 | A2- Bolivia 33 kV | All generators | 0.92 | cap | Victoria 115/33/13.8 kV | m:P:bushv in MW | 4.0367 | ElmTr3
2031 | 2031_DzMX_GzMN_Dp00_Gp00 | A2- Bolivia 33 kV | All generators | 0.93 | cap | Victoria 115/33/13.8 kV | m:P:bushv in MW | 3.9922 | ElmTr3
2031 | 2031_DzMX_GzMN_Dp00_Gp00 | A2- Bolivia 33 kV | All generators | 0.94 | cap | Victoria 115/33/13.8 kV | m:P:bushv in MW | 3.9504 | ElmTr3
2031 | 2031_DzMX_GzMN_Dp00_Gp00 | A2- Bolivia 33 kV | All generators | 0.95 | cap | Victoria 115/33/13.8 kV | m:P:bushv in MW | 3.9102 | ElmTr3
2031 | 2031_DzMX_GzMN_Dp00_Gp00 | A2- Bolivia 33 kV | All generators | 0.96 | cap | Victoria 115/33/13.8 kV | m:P:bushv in MW | 3.8709 | ElmTr3
2031 | 2031_DzMX_GzMN_Dp00_Gp00 | A2- Bolivia 33 kV | All generators | 0.97 | cap | Victoria 115/33/13.8 kV | m:P:bushv in MW | 3.8316 | ElmTr3
2031 | 2031_DzMX_GzMN_Dp00_Gp00 | A2- Bolivia 33 kV | All generators | 0.98 | cap | Victoria 115/33/13.8 kV | m:P:bushv in MW | 3.7906 | ElmTr3
2031 | 2031_DzMX_GzMN_Dp00_Gp00 | A2- Bolivia 33 kV | All generators | 0.99 | cap | Victoria 115/33/13.8 kV | m:P:bushv in MW | 3.7444 | ElmTr3
2031 | 2031_DzMX_GzMN_Dp00_Gp00 | A2- Bolivia 33 kV | All generators | 1 | cap | Victoria 115/33/13.8 kV | m:P:bushv in MW | 3.6561 | ElmTr3
2031 | 2031_DzMX_GzMN_Dp00_Gp00 | A2- Bolivia 33 kV | All generators | 0.9 | cap | Victoria 115/33/13.8 kV | m:Q:bushv in Mvar | 5.2023 | ElmTr3
2031 | 2031_DzMX_GzMN_Dp00_Gp00 | A2- Bolivia 33 kV | All generators | 0.91 | cap | Victoria 115/33/13.8 kV | m:Q:bushv in Mvar | 5.0362 | ElmTr3
2031 | 2031_DzMX_GzMN_Dp00_Gp00 | A2- Bolivia 33 kV | All generators | 0.92 | cap | Victoria 115/33/13.8 kV | m:Q:bushv in Mvar | 4.8787 | ElmTr3
2031 | 2031_DzMX_GzMN_Dp00_Gp00 | A2- Bolivia 33 kV | All generators | 0.93 | cap | Victoria 115/33/13.8 kV | m:Q:bushv in Mvar | 4.7266 | ElmTr3
2031 | 2031_DzMX_GzMN_Dp00_Gp00 | A2- Bolivia 33 kV | All generators | 0.94 | cap | Victoria 115/33/13.8 kV | m:Q:bushv in Mvar | 4.5773 | ElmTr3
2031 | 2031_DzMX_GzMN_Dp00_Gp00 | A2- Bolivia 33 kV | All generators | 0.95 | cap | Victoria 115/33/13.8 kV | m:Q:bushv in Mvar | 4.428 | ElmTr3
2031 | 2031_DzMX_GzMN_Dp00_Gp00 | A2- Bolivia 33 kV | All generators | 0.96 | cap | Victoria 115/33/13.8 kV | m:Q:bushv in Mvar | 4.2758 | ElmTr3
2031 | 2031_DzMX_GzMN_Dp00_Gp00 | A2- Bolivia 33 kV | All generators | 0.97 | cap | Victoria 115/33/13.8 kV | m:Q:bushv in Mvar | 4.116 | ElmTr3
2031 | 2031_DzMX_GzMN_Dp00_Gp00 | A2- Bolivia 33 kV | All generators | 0.98 | cap | Victoria 115/33/13.8 kV | m:Q:bushv in Mvar | 3.9408 | ElmTr3
2031 | 2031_DzMX_GzMN_Dp00_Gp00 | A2- Bolivia 33 kV | All generators | 0.99 | cap | Victoria 115/33/13.8 kV | m:Q:bushv in Mvar | 3.7307 | ElmTr3
2031 | 2031_DzMX_GzMN_Dp00_Gp00 | A2- Bolivia 33 kV | All generators | 1 | cap | Victoria 115/33/13.8 kV | m:Q:bushv in Mvar | 3.2803 | ElmTr3
2031 | 2031_DzMX_GzMN_Dp00_Gp00 | A2- Bolivia 33 kV | All generators | 0.9 | cap | Victoria 115/33/13.8 kV | m:cosphi:bushv | 0.62243 | ElmTr3
2031 | 2031_DzMX_GzMN_Dp00_Gp00 | A2- Bolivia 33 kV | All generators | 0.91 | cap | Victoria 115/33/13.8 kV | m:cosphi:bushv | 0.62991 | ElmTr3
2031 | 2031_DzMX_GzMN_Dp00_Gp00 | A2- Bolivia 33 kV | All generators | 0.92 | cap | Victoria 115/33/13.8 kV | m:cosphi:bushv | 0.63748 | ElmTr3
2031 | 2031_DzMX_GzMN_Dp00_Gp00 | A2- Bolivia 33 kV | All generators | 0.93 | cap | Victoria 115/33/13.8 kV | m:cosphi:bushv | 0.64526 | ElmTr3
2031 | 2031_DzMX_GzMN_Dp00_Gp00 | A2- Bolivia 33 kV | All generators | 0.94 | cap | Victoria 115/33/13.8 kV | m:cosphi:bushv | 0.65336 | ElmTr3
2031 | 2031_DzMX_GzMN_Dp00_Gp00 | A2- Bolivia 33 kV | All generators | 0.95 | cap | Victoria 115/33/13.8 kV | m:cosphi:bushv | 0.66192 | ElmTr3
2031 | 2031_DzMX_GzMN_Dp00_Gp00 | A2- Bolivia 33 kV | All generators | 0.96 | cap | Victoria 115/33/13.8 kV | m:cosphi:bushv | 0.67114 | ElmTr3
2031 | 2031_DzMX_GzMN_Dp00_Gp00 | A2- Bolivia 33 kV | All generators | 0.97 | cap | Victoria 115/33/13.8 kV | m:cosphi:bushv | 0.68137 | ElmTr3
2031 | 2031_DzMX_GzMN_Dp00_Gp00 | A2- Bolivia 33 kV | All generators | 0.98 | cap | Victoria 115/33/13.8 kV | m:cosphi:bushv | 0.69324 | ElmTr3
2031 | 2031_DzMX_GzMN_Dp00_Gp00 | A2- Bolivia 33 kV | All generators | 0.99 | cap | Victoria 115/33/13.8 kV | m:cosphi:bushv | 0.7084 | ElmTr3
2031 | 2031_DzMX_GzMN_Dp00_Gp00 | A2- Bolivia 33 kV | All generators | 1 | cap | Victoria 115/33/13.8 kV | m:cosphi:bushv | 0.74432 | ElmTr3
2031 | 2031_DzMX_GzMN_Dp00_Gp00 | A2- Bolivia 33 kV | All generators | 0.9 | ind | Dorada - Magdalena 115 kV | m:P:bus1 in MW | 47.9293 | ElmLne
2031 | 2031_DzMX_GzMN_Dp00_Gp00 | A2- Bolivia 33 kV | All generators | 0.91 | ind | Dorada - Magdalena 115 kV | m:P:bus1 in MW | 47.9234 | ElmLne
2031 | 2031_DzMX_GzMN_Dp00_Gp00 | A2- Bolivia 33 kV | All generators | 0.92 | ind | Dorada - Magdalena 115 kV | m:P:bus1 in MW | 47.9171 | ElmLne
2031 | 2031_DzMX_GzMN_Dp00_Gp00 | A2- Bolivia 33 kV | All generators | 0.93 | ind | Dorada - Magdalena 115 kV | m:P:bus1 in MW | 47.9104 | ElmLne
2031 | 2031_DzMX_GzMN_Dp00_Gp00 | A2- Bolivia 33 kV | All generators | 0.94 | ind | Dorada - Magdalena 115 kV | m:P:bus1 in MW | 47.9032 | ElmLne
2031 | 2031_DzMX_GzMN_Dp00_Gp00 | A2- Bolivia 33 kV | All generators | 0.95 | ind | Dorada - Magdalena 115 kV | m:P:bus1 in MW | 47.8953 | ElmLne
2031 | 2031_DzMX_GzMN_Dp00_Gp00 | A2- Bolivia 33 kV | All generators | 0.96 | ind | Dorada - Magdalena 115 kV | m:P:bus1 in MW | 47.8865 | ElmLne
2031 | 2031_DzMX_GzMN_Dp00_Gp00 | A2- Bolivia 33 kV | All generators | 0.97 | ind | Dorada - Magdalena 115 kV | m:P:bus1 in MW | 47.8764 | ElmLne
2031 | 2031_DzMX_GzMN_Dp00_Gp00 | A2- Bolivia 33 kV | All generators | 0.98 | ind | Dorada - Magdalena 115 kV | m:P:bus1 in MW | 47.8642 | ElmLne
2031 | 2031_DzMX_GzMN_Dp00_Gp00 | A2- Bolivia 33 kV | All generators | 0.99 | ind | Dorada - Magdalena 115 kV | m:P:bus1 in MW | 47.8478 | ElmLne
2031 | 2031_DzMX_GzMN_Dp00_Gp00 | A2- Bolivia 33 kV | All generators | 1 | ind | Dorada - Magdalena 115 kV | m:P:bus1 in MW | 47.8047 | ElmLne
2031 | 2031_DzMX_GzMN_Dp00_Gp00 | A2- Bolivia 33 kV | All generators | 0.9 | ind | Dorada - Magdalena 115 kV | m:P:bus2 in MW | -47.8057 | ElmLne
2031 | 2031_DzMX_GzMN_Dp00_Gp00 | A2- Bolivia 33 kV | All generators | 0.91 | ind | Dorada - Magdalena 115 kV | m:P:bus2 in MW | -47.7997 | ElmLne
2031 | 2031_DzMX_GzMN_Dp00_Gp00 | A2- Bolivia 33 kV | All generators | 0.92 | ind | Dorada - Magdalena 115 kV | m:P:bus2 in MW | -47.7935 | ElmLne
2031 | 2031_DzMX_GzMN_Dp00_Gp00 | A2- Bolivia 33 kV | All generators | 0.93 | ind | Dorada - Magdalena 115 kV | m:P:bus2 in MW | -47.7868 | ElmLne
2031 | 2031_DzMX_GzMN_Dp00_Gp00 | A2- Bolivia 33 kV | All generators | 0.94 | ind | Dorada - Magdalena 115 kV | m:P:bus2 in MW | -47.7797 | ElmLne
2031 | 2031_DzMX_GzMN_Dp00_Gp00 | A2- Bolivia 33 kV | All generators | 0.95 | ind | Dorada - Magdalena 115 kV | m:P:bus2 in MW | -47.7718 | ElmLne
2031 | 2031_DzMX_GzMN_Dp00_Gp00 | A2- Bolivia 33 kV | All generators | 0.96 | ind | Dorada - Magdalena 115 kV | m:P:bus2 in MW | -47.763 | ElmLne
2031 | 2031_DzMX_GzMN_Dp00_Gp00 | A2- Bolivia 33 kV | All generators | 0.97 | ind | Dorada - Magdalena 115 kV | m:P:bus2 in MW | -47.753 | ElmLne
2031 | 2031_DzMX_GzMN_Dp00_Gp00 | A2- Bolivia 33 kV | All generators | 0.98 | ind | Dorada - Magdalena 115 kV | m:P:bus2 in MW | -47.7408 | ElmLne
2031 | 2031_DzMX_GzMN_Dp00_Gp00 | A2- Bolivia 33 kV | All generators | 0.99 | ind | Dorada - Magdalena 115 kV | m:P:bus2 in MW | -47.7244 | ElmLne
2031 | 2031_DzMX_GzMN_Dp00_Gp00 | A2- Bolivia 33 kV | All generators | 1 | ind | Dorada - Magdalena 115 kV | m:P:bus2 in MW | -47.6815 | ElmLne
2031 | 2031_DzMX_GzMN_Dp00_Gp00 | A2- Bolivia 33 kV | All generators | 0.9 | ind | Dorada - Magdalena 115 kV | m:Q:bus1 in Mvar | 8.9253 | ElmLne
2031 | 2031_DzMX_GzMN_Dp00_Gp00 | A2- Bolivia 33 kV | All generators | 0.91 | ind | Dorada - Magdalena 115 kV | m:Q:bus1 in Mvar | 8.9057 | ElmLne
2031 | 2031_DzMX_GzMN_Dp00_Gp00 | A2- Bolivia 33 kV | All generators | 0.92 | ind | Dorada - Magdalena 115 kV | m:Q:bus1 in Mvar | 8.8852 | ElmLne
2031 | 2031_DzMX_GzMN_Dp00_Gp00 | A2- Bolivia 33 kV | All generators | 0.93 | ind | Dorada - Magdalena 115 kV | m:Q:bus1 in Mvar | 8.8636 | ElmLne
2031 | 2031_DzMX_GzMN_Dp00_Gp00 | A2- Bolivia 33 kV | All generators | 0.94 | ind | Dorada - Magdalena 115 kV | m:Q:bus1 in Mvar | 8.8406 | ElmLne
2031 | 2031_DzMX_GzMN_Dp00_Gp00 | A2- Bolivia 33 kV | All generators | 0.95 | ind | Dorada - Magdalena 115 kV | m:Q:bus1 in Mvar | 8.8157 | ElmLne
2031 | 2031_DzMX_GzMN_Dp00_Gp00 | A2- Bolivia 33 kV | All generators | 0.96 | ind | Dorada - Magdalena 115 kV | m:Q:bus1 in Mvar | 8.7884 | ElmLne
2031 | 2031_DzMX_GzMN_Dp00_Gp00 | A2- Bolivia 33 kV | All generators | 0.97 | ind | Dorada - Magdalena 115 kV | m:Q:bus1 in Mvar | 8.7573 | ElmLne
2031 | 2031_DzMX_GzMN_Dp00_Gp00 | A2- Bolivia 33 kV | All generators | 0.98 | ind | Dorada - Magdalena 115 kV | m:Q:bus1 in Mvar | 8.7205 | ElmLne
2031 | 2031_DzMX_GzMN_Dp00_Gp00 | A2- Bolivia 33 kV | All generators | 0.99 | ind | Dorada - Magdalena 115 kV | m:Q:bus1 in Mvar | 8.6719 | ElmLne
2031 | 2031_DzMX_GzMN_Dp00_Gp00 | A2- Bolivia 33 kV | All generators | 1 | ind | Dorada - Magdalena 115 kV | m:Q:bus1 in Mvar | 8.5495 | ElmLne
2031 | 2031_DzMX_GzMN_Dp00_Gp00 | A2- Bolivia 33 kV | All generators | 0.9 | ind | Dorada - Magdalena 115 kV | m:Q:bus2 in Mvar | -8.6757 | ElmLne
2031 | 2031_DzMX_GzMN_Dp00_Gp00 | A2- Bolivia 33 kV | All generators | 0.91 | ind | Dorada - Magdalena 115 kV | m:Q:bus2 in Mvar | -8.6561 | ElmLne
2031 | 2031_DzMX_GzMN_Dp00_Gp00 | A2- Bolivia 33 kV | All generators | 0.92 | ind | Dorada - Magdalena 115 kV | m:Q:bus2 in Mvar | -8.6357 | ElmLne
2031 | 2031_DzMX_GzMN_Dp00_Gp00 | A2- Bolivia 33 kV | All generators | 0.93 | ind | Dorada - Magdalena 115 kV | m:Q:bus2 in Mvar | -8.6141 | ElmLne
2031 | 2031_DzMX_GzMN_Dp00_Gp00 | A2- Bolivia 33 kV | All generators | 0.94 | ind | Dorada - Magdalena 115 kV | m:Q:bus2 in Mvar | -8.5911 | ElmLne
2031 | 2031_DzMX_GzMN_Dp00_Gp00 | A2- Bolivia 33 kV | All generators | 0.95 | ind | Dorada - Magdalena 115 kV | m:Q:bus2 in Mvar | -8.5663 | ElmLne
2031 | 2031_DzMX_GzMN_Dp00_Gp00 | A2- Bolivia 33 kV | All generators | 0.96 | ind | Dorada - Magdalena 115 kV | m:Q:bus2 in Mvar | -8.539 | ElmLne
2031 | 2031_DzMX_GzMN_Dp00_Gp00 | A2- Bolivia 33 kV | All generators | 0.97 | ind | Dorada - Magdalena 115 kV | m:Q:bus2 in Mvar | -8.5081 | ElmLne
2031 | 2031_DzMX_GzMN_Dp00_Gp00 | A2- Bolivia 33 kV | All generators | 0.98 | ind | Dorada - Magdalena 115 kV | m:Q:bus2 in Mvar | -8.4713 | ElmLne
2031 | 2031_DzMX_GzMN_Dp00_Gp00 | A2- Bolivia 33 kV | All generators | 0.99 | ind | Dorada - Magdalena 115 kV | m:Q:bus2 in Mvar | -8.4229 | ElmLne
2031 | 2031_DzMX_GzMN_Dp00_Gp00 | A2- Bolivia 33 kV | All generators | 1 | ind | Dorada - Magdalena 115 kV | m:Q:bus2 in Mvar | -8.3008 | ElmLne
2031 | 2031_DzMX_GzMN_Dp00_Gp00 | A2- Bolivia 33 kV | All generators | 0.9 | ind | Dorada - Magdalena 115 kV | m:cosphi:bus1 | 0.9831 | ElmLne
2031 | 2031_DzMX_GzMN_Dp00_Gp00 | A2- Bolivia 33 kV | All generators | 0.91 | ind | Dorada - Magdalena 115 kV | m:cosphi:bus1 | 0.98317 | ElmLne
2031 | 2031_DzMX_GzMN_Dp00_Gp00 | A2- Bolivia 33 kV | All generators | 0.92 | ind | Dorada - Magdalena 115 kV | m:cosphi:bus1 | 0.98324 | ElmLne
2031 | 2031_DzMX_GzMN_Dp00_Gp00 | A2- Bolivia 33 kV | All generators | 0.93 | ind | Dorada - Magdalena 115 kV | m:cosphi:bus1 | 0.98331 | ElmLne
2031 | 2031_DzMX_GzMN_Dp00_Gp00 | A2- Bolivia 33 kV | All generators | 0.94 | ind | Dorada - Magdalena 115 kV | m:cosphi:bus1 | 0.98339 | ElmLne
2031 | 2031_DzMX_GzMN_Dp00_Gp00 | A2- Bolivia 33 kV | All generators | 0.95 | ind | Dorada - Magdalena 115 kV | m:cosphi:bus1 | 0.98348 | ElmLne
2031 | 2031_DzMX_GzMN_Dp00_Gp00 | A2- Bolivia 33 kV | All generators | 0.96 | ind | Dorada - Magdalena 115 kV | m:cosphi:bus1 | 0.98357 | ElmLne
2031 | 2031_DzMX_GzMN_Dp00_Gp00 | A2- Bolivia 33 kV | All generators | 0.97 | ind | Dorada - Magdalena 115 kV | m:cosphi:bus1 | 0.98368 | ElmLne
2031 | 2031_DzMX_GzMN_Dp00_Gp00 | A2- Bolivia 33 kV | All generators | 0.98 | ind | Dorada - Magdalena 115 kV | m:cosphi:bus1 | 0.9838 | ElmLne
2031 | 2031_DzMX_GzMN_Dp00_Gp00 | A2- Bolivia 33 kV | All generators | 0.99 | ind | Dorada - Magdalena 115 kV | m:cosphi:bus1 | 0.98397 | ElmLne
2031 | 2031_DzMX_GzMN_Dp00_Gp00 | A2- Bolivia 33 kV | All generators | 1 | ind | Dorada - Magdalena 115 kV | m:cosphi:bus1 | 0.98438 | ElmLne
2031 | 2031_DzMX_GzMN_Dp00_Gp00 | A2- Bolivia 33 kV | All generators | 0.9 | ind | Dorada - Magdalena 115 kV | m:cosphi:bus2 | -0.98393 | ElmLne
2031 | 2031_DzMX_GzMN_Dp00_Gp00 | A2- Bolivia 33 kV | All generators | 0.91 | ind | Dorada - Magdalena 115 kV | m:cosphi:bus2 | -0.984 | ElmLne
2031 | 2031_DzMX_GzMN_Dp00_Gp00 | A2- Bolivia 33 kV | All generators | 0.92 | ind | Dorada - Magdalena 115 kV | m:cosphi:bus2 | -0.98406 | ElmLne
2031 | 2031_DzMX_GzMN_Dp00_Gp00 | A2- Bolivia 33 kV | All generators | 0.93 | ind | Dorada - Magdalena 115 kV | m:cosphi:bus2 | -0.98414 | ElmLne
2031 | 2031_DzMX_GzMN_Dp00_Gp00 | A2- Bolivia 33 kV | All generators | 0.94 | ind | Dorada - Magdalena 115 kV | m:cosphi:bus2 | -0.98422 | ElmLne
2031 | 2031_DzMX_GzMN_Dp00_Gp00 | A2- Bolivia 33 kV | All generators | 0.95 | ind | Dorada - Magdalena 115 kV | m:cosphi:bus2 | -0.9843 | ElmLne
2031 | 2031_DzMX_GzMN_Dp00_Gp00 | A2- Bolivia 33 kV | All generators | 0.96 | ind | Dorada - Magdalena 115 kV | m:cosphi:bus2 | -0.98439 | ElmLne
2031 | 2031_DzMX_GzMN_Dp00_Gp00 | A2- Bolivia 33 kV | All generators | 0.97 | ind | Dorada - Magdalena 115 kV | m:cosphi:bus2 | -0.9845 | ElmLne
2031 | 2031_DzMX_GzMN_Dp00_Gp00 | A2- Bolivia 33 kV | All generators | 0.98 | ind | Dorada - Magdalena 115 kV | m:cosphi:bus2 | -0.98462 | ElmLne
2031 | 2031_DzMX_GzMN_Dp00_Gp00 | A2- Bolivia 33 kV | All generators | 0.99 | ind | Dorada - Magdalena 115 kV | m:cosphi:bus2 | -0.98478 | ElmLne
2031 | 2031_DzMX_GzMN_Dp00_Gp00 | A2- Bolivia 33 kV | All generators | 1 | ind | Dorada - Magdalena 115 kV | m:cosphi:bus2 | -0.98518 | ElmLne
2031 | 2031_DzMX_GzMN_Dp00_Gp00 | A2- Bolivia 33 kV | All generators | 0.9 | ind | Mariquita - Victoria 2 115 | m:P:bus1 in MW | 11.5866 | ElmLne
2031 | 2031_DzMX_GzMN_Dp00_Gp00 | A2- Bolivia 33 kV | All generators | 0.91 | ind | Mariquita - Victoria 2 115 | m:P:bus1 in MW | 11.594 | ElmLne
2031 | 2031_DzMX_GzMN_Dp00_Gp00 | A2- Bolivia 33 kV | All generators | 0.92 | ind | Mariquita - Victoria 2 115 | m:P:bus1 in MW | 11.6016 | ElmLne
2031 | 2031_DzMX_GzMN_Dp00_Gp00 | A2- Bolivia 33 kV | All generators | 0.93 | ind | Mariquita - Victoria 2 115 | m:P:bus1 in MW | 11.6095 | ElmLne
2031 | 2031_DzMX_GzMN_Dp00_Gp00 | A2- Bolivia 33 kV | All generators | 0.94 | ind | Mariquita - Victoria 2 115 | m:P:bus1 in MW | 11.6178 | ElmLne
2031 | 2031_DzMX_GzMN_Dp00_Gp00 | A2- Bolivia 33 kV | All generators | 0.95 | ind | Mariquita - Victoria 2 115 | m:P:bus1 in MW | 11.6266 | ElmLne
2031 | 2031_DzMX_GzMN_Dp00_Gp00 | A2- Bolivia 33 kV | All generators | 0.96 | ind | Mariquita - Victoria 2 115 | m:P:bus1 in MW | 11.6361 | ElmLne
2031 | 2031_DzMX_GzMN_Dp00_Gp00 | A2- Bolivia 33 kV | All generators | 0.97 | ind | Mariquita - Victoria 2 115 | m:P:bus1 in MW | 11.6465 | ElmLne
2031 | 2031_DzMX_GzMN_Dp00_Gp00 | A2- Bolivia 33 kV | All generators | 0.98 | ind | Mariquita - Victoria 2 115 | m:P:bus1 in MW | 11.6586 | ElmLne
2031 | 2031_DzMX_GzMN_Dp00_Gp00 | A2- Bolivia 33 kV | All generators | 0.99 | ind | Mariquita - Victoria 2 115 | m:P:bus1 in MW | 11.674 | ElmLne
2031 | 2031_DzMX_GzMN_Dp00_Gp00 | A2- Bolivia 33 kV | All generators | 1 | ind | Mariquita - Victoria 2 115 | m:P:bus1 in MW | 11.7097 | ElmLne
2031 | 2031_DzMX_GzMN_Dp00_Gp00 | A2- Bolivia 33 kV | All generators | 0.9 | ind | Mariquita - Victoria 2 115 | m:P:bus2 in MW | -11.5525 | ElmLne
2031 | 2031_DzMX_GzMN_Dp00_Gp00 | A2- Bolivia 33 kV | All generators | 0.91 | ind | Mariquita - Victoria 2 115 | m:P:bus2 in MW | -11.5598 | ElmLne
2031 | 2031_DzMX_GzMN_Dp00_Gp00 | A2- Bolivia 33 kV | All generators | 0.92 | ind | Mariquita - Victoria 2 115 | m:P:bus2 in MW | -11.5673 | ElmLne
2031 | 2031_DzMX_GzMN_Dp00_Gp00 | A2- Bolivia 33 kV | All generators | 0.93 | ind | Mariquita - Victoria 2 115 | m:P:bus2 in MW | -11.5751 | ElmLne
2031 | 2031_DzMX_GzMN_Dp00_Gp00 | A2- Bolivia 33 kV | All generators | 0.94 | ind | Mariquita - Victoria 2 115 | m:P:bus2 in MW | -11.5833 | ElmLne
2031 | 2031_DzMX_GzMN_Dp00_Gp00 | A2- Bolivia 33 kV | All generators | 0.95 | ind | Mariquita - Victoria 2 115 | m:P:bus2 in MW | -11.592 | ElmLne
2031 | 2031_DzMX_GzMN_Dp00_Gp00 | A2- Bolivia 33 kV | All generators | 0.96 | ind | Mariquita - Victoria 2 115 | m:P:bus2 in MW | -11.6013 | ElmLne
2031 | 2031_DzMX_GzMN_Dp00_Gp00 | A2- Bolivia 33 kV | All generators | 0.97 | ind | Mariquita - Victoria 2 115 | m:P:bus2 in MW | -11.6116 | ElmLne
2031 | 2031_DzMX_GzMN_Dp00_Gp00 | A2- Bolivia 33 kV | All generators | 0.98 | ind | Mariquita - Victoria 2 115 | m:P:bus2 in MW | -11.6236 | ElmLne
2031 | 2031_DzMX_GzMN_Dp00_Gp00 | A2- Bolivia 33 kV | All generators | 0.99 | ind | Mariquita - Victoria 2 115 | m:P:bus2 in MW | -11.6387 | ElmLne
2031 | 2031_DzMX_GzMN_Dp00_Gp00 | A2- Bolivia 33 kV | All generators | 1 | ind | Mariquita - Victoria 2 115 | m:P:bus2 in MW | -11.6738 | ElmLne
2031 | 2031_DzMX_GzMN_Dp00_Gp00 | A2- Bolivia 33 kV | All generators | 0.9 | ind | Mariquita - Victoria 2 115 | m:Q:bus1 in Mvar | -5.6996 | ElmLne
2031 | 2031_DzMX_GzMN_Dp00_Gp00 | A2- Bolivia 33 kV | All generators | 0.91 | ind | Mariquita - Victoria 2 115 | m:Q:bus1 in Mvar | -5.7203 | ElmLne
2031 | 2031_DzMX_GzMN_Dp00_Gp00 | A2- Bolivia 33 kV | All generators | 0.92 | ind | Mariquita - Victoria 2 115 | m:Q:bus1 in Mvar | -5.742 | ElmLne
2031 | 2031_DzMX_GzMN_Dp00_Gp00 | A2- Bolivia 33 kV | All generators | 0.93 | ind | Mariquita - Victoria 2 115 | m:Q:bus1 in Mvar | -5.7649 | ElmLne
2031 | 2031_DzMX_GzMN_Dp00_Gp00 | A2- Bolivia 33 kV | All generators | 0.94 | ind | Mariquita - Victoria 2 115 | m:Q:bus1 in Mvar | -5.7892 | ElmLne
2031 | 2031_DzMX_GzMN_Dp00_Gp00 | A2- Bolivia 33 kV | All generators | 0.95 | ind | Mariquita - Victoria 2 115 | m:Q:bus1 in Mvar | -5.8156 | ElmLne
2031 | 2031_DzMX_GzMN_Dp00_Gp00 | A2- Bolivia 33 kV | All generators | 0.96 | ind | Mariquita - Victoria 2 115 | m:Q:bus1 in Mvar | -5.8446 | ElmLne
2031 | 2031_DzMX_GzMN_Dp00_Gp00 | A2- Bolivia 33 kV | All generators | 0.97 | ind | Mariquita - Victoria 2 115 | m:Q:bus1 in Mvar | -5.8776 | ElmLne
2031 | 2031_DzMX_GzMN_Dp00_Gp00 | A2- Bolivia 33 kV | All generators | 0.98 | ind | Mariquita - Victoria 2 115 | m:Q:bus1 in Mvar | -5.9167 | ElmLne
2031 | 2031_DzMX_GzMN_Dp00_Gp00 | A2- Bolivia 33 kV | All generators | 0.99 | ind | Mariquita - Victoria 2 115 | m:Q:bus1 in Mvar | -5.9684 | ElmLne
2031 | 2031_DzMX_GzMN_Dp00_Gp00 | A2- Bolivia 33 kV | All generators | 1 | ind | Mariquita - Victoria 2 115 | m:Q:bus1 in Mvar | -6.0989 | ElmLne
2031 | 2031_DzMX_GzMN_Dp00_Gp00 | A2- Bolivia 33 kV | All generators | 0.9 | ind | Mariquita - Victoria 2 115 | m:Q:bus2 in Mvar | 5.1202 | ElmLne
2031 | 2031_DzMX_GzMN_Dp00_Gp00 | A2- Bolivia 33 kV | All generators | 0.91 | ind | Mariquita - Victoria 2 115 | m:Q:bus2 in Mvar | 5.1414 | ElmLne
2031 | 2031_DzMX_GzMN_Dp00_Gp00 | A2- Bolivia 33 kV | All generators | 0.92 | ind | Mariquita - Victoria 2 115 | m:Q:bus2 in Mvar | 5.1635 | ElmLne
2031 | 2031_DzMX_GzMN_Dp00_Gp00 | A2- Bolivia 33 kV | All generators | 0.93 | ind | Mariquita - Victoria 2 115 | m:Q:bus2 in Mvar | 5.1869 | ElmLne
2031 | 2031_DzMX_GzMN_Dp00_Gp00 | A2- Bolivia 33 kV | All generators | 0.94 | ind | Mariquita - Victoria 2 115 | m:Q:bus2 in Mvar | 5.2118 | ElmLne
2031 | 2031_DzMX_GzMN_Dp00_Gp00 | A2- Bolivia 33 kV | All generators | 0.95 | ind | Mariquita - Victoria 2 115 | m:Q:bus2 in Mvar | 5.2387 | ElmLne
2031 | 2031_DzMX_GzMN_Dp00_Gp00 | A2- Bolivia 33 kV | All generators | 0.96 | ind | Mariquita - Victoria 2 115 | m:Q:bus2 in Mvar | 5.2684 | ElmLne
2031 | 2031_DzMX_GzMN_Dp00_Gp00 | A2- Bolivia 33 kV | All generators | 0.97 | ind | Mariquita - Victoria 2 115 | m:Q:bus2 in Mvar | 5.302 | ElmLne
2031 | 2031_DzMX_GzMN_Dp00_Gp00 | A2- Bolivia 33 kV | All generators | 0.98 | ind | Mariquita - Victoria 2 115 | m:Q:bus2 in Mvar | 5.342 | ElmLne
2031 | 2031_DzMX_GzMN_Dp00_Gp00 | A2- Bolivia 33 kV | All generators | 0.99 | ind | Mariquita - Victoria 2 115 | m:Q:bus2 in Mvar | 5.3948 | ElmLne
2031 | 2031_DzMX_GzMN_Dp00_Gp00 | A2- Bolivia 33 kV | All generators | 1 | ind | Mariquita - Victoria 2 115 | m:Q:bus2 in Mvar | 5.528 | ElmLne
2031 | 2031_DzMX_GzMN_Dp00_Gp00 | A2- Bolivia 33 kV | All generators | 0.9 | ind | Mariquita - Victoria 2 115 | m:cosphi:bus1 | 0.89731 | ElmLne
2031 | 2031_DzMX_GzMN_Dp00_Gp00 | A2- Bolivia 33 kV | All generators | 0.91 | ind | Mariquita - Victoria 2 115 | m:cosphi:bus1 | 0.89679 | ElmLne
2031 | 2031_DzMX_GzMN_Dp00_Gp00 | A2- Bolivia 33 kV | All generators | 0.92 | ind | Mariquita - Victoria 2 115 | m:cosphi:bus1 | 0.89624 | ElmLne
2031 | 2031_DzMX_GzMN_Dp00_Gp00 | A2- Bolivia 33 kV | All generators | 0.93 | ind | Mariquita - Victoria 2 115 | m:cosphi:bus1 | 0.89565 | ElmLne
2031 | 2031_DzMX_GzMN_Dp00_Gp00 | A2- Bolivia 33 kV | All generators | 0.94 | ind | Mariquita - Victoria 2 115 | m:cosphi:bus1 | 0.89503 | ElmLne
2031 | 2031_DzMX_GzMN_Dp00_Gp00 | A2- Bolivia 33 kV | All generators | 0.95 | ind | Mariquita - Victoria 2 115 | m:cosphi:bus1 | 0.89436 | ElmLne
2031 | 2031_DzMX_GzMN_Dp00_Gp00 | A2- Bolivia 33 kV | All generators | 0.96 | ind | Mariquita - Victoria 2 115 | m:cosphi:bus1 | 0.89361 | ElmLne
2031 | 2031_DzMX_GzMN_Dp00_Gp00 | A2- Bolivia 33 kV | All generators | 0.97 | ind | Mariquita - Victoria 2 115 | m:cosphi:bus1 | 0.89276 | ElmLne
2031 | 2031_DzMX_GzMN_Dp00_Gp00 | A2- Bolivia 33 kV | All generators | 0.98 | ind | Mariquita - Victoria 2 115 | m:cosphi:bus1 | 0.89174 | ElmLne
2031 | 2031_DzMX_GzMN_Dp00_Gp00 | A2- Bolivia 33 kV | All generators | 0.99 | ind | Mariquita - Victoria 2 115 | m:cosphi:bus1 | 0.89038 | ElmLne
2031 | 2031_DzMX_GzMN_Dp00_Gp00 | A2- Bolivia 33 kV | All generators | 1 | ind | Mariquita - Victoria 2 115 | m:cosphi:bus1 | 0.88691 | ElmLne
2031 | 2031_DzMX_GzMN_Dp00_Gp00 | A2- Bolivia 33 kV | All generators | 0.9 | ind | Mariquita - Victoria 2 115 | m:cosphi:bus2 | -0.91423 | ElmLne
2031 | 2031_DzMX_GzMN_Dp00_Gp00 | A2- Bolivia 33 kV | All generators | 0.91 | ind | Mariquita - Victoria 2 115 | m:cosphi:bus2 | -0.9137 | ElmLne
2031 | 2031_DzMX_GzMN_Dp00_Gp00 | A2- Bolivia 33 kV | All generators | 0.92 | ind | Mariquita - Victoria 2 115 | m:cosphi:bus2 | -0.91315 | ElmLne
2031 | 2031_DzMX_GzMN_Dp00_Gp00 | A2- Bolivia 33 kV | All generators | 0.93 | ind | Mariquita - Victoria 2 115 | m:cosphi:bus2 | -0.91257 | ElmLne
2031 | 2031_DzMX_GzMN_Dp00_Gp00 | A2- Bolivia 33 kV | All generators | 0.94 | ind | Mariquita - Victoria 2 115 | m:cosphi:bus2 | -0.91194 | ElmLne
2031 | 2031_DzMX_GzMN_Dp00_Gp00 | A2- Bolivia 33 kV | All generators | 0.95 | ind | Mariquita - Victoria 2 115 | m:cosphi:bus2 | -0.91126 | ElmLne
2031 | 2031_DzMX_GzMN_Dp00_Gp00 | A2- Bolivia 33 kV | All generators | 0.96 | ind | Mariquita - Victoria 2 115 | m:cosphi:bus2 | -0.91051 | ElmLne
2031 | 2031_DzMX_GzMN_Dp00_Gp00 | A2- Bolivia 33 kV | All generators | 0.97 | ind | Mariquita - Victoria 2 115 | m:cosphi:bus2 | -0.90966 | ElmLne
2031 | 2031_DzMX_GzMN_Dp00_Gp00 | A2- Bolivia 33 kV | All generators | 0.98 | ind | Mariquita - Victoria 2 115 | m:cosphi:bus2 | -0.90863 | ElmLne
2031 | 2031_DzMX_GzMN_Dp00_Gp00 | A2- Bolivia 33 kV | All generators | 0.99 | ind | Mariquita - Victoria 2 115 | m:cosphi:bus2 | -0.90727 | ElmLne
2031 | 2031_DzMX_GzMN_Dp00_Gp00 | A2- Bolivia 33 kV | All generators | 1 | ind | Mariquita - Victoria 2 115 | m:cosphi:bus2 | -0.90379 | ElmLne
2031 | 2031_DzMX_GzMN_Dp00_Gp00 | A2- Bolivia 33 kV | All generators | 0.9 | ind | Dorada 115/33/13.8 kV | m:P:bushv in MW | 13.956 | ElmTr3
2031 | 2031_DzMX_GzMN_Dp00_Gp00 | A2- Bolivia 33 kV | All generators | 0.91 | ind | Dorada 115/33/13.8 kV | m:P:bushv in MW | 13.9597 | ElmTr3
2031 | 2031_DzMX_GzMN_Dp00_Gp00 | A2- Bolivia 33 kV | All generators | 0.92 | ind | Dorada 115/33/13.8 kV | m:P:bushv in MW | 13.9636 | ElmTr3
2031 | 2031_DzMX_GzMN_Dp00_Gp00 | A2- Bolivia 33 kV | All generators | 0.93 | ind | Dorada 115/33/13.8 kV | m:P:bushv in MW | 13.9678 | ElmTr3
2031 | 2031_DzMX_GzMN_Dp00_Gp00 | A2- Bolivia 33 kV | All generators | 0.94 | ind | Dorada 115/33/13.8 kV | m:P:bushv in MW | 13.9723 | ElmTr3
2031 | 2031_DzMX_GzMN_Dp00_Gp00 | A2- Bolivia 33 kV | All generators | 0.95 | ind | Dorada 115/33/13.8 kV | m:P:bushv in MW | 13.9772 | ElmTr3
2031 | 2031_DzMX_GzMN_Dp00_Gp00 | A2- Bolivia 33 kV | All generators | 0.96 | ind | Dorada 115/33/13.8 kV | m:P:bushv in MW | 13.9827 | ElmTr3
2031 | 2031_DzMX_GzMN_Dp00_Gp00 | A2- Bolivia 33 kV | All generators | 0.97 | ind | Dorada 115/33/13.8 kV | m:P:bushv in MW | 13.9889 | ElmTr3
2031 | 2031_DzMX_GzMN_Dp00_Gp00 | A2- Bolivia 33 kV | All generators | 0.98 | ind | Dorada 115/33/13.8 kV | m:P:bushv in MW | 13.9964 | ElmTr3
2031 | 2031_DzMX_GzMN_Dp00_Gp00 | A2- Bolivia 33 kV | All generators | 0.99 | ind | Dorada 115/33/13.8 kV | m:P:bushv in MW | 14.0065 | ElmTr3
2031 | 2031_DzMX_GzMN_Dp00_Gp00 | A2- Bolivia 33 kV | All generators | 1 | ind | Dorada 115/33/13.8 kV | m:P:bushv in MW | 14.0326 | ElmTr3
2031 | 2031_DzMX_GzMN_Dp00_Gp00 | A2- Bolivia 33 kV | All generators | 0.9 | ind | Dorada 115/33/13.8 kV | m:Q:bushv in Mvar | 7.3314 | ElmTr3
2031 | 2031_DzMX_GzMN_Dp00_Gp00 | A2- Bolivia 33 kV | All generators | 0.91 | ind | Dorada 115/33/13.8 kV | m:Q:bushv in Mvar | 7.3397 | ElmTr3
2031 | 2031_DzMX_GzMN_Dp00_Gp00 | A2- Bolivia 33 kV | All generators | 0.92 | ind | Dorada 115/33/13.8 kV | m:Q:bushv in Mvar | 7.3483 | ElmTr3
2031 | 2031_DzMX_GzMN_Dp00_Gp00 | A2- Bolivia 33 kV | All generators | 0.93 | ind | Dorada 115/33/13.8 kV | m:Q:bushv in Mvar | 7.3574 | ElmTr3
2031 | 2031_DzMX_GzMN_Dp00_Gp00 | A2- Bolivia 33 kV | All generators | 0.94 | ind | Dorada 115/33/13.8 kV | m:Q:bushv in Mvar | 7.3671 | ElmTr3
2031 | 2031_DzMX_GzMN_Dp00_Gp00 | A2- Bolivia 33 kV | All generators | 0.95 | ind | Dorada 115/33/13.8 kV | m:Q:bushv in Mvar | 7.3775 | ElmTr3
2031 | 2031_DzMX_GzMN_Dp00_Gp00 | A2- Bolivia 33 kV | All generators | 0.96 | ind | Dorada 115/33/13.8 kV | m:Q:bushv in Mvar | 7.3889 | ElmTr3
2031 | 2031_DzMX_GzMN_Dp00_Gp00 | A2- Bolivia 33 kV | All generators | 0.97 | ind | Dorada 115/33/13.8 kV | m:Q:bushv in Mvar | 7.4018 | ElmTr3
2031 | 2031_DzMX_GzMN_Dp00_Gp00 | A2- Bolivia 33 kV | All generators | 0.98 | ind | Dorada 115/33/13.8 kV | m:Q:bushv in Mvar | 7.4171 | ElmTr3
2031 | 2031_DzMX_GzMN_Dp00_Gp00 | A2- Bolivia 33 kV | All generators | 0.99 | ind | Dorada 115/33/13.8 kV | m:Q:bushv in Mvar | 7.4371 | ElmTr3
2031 | 2031_DzMX_GzMN_Dp00_Gp00 | A2- Bolivia 33 kV | All generators | 1 | ind | Dorada 115/33/13.8 kV | m:Q:bushv in Mvar | 7.4871 | ElmTr3
2031 | 2031_DzMX_GzMN_Dp00_Gp00 | A2- Bolivia 33 kV | All generators | 0.9 | ind | Dorada 115/33/13.8 kV | m:cosphi:bushv | 0.88528 | ElmTr3
2031 | 2031_DzMX_GzMN_Dp00_Gp00 | A2- Bolivia 33 kV | All generators | 0.91 | ind | Dorada 115/33/13.8 kV | m:cosphi:bushv | 0.88511 | ElmTr3
2031 | 2031_DzMX_GzMN_Dp00_Gp00 | A2- Bolivia 33 kV | All generators | 0.92 | ind | Dorada 115/33/13.8 kV | m:cosphi:bushv | 0.88494 | ElmTr3
2031 | 2031_DzMX_GzMN_Dp00_Gp00 | A2- Bolivia 33 kV | All generators | 0.93 | ind | Dorada 115/33/13.8 kV | m:cosphi:bushv | 0.88476 | ElmTr3
2031 | 2031_DzMX_GzMN_Dp00_Gp00 | A2- Bolivia 33 kV | All generators | 0.94 | ind | Dorada 115/33/13.8 kV | m:cosphi:bushv | 0.88457 | ElmTr3
2031 | 2031_DzMX_GzMN_Dp00_Gp00 | A2- Bolivia 33 kV | All generators | 0.95 | ind | Dorada 115/33/13.8 kV | m:cosphi:bushv | 0.88437 | ElmTr3
2031 | 2031_DzMX_GzMN_Dp00_Gp00 | A2- Bolivia 33 kV | All generators | 0.96 | ind | Dorada 115/33/13.8 kV | m:cosphi:bushv | 0.88415 | ElmTr3
2031 | 2031_DzMX_GzMN_Dp00_Gp00 | A2- Bolivia 33 kV | All generators | 0.97 | ind | Dorada 115/33/13.8 kV | m:cosphi:bushv | 0.8839 | ElmTr3
2031 | 2031_DzMX_GzMN_Dp00_Gp00 | A2- Bolivia 33 kV | All generators | 0.98 | ind | Dorada 115/33/13.8 kV | m:cosphi:bushv | 0.8836 | ElmTr3
2031 | 2031_DzMX_GzMN_Dp00_Gp00 | A2- Bolivia 33 kV | All generators | 0.99 | ind | Dorada 115/33/13.8 kV | m:cosphi:bushv | 0.88322 | ElmTr3
2031 | 2031_DzMX_GzMN_Dp00_Gp00 | A2- Bolivia 33 kV | All generators | 1 | ind | Dorada 115/33/13.8 kV | m:cosphi:bushv | 0.88227 | ElmTr3
2031 | 2031_DzMX_GzMN_Dp00_Gp00 | A2- Bolivia 33 kV | All generators | 0.9 | ind | Manzanares 115/33/13.8 kV | m:P:bushv in MW | -7.6197 | ElmTr3
2031 | 2031_DzMX_GzMN_Dp00_Gp00 | A2- Bolivia 33 kV | All generators | 0.91 | ind | Manzanares 115/33/13.8 kV | m:P:bushv in MW | -7.6445 | ElmTr3
2031 | 2031_DzMX_GzMN_Dp00_Gp00 | A2- Bolivia 33 kV | All generators | 0.92 | ind | Manzanares 115/33/13.8 kV | m:P:bushv in MW | -7.669 | ElmTr3
2031 | 2031_DzMX_GzMN_Dp00_Gp00 | A2- Bolivia 33 kV | All generators | 0.93 | ind | Manzanares 115/33/13.8 kV | m:P:bushv in MW | -7.6932 | ElmTr3
2031 | 2031_DzMX_GzMN_Dp00_Gp00 | A2- Bolivia 33 kV | All generators | 0.94 | ind | Manzanares 115/33/13.8 kV | m:P:bushv in MW | -7.7171 | ElmTr3
2031 | 2031_DzMX_GzMN_Dp00_Gp00 | A2- Bolivia 33 kV | All generators | 0.95 | ind | Manzanares 115/33/13.8 kV | m:P:bushv in MW | -7.7409 | ElmTr3
2031 | 2031_DzMX_GzMN_Dp00_Gp00 | A2- Bolivia 33 kV | All generators | 0.96 | ind | Manzanares 115/33/13.8 kV | m:P:bushv in MW | -7.7646 | ElmTr3
2031 | 2031_DzMX_GzMN_Dp00_Gp00 | A2- Bolivia 33 kV | All generators | 0.97 | ind | Manzanares 115/33/13.8 kV | m:P:bushv in MW | -7.7882 | ElmTr3
2031 | 2031_DzMX_GzMN_Dp00_Gp00 | A2- Bolivia 33 kV | All generators | 0.98 | ind | Manzanares 115/33/13.8 kV | m:P:bushv in MW | -7.8118 | ElmTr3
2031 | 2031_DzMX_GzMN_Dp00_Gp00 | A2- Bolivia 33 kV | All generators | 0.99 | ind | Manzanares 115/33/13.8 kV | m:P:bushv in MW | -7.8357 | ElmTr3
2031 | 2031_DzMX_GzMN_Dp00_Gp00 | A2- Bolivia 33 kV | All generators | 1 | ind | Manzanares 115/33/13.8 kV | m:P:bushv in MW | -7.8594 | ElmTr3
2031 | 2031_DzMX_GzMN_Dp00_Gp00 | A2- Bolivia 33 kV | All generators | 0.9 | ind | Manzanares 115/33/13.8 kV | m:Q:bushv in Mvar | -0.92791 | ElmTr3
2031 | 2031_DzMX_GzMN_Dp00_Gp00 | A2- Bolivia 33 kV | All generators | 0.91 | ind | Manzanares 115/33/13.8 kV | m:Q:bushv in Mvar | -0.61133 | ElmTr3
2031 | 2031_DzMX_GzMN_Dp00_Gp00 | A2- Bolivia 33 kV | All generators | 0.92 | ind | Manzanares 115/33/13.8 kV | m:Q:bushv in Mvar | -0.28048 | ElmTr3
2031 | 2031_DzMX_GzMN_Dp00_Gp00 | A2- Bolivia 33 kV | All generators | 0.93 | ind | Manzanares 115/33/13.8 kV | m:Q:bushv in Mvar | 0.068074 | ElmTr3
2031 | 2031_DzMX_GzMN_Dp00_Gp00 | A2- Bolivia 33 kV | All generators | 0.94 | ind | Manzanares 115/33/13.8 kV | m:Q:bushv in Mvar | 0.43909 | ElmTr3
2031 | 2031_DzMX_GzMN_Dp00_Gp00 | A2- Bolivia 33 kV | All generators | 0.95 | ind | Manzanares 115/33/13.8 kV | m:Q:bushv in Mvar | 0.83946 | ElmTr3
2031 | 2031_DzMX_GzMN_Dp00_Gp00 | A2- Bolivia 33 kV | All generators | 0.96 | ind | Manzanares 115/33/13.8 kV | m:Q:bushv in Mvar | 1.2798 | ElmTr3
2031 | 2031_DzMX_GzMN_Dp00_Gp00 | A2- Bolivia 33 kV | All generators | 0.97 | ind | Manzanares 115/33/13.8 kV | m:Q:bushv in Mvar | 1.7781 | ElmTr3
2031 | 2031_DzMX_GzMN_Dp00_Gp00 | A2- Bolivia 33 kV | All generators | 0.98 | ind | Manzanares 115/33/13.8 kV | m:Q:bushv in Mvar | 2.3698 | ElmTr3
2031 | 2031_DzMX_GzMN_Dp00_Gp00 | A2- Bolivia 33 kV | All generators | 0.99 | ind | Manzanares 115/33/13.8 kV | m:Q:bushv in Mvar | 3.1473 | ElmTr3
2031 | 2031_DzMX_GzMN_Dp00_Gp00 | A2- Bolivia 33 kV | All generators | 1 | ind | Manzanares 115/33/13.8 kV | m:Q:bushv in Mvar | 5.102 | ElmTr3
2031 | 2031_DzMX_GzMN_Dp00_Gp00 | A2- Bolivia 33 kV | All generators | 0.9 | ind | Manzanares 115/33/13.8 kV | m:cosphi:bushv | -0.99267 | ElmTr3
2031 | 2031_DzMX_GzMN_Dp00_Gp00 | A2- Bolivia 33 kV | All generators | 0.91 | ind | Manzanares 115/33/13.8 kV | m:cosphi:bushv | -0.99682 | ElmTr3
2031 | 2031_DzMX_GzMN_Dp00_Gp00 | A2- Bolivia 33 kV | All generators | 0.92 | ind | Manzanares 115/33/13.8 kV | m:cosphi:bushv | -0.99933 | ElmTr3
2031 | 2031_DzMX_GzMN_Dp00_Gp00 | A2- Bolivia 33 kV | All generators | 0.93 | ind | Manzanares 115/33/13.8 kV | m:cosphi:bushv | -0.99996 | ElmTr3
2031 | 2031_DzMX_GzMN_Dp00_Gp00 | A2- Bolivia 33 kV | All generators | 0.94 | ind | Manzanares 115/33/13.8 kV | m:cosphi:bushv | -0.99839 | ElmTr3
2031 | 2031_DzMX_GzMN_Dp00_Gp00 | A2- Bolivia 33 kV | All generators | 0.95 | ind | Manzanares 115/33/13.8 kV | m:cosphi:bushv | -0.99417 | ElmTr3
2031 | 2031_DzMX_GzMN_Dp00_Gp00 | A2- Bolivia 33 kV | All generators | 0.96 | ind | Manzanares 115/33/13.8 kV | m:cosphi:bushv | -0.98669 | ElmTr3
2031 | 2031_DzMX_GzMN_Dp00_Gp00 | A2- Bolivia 33 kV | All generators | 0.97 | ind | Manzanares 115/33/13.8 kV | m:cosphi:bushv | -0.97491 | ElmTr3
2031 | 2031_DzMX_GzMN_Dp00_Gp00 | A2- Bolivia 33 kV | All generators | 0.98 | ind | Manzanares 115/33/13.8 kV | m:cosphi:bushv | -0.95694 | ElmTr3
2031 | 2031_DzMX_GzMN_Dp00_Gp00 | A2- Bolivia 33 kV | All generators | 0.99 | ind | Manzanares 115/33/13.8 kV | m:cosphi:bushv | -0.92794 | ElmTr3
2031 | 2031_DzMX_GzMN_Dp00_Gp00 | A2- Bolivia 33 kV | All generators | 1 | ind | Manzanares 115/33/13.8 kV | m:cosphi:bushv | -0.83876 | ElmTr3
2031 | 2031_DzMX_GzMN_Dp00_Gp00 | A2- Bolivia 33 kV | All generators | 0.9 | ind | Purnio 230/115 | m:P:bushv in MW | 56.2435 | ElmTr3
2031 | 2031_DzMX_GzMN_Dp00_Gp00 | A2- Bolivia 33 kV | All generators | 0.91 | ind | Purnio 230/115 | m:P:bushv in MW | 56.237 | ElmTr3
2031 | 2031_DzMX_GzMN_Dp00_Gp00 | A2- Bolivia 33 kV | All generators | 0.92 | ind | Purnio 230/115 | m:P:bushv in MW | 56.2305 | ElmTr3
2031 | 2031_DzMX_GzMN_Dp00_Gp00 | A2- Bolivia 33 kV | All generators | 0.93 | ind | Purnio 230/115 | m:P:bushv in MW | 56.2241 | ElmTr3
2031 | 2031_DzMX_GzMN_Dp00_Gp00 | A2- Bolivia 33 kV | All generators | 0.94 | ind | Purnio 230/115 | m:P:bushv in MW | 56.2176 | ElmTr3
2031 | 2031_DzMX_GzMN_Dp00_Gp00 | A2- Bolivia 33 kV | All generators | 0.95 | ind | Purnio 230/115 | m:P:bushv in MW | 56.2112 | ElmTr3
2031 | 2031_DzMX_GzMN_Dp00_Gp00 | A2- Bolivia 33 kV | All generators | 0.96 | ind | Purnio 230/115 | m:P:bushv in MW | 56.2046 | ElmTr3
2031 | 2031_DzMX_GzMN_Dp00_Gp00 | A2- Bolivia 33 kV | All generators | 0.97 | ind | Purnio 230/115 | m:P:bushv in MW | 56.1979 | ElmTr3
2031 | 2031_DzMX_GzMN_Dp00_Gp00 | A2- Bolivia 33 kV | All generators | 0.98 | ind | Purnio 230/115 | m:P:bushv in MW | 56.191 | ElmTr3
2031 | 2031_DzMX_GzMN_Dp00_Gp00 | A2- Bolivia 33 kV | All generators | 0.99 | ind | Purnio 230/115 | m:P:bushv in MW | 56.1836 | ElmTr3
2031 | 2031_DzMX_GzMN_Dp00_Gp00 | A2- Bolivia 33 kV | All generators | 1 | ind | Purnio 230/115 | m:P:bushv in MW | 56.1732 | ElmTr3
2031 | 2031_DzMX_GzMN_Dp00_Gp00 | A2- Bolivia 33 kV | All generators | 0.9 | ind | Purnio 230/115 | m:Q:bushv in Mvar | 2.6305 | ElmTr3
2031 | 2031_DzMX_GzMN_Dp00_Gp00 | A2- Bolivia 33 kV | All generators | 0.91 | ind | Purnio 230/115 | m:Q:bushv in Mvar | 2.6997 | ElmTr3
2031 | 2031_DzMX_GzMN_Dp00_Gp00 | A2- Bolivia 33 kV | All generators | 0.92 | ind | Purnio 230/115 | m:Q:bushv in Mvar | 2.7721 | ElmTr3
2031 | 2031_DzMX_GzMN_Dp00_Gp00 | A2- Bolivia 33 kV | All generators | 0.93 | ind | Purnio 230/115 | m:Q:bushv in Mvar | 2.8484 | ElmTr3
2031 | 2031_DzMX_GzMN_Dp00_Gp00 | A2- Bolivia 33 kV | All generators | 0.94 | ind | Purnio 230/115 | m:Q:bushv in Mvar | 2.9298 | ElmTr3
2031 | 2031_DzMX_GzMN_Dp00_Gp00 | A2- Bolivia 33 kV | All generators | 0.95 | ind | Purnio 230/115 | m:Q:bushv in Mvar | 3.0177 | ElmTr3
2031 | 2031_DzMX_GzMN_Dp00_Gp00 | A2- Bolivia 33 kV | All generators | 0.96 | ind | Purnio 230/115 | m:Q:bushv in Mvar | 3.1145 | ElmTr3
2031 | 2031_DzMX_GzMN_Dp00_Gp00 | A2- Bolivia 33 kV | All generators | 0.97 | ind | Purnio 230/115 | m:Q:bushv in Mvar | 3.2242 | ElmTr3
2031 | 2031_DzMX_GzMN_Dp00_Gp00 | A2- Bolivia 33 kV | All generators | 0.98 | ind | Purnio 230/115 | m:Q:bushv in Mvar | 3.3547 | ElmTr3
2031 | 2031_DzMX_GzMN_Dp00_Gp00 | A2- Bolivia 33 kV | All generators | 0.99 | ind | Purnio 230/115 | m:Q:bushv in Mvar | 3.5266 | ElmTr3
2031 | 2031_DzMX_GzMN_Dp00_Gp00 | A2- Bolivia 33 kV | All generators | 1 | ind | Purnio 230/115 | m:Q:bushv in Mvar | 3.9607 | ElmTr3
2031 | 2031_DzMX_GzMN_Dp00_Gp00 | A2- Bolivia 33 kV | All generators | 0.9 | ind | Purnio 230/115 | m:cosphi:bushv | 0.99891 | ElmTr3
2031 | 2031_DzMX_GzMN_Dp00_Gp00 | A2- Bolivia 33 kV | All generators | 0.91 | ind | Purnio 230/115 | m:cosphi:bushv | 0.99885 | ElmTr3
2031 | 2031_DzMX_GzMN_Dp00_Gp00 | A2- Bolivia 33 kV | All generators | 0.92 | ind | Purnio 230/115 | m:cosphi:bushv | 0.99879 | ElmTr3
2031 | 2031_DzMX_GzMN_Dp00_Gp00 | A2- Bolivia 33 kV | All generators | 0.93 | ind | Purnio 230/115 | m:cosphi:bushv | 0.99872 | ElmTr3
2031 | 2031_DzMX_GzMN_Dp00_Gp00 | A2- Bolivia 33 kV | All generators | 0.94 | ind | Purnio 230/115 | m:cosphi:bushv | 0.99865 | ElmTr3
2031 | 2031_DzMX_GzMN_Dp00_Gp00 | A2- Bolivia 33 kV | All generators | 0.95 | ind | Purnio 230/115 | m:cosphi:bushv | 0.99856 | ElmTr3
2031 | 2031_DzMX_GzMN_Dp00_Gp00 | A2- Bolivia 33 kV | All generators | 0.96 | ind | Purnio 230/115 | m:cosphi:bushv | 0.99847 | ElmTr3
2031 | 2031_DzMX_GzMN_Dp00_Gp00 | A2- Bolivia 33 kV | All generators | 0.97 | ind | Purnio 230/115 | m:cosphi:bushv | 0.99836 | ElmTr3
2031 | 2031_DzMX_GzMN_Dp00_Gp00 | A2- Bolivia 33 kV | All generators | 0.98 | ind | Purnio 230/115 | m:cosphi:bushv | 0.99822 | ElmTr3
2031 | 2031_DzMX_GzMN_Dp00_Gp00 | A2- Bolivia 33 kV | All generators | 0.99 | ind | Purnio 230/115 | m:cosphi:bushv | 0.99804 | ElmTr3
2031 | 2031_DzMX_GzMN_Dp00_Gp00 | A2- Bolivia 33 kV | All generators | 1 | ind | Purnio 230/115 | m:cosphi:bushv | 0.99752 | ElmTr3
2031 | 2031_DzMX_GzMN_Dp00_Gp00 | A2- Bolivia 33 kV | All generators | 0.9 | ind | Victoria 115/33/13.8 kV | m:P:bushv in MW | 3.4844 | ElmTr3
2031 | 2031_DzMX_GzMN_Dp00_Gp00 | A2- Bolivia 33 kV | All generators | 0.91 | ind | Victoria 115/33/13.8 kV | m:P:bushv in MW | 3.4908 | ElmTr3
2031 | 2031_DzMX_GzMN_Dp00_Gp00 | A2- Bolivia 33 kV | All generators | 0.92 | ind | Victoria 115/33/13.8 kV | m:P:bushv in MW | 3.4978 | ElmTr3
2031 | 2031_DzMX_GzMN_Dp00_Gp00 | A2- Bolivia 33 kV | All generators | 0.93 | ind | Victoria 115/33/13.8 kV | m:P:bushv in MW | 3.5055 | ElmTr3
2031 | 2031_DzMX_GzMN_Dp00_Gp00 | A2- Bolivia 33 kV | All generators | 0.94 | ind | Victoria 115/33/13.8 kV | m:P:bushv in MW | 3.5141 | ElmTr3
2031 | 2031_DzMX_GzMN_Dp00_Gp00 | A2- Bolivia 33 kV | All generators | 0.95 | ind | Victoria 115/33/13.8 kV | m:P:bushv in MW | 3.5238 | ElmTr3
2031 | 2031_DzMX_GzMN_Dp00_Gp00 | A2- Bolivia 33 kV | All generators | 0.96 | ind | Victoria 115/33/13.8 kV | m:P:bushv in MW | 3.5351 | ElmTr3
2031 | 2031_DzMX_GzMN_Dp00_Gp00 | A2- Bolivia 33 kV | All generators | 0.97 | ind | Victoria 115/33/13.8 kV | m:P:bushv in MW | 3.5484 | ElmTr3
2031 | 2031_DzMX_GzMN_Dp00_Gp00 | A2- Bolivia 33 kV | All generators | 0.98 | ind | Victoria 115/33/13.8 kV | m:P:bushv in MW | 3.5652 | ElmTr3
2031 | 2031_DzMX_GzMN_Dp00_Gp00 | A2- Bolivia 33 kV | All generators | 0.99 | ind | Victoria 115/33/13.8 kV | m:P:bushv in MW | 3.5889 | ElmTr3
2031 | 2031_DzMX_GzMN_Dp00_Gp00 | A2- Bolivia 33 kV | All generators | 1 | ind | Victoria 115/33/13.8 kV | m:P:bushv in MW | 3.6561 | ElmTr3
2031 | 2031_DzMX_GzMN_Dp00_Gp00 | A2- Bolivia 33 kV | All generators | 0.9 | ind | Victoria 115/33/13.8 kV | m:Q:bushv in Mvar | 2.0278 | ElmTr3
2031 | 2031_DzMX_GzMN_Dp00_Gp00 | A2- Bolivia 33 kV | All generators | 0.91 | ind | Victoria 115/33/13.8 kV | m:Q:bushv in Mvar | 2.0939 | ElmTr3
2031 | 2031_DzMX_GzMN_Dp00_Gp00 | A2- Bolivia 33 kV | All generators | 0.92 | ind | Victoria 115/33/13.8 kV | m:Q:bushv in Mvar | 2.1629 | ElmTr3
2031 | 2031_DzMX_GzMN_Dp00_Gp00 | A2- Bolivia 33 kV | All generators | 0.93 | ind | Victoria 115/33/13.8 kV | m:Q:bushv in Mvar | 2.2356 | ElmTr3
2031 | 2031_DzMX_GzMN_Dp00_Gp00 | A2- Bolivia 33 kV | All generators | 0.94 | ind | Victoria 115/33/13.8 kV | m:Q:bushv in Mvar | 2.3129 | ElmTr3
2031 | 2031_DzMX_GzMN_Dp00_Gp00 | A2- Bolivia 33 kV | All generators | 0.95 | ind | Victoria 115/33/13.8 kV | m:Q:bushv in Mvar | 2.3962 | ElmTr3
2031 | 2031_DzMX_GzMN_Dp00_Gp00 | A2- Bolivia 33 kV | All generators | 0.96 | ind | Victoria 115/33/13.8 kV | m:Q:bushv in Mvar | 2.4878 | ElmTr3
2031 | 2031_DzMX_GzMN_Dp00_Gp00 | A2- Bolivia 33 kV | All generators | 0.97 | ind | Victoria 115/33/13.8 kV | m:Q:bushv in Mvar | 2.5914 | ElmTr3
2031 | 2031_DzMX_GzMN_Dp00_Gp00 | A2- Bolivia 33 kV | All generators | 0.98 | ind | Victoria 115/33/13.8 kV | m:Q:bushv in Mvar | 2.7144 | ElmTr3
2031 | 2031_DzMX_GzMN_Dp00_Gp00 | A2- Bolivia 33 kV | All generators | 0.99 | ind | Victoria 115/33/13.8 kV | m:Q:bushv in Mvar | 2.8757 | ElmTr3
2031 | 2031_DzMX_GzMN_Dp00_Gp00 | A2- Bolivia 33 kV | All generators | 1 | ind | Victoria 115/33/13.8 kV | m:Q:bushv in Mvar | 3.2803 | ElmTr3
2031 | 2031_DzMX_GzMN_Dp00_Gp00 | A2- Bolivia 33 kV | All generators | 0.9 | ind | Victoria 115/33/13.8 kV | m:cosphi:bushv | 0.86429 | ElmTr3
2031 | 2031_DzMX_GzMN_Dp00_Gp00 | A2- Bolivia 33 kV | All generators | 0.91 | ind | Victoria 115/33/13.8 kV | m:cosphi:bushv | 0.85756 | ElmTr3
2031 | 2031_DzMX_GzMN_Dp00_Gp00 | A2- Bolivia 33 kV | All generators | 0.92 | ind | Victoria 115/33/13.8 kV | m:cosphi:bushv | 0.85053 | ElmTr3
2031 | 2031_DzMX_GzMN_Dp00_Gp00 | A2- Bolivia 33 kV | All generators | 0.93 | ind | Victoria 115/33/13.8 kV | m:cosphi:bushv | 0.84314 | ElmTr3
2031 | 2031_DzMX_GzMN_Dp00_Gp00 | A2- Bolivia 33 kV | All generators | 0.94 | ind | Victoria 115/33/13.8 kV | m:cosphi:bushv | 0.83531 | ElmTr3
2031 | 2031_DzMX_GzMN_Dp00_Gp00 | A2- Bolivia 33 kV | All generators | 0.95 | ind | Victoria 115/33/13.8 kV | m:cosphi:bushv | 0.82693 | ElmTr3
2031 | 2031_DzMX_GzMN_Dp00_Gp00 | A2- Bolivia 33 kV | All generators | 0.96 | ind | Victoria 115/33/13.8 kV | m:cosphi:bushv | 0.81778 | ElmTr3
2031 | 2031_DzMX_GzMN_Dp00_Gp00 | A2- Bolivia 33 kV | All generators | 0.97 | ind | Victoria 115/33/13.8 kV | m:cosphi:bushv | 0.80757 | ElmTr3
2031 | 2031_DzMX_GzMN_Dp00_Gp00 | A2- Bolivia 33 kV | All generators | 0.98 | ind | Victoria 115/33/13.8 kV | m:cosphi:bushv | 0.79565 | ElmTr3
2031 | 2031_DzMX_GzMN_Dp00_Gp00 | A2- Bolivia 33 kV | All generators | 0.99 | ind | Victoria 115/33/13.8 kV | m:cosphi:bushv | 0.78038 | ElmTr3
2031 | 2031_DzMX_GzMN_Dp00_Gp00 | A2- Bolivia 33 kV | All generators | 1 | ind | Victoria 115/33/13.8 kV | m:cosphi:bushv | 0.74432 | ElmTr3
2031 | 2031_DzMX_GzMN_Dp00_Gp00 | A3 -Florencia 33 kV | All generators | 0.9 | cap | Dorada - Magdalena 115 kV | m:P:bus1 in MW | 47.7358 | ElmLne
2031 | 2031_DzMX_GzMN_Dp00_Gp00 | A3 -Florencia 33 kV | All generators | 0.91 | cap | Dorada - Magdalena 115 kV | m:P:bus1 in MW | 47.7585 | ElmLne
2031 | 2031_DzMX_GzMN_Dp00_Gp00 | A3 -Florencia 33 kV | All generators | 0.92 | cap | Dorada - Magdalena 115 kV | m:P:bus1 in MW | 47.7802 | ElmLne
2031 | 2031_DzMX_GzMN_Dp00_Gp00 | A3 -Florencia 33 kV | All generators | 0.93 | cap | Dorada - Magdalena 115 kV | m:P:bus1 in MW | 47.8011 | ElmLne
2031 | 2031_DzMX_GzMN_Dp00_Gp00 | A3 -Florencia 33 kV | All generators | 0.94 | cap | Dorada - Magdalena 115 kV | m:P:bus1 in MW | 47.8216 | ElmLne
2031 | 2031_DzMX_GzMN_Dp00_Gp00 | A3 -Florencia 33 kV | All generators | 0.95 | cap | Dorada - Magdalena 115 kV | m:P:bus1 in MW | 47.8419 | ElmLne
2031 | 2031_DzMX_GzMN_Dp00_Gp00 | A3 -Florencia 33 kV | All generators | 0.96 | cap | Dorada - Magdalena 115 kV | m:P:bus1 in MW | 47.8625 | ElmLne
2031 | 2031_DzMX_GzMN_Dp00_Gp00 | A3 -Florencia 33 kV | All generators | 0.97 | cap | Dorada - Magdalena 115 kV | m:P:bus1 in MW | 47.8839 | ElmLne
2031 | 2031_DzMX_GzMN_Dp00_Gp00 | A3 -Florencia 33 kV | All generators | 0.98 | cap | Dorada - Magdalena 115 kV | m:P:bus1 in MW | 47.9069 | ElmLne
2031 | 2031_DzMX_GzMN_Dp00_Gp00 | A3 -Florencia 33 kV | All generators | 0.99 | cap | Dorada - Magdalena 115 kV | m:P:bus1 in MW | 47.934 | ElmLne
2031 | 2031_DzMX_GzMN_Dp00_Gp00 | A3 -Florencia 33 kV | All generators | 1 | cap | Dorada - Magdalena 115 kV | m:P:bus1 in MW | 47.9898 | ElmLne
2031 | 2031_DzMX_GzMN_Dp00_Gp00 | A3 -Florencia 33 kV | All generators | 0.9 | cap | Dorada - Magdalena 115 kV | m:P:bus2 in MW | -47.6127 | ElmLne
2031 | 2031_DzMX_GzMN_Dp00_Gp00 | A3 -Florencia 33 kV | All generators | 0.91 | cap | Dorada - Magdalena 115 kV | m:P:bus2 in MW | -47.6353 | ElmLne
2031 | 2031_DzMX_GzMN_Dp00_Gp00 | A3 -Florencia 33 kV | All generators | 0.92 | cap | Dorada - Magdalena 115 kV | m:P:bus2 in MW | -47.6569 | ElmLne
2031 | 2031_DzMX_GzMN_Dp00_Gp00 | A3 -Florencia 33 kV | All generators | 0.93 | cap | Dorada - Magdalena 115 kV | m:P:bus2 in MW | -47.6778 | ElmLne
2031 | 2031_DzMX_GzMN_Dp00_Gp00 | A3 -Florencia 33 kV | All generators | 0.94 | cap | Dorada - Magdalena 115 kV | m:P:bus2 in MW | -47.6982 | ElmLne
2031 | 2031_DzMX_GzMN_Dp00_Gp00 | A3 -Florencia 33 kV | All generators | 0.95 | cap | Dorada - Magdalena 115 kV | m:P:bus2 in MW | -47.7185 | ElmLne
2031 | 2031_DzMX_GzMN_Dp00_Gp00 | A3 -Florencia 33 kV | All generators | 0.96 | cap | Dorada - Magdalena 115 kV | m:P:bus2 in MW | -47.7389 | ElmLne
2031 | 2031_DzMX_GzMN_Dp00_Gp00 | A3 -Florencia 33 kV | All generators | 0.97 | cap | Dorada - Magdalena 115 kV | m:P:bus2 in MW | -47.7602 | ElmLne
2031 | 2031_DzMX_GzMN_Dp00_Gp00 | A3 -Florencia 33 kV | All generators | 0.98 | cap | Dorada - Magdalena 115 kV | m:P:bus2 in MW | -47.7831 | ElmLne
2031 | 2031_DzMX_GzMN_Dp00_Gp00 | A3 -Florencia 33 kV | All generators | 0.99 | cap | Dorada - Magdalena 115 kV | m:P:bus2 in MW | -47.8101 | ElmLne
2031 | 2031_DzMX_GzMN_Dp00_Gp00 | A3 -Florencia 33 kV | All generators | 1 | cap | Dorada - Magdalena 115 kV | m:P:bus2 in MW | -47.8658 | ElmLne
2031 | 2031_DzMX_GzMN_Dp00_Gp00 | A3 -Florencia 33 kV | All generators | 0.9 | cap | Dorada - Magdalena 115 kV | m:Q:bus1 in Mvar | 7.923 | ElmLne
2031 | 2031_DzMX_GzMN_Dp00_Gp00 | A3 -Florencia 33 kV | All generators | 0.91 | cap | Dorada - Magdalena 115 kV | m:Q:bus1 in Mvar | 7.978 | ElmLne
2031 | 2031_DzMX_GzMN_Dp00_Gp00 | A3 -Florencia 33 kV | All generators | 0.92 | cap | Dorada - Magdalena 115 kV | m:Q:bus1 in Mvar | 8.0315 | ElmLne
2031 | 2031_DzMX_GzMN_Dp00_Gp00 | A3 -Florencia 33 kV | All generators | 0.93 | cap | Dorada - Magdalena 115 kV | m:Q:bus1 in Mvar | 8.084 | ElmLne
2031 | 2031_DzMX_GzMN_Dp00_Gp00 | A3 -Florencia 33 kV | All generators | 0.94 | cap | Dorada - Magdalena 115 kV | m:Q:bus1 in Mvar | 8.1363 | ElmLne
2031 | 2031_DzMX_GzMN_Dp00_Gp00 | A3 -Florencia 33 kV | All generators | 0.95 | cap | Dorada - Magdalena 115 kV | m:Q:bus1 in Mvar | 8.189 | ElmLne
2031 | 2031_DzMX_GzMN_Dp00_Gp00 | A3 -Florencia 33 kV | All generators | 0.96 | cap | Dorada - Magdalena 115 kV | m:Q:bus1 in Mvar | 8.2433 | ElmLne
2031 | 2031_DzMX_GzMN_Dp00_Gp00 | A3 -Florencia 33 kV | All generators | 0.97 | cap | Dorada - Magdalena 115 kV | m:Q:bus1 in Mvar | 8.3007 | ElmLne
2031 | 2031_DzMX_GzMN_Dp00_Gp00 | A3 -Florencia 33 kV | All generators | 0.98 | cap | Dorada - Magdalena 115 kV | m:Q:bus1 in Mvar | 8.364 | ElmLne
2031 | 2031_DzMX_GzMN_Dp00_Gp00 | A3 -Florencia 33 kV | All generators | 0.99 | cap | Dorada - Magdalena 115 kV | m:Q:bus1 in Mvar | 8.4402 | ElmLne
2031 | 2031_DzMX_GzMN_Dp00_Gp00 | A3 -Florencia 33 kV | All generators | 1 | cap | Dorada - Magdalena 115 kV | m:Q:bus1 in Mvar | 8.6045 | ElmLne
2031 | 2031_DzMX_GzMN_Dp00_Gp00 | A3 -Florencia 33 kV | All generators | 0.9 | cap | Dorada - Magdalena 115 kV | m:Q:bus2 in Mvar | -7.6724 | ElmLne
2031 | 2031_DzMX_GzMN_Dp00_Gp00 | A3 -Florencia 33 kV | All generators | 0.91 | cap | Dorada - Magdalena 115 kV | m:Q:bus2 in Mvar | -7.7272 | ElmLne
2031 | 2031_DzMX_GzMN_Dp00_Gp00 | A3 -Florencia 33 kV | All generators | 0.92 | cap | Dorada - Magdalena 115 kV | m:Q:bus2 in Mvar | -7.7804 | ElmLne
2031 | 2031_DzMX_GzMN_Dp00_Gp00 | A3 -Florencia 33 kV | All generators | 0.93 | cap | Dorada - Magdalena 115 kV | m:Q:bus2 in Mvar | -7.8327 | ElmLne
2031 | 2031_DzMX_GzMN_Dp00_Gp00 | A3 -Florencia 33 kV | All generators | 0.94 | cap | Dorada - Magdalena 115 kV | m:Q:bus2 in Mvar | -7.8848 | ElmLne
2031 | 2031_DzMX_GzMN_Dp00_Gp00 | A3 -Florencia 33 kV | All generators | 0.95 | cap | Dorada - Magdalena 115 kV | m:Q:bus2 in Mvar | -7.9374 | ElmLne
2031 | 2031_DzMX_GzMN_Dp00_Gp00 | A3 -Florencia 33 kV | All generators | 0.96 | cap | Dorada - Magdalena 115 kV | m:Q:bus2 in Mvar | -7.9915 | ElmLne
2031 | 2031_DzMX_GzMN_Dp00_Gp00 | A3 -Florencia 33 kV | All generators | 0.97 | cap | Dorada - Magdalena 115 kV | m:Q:bus2 in Mvar | -8.0486 | ElmLne
2031 | 2031_DzMX_GzMN_Dp00_Gp00 | A3 -Florencia 33 kV | All generators | 0.98 | cap | Dorada - Magdalena 115 kV | m:Q:bus2 in Mvar | -8.1117 | ElmLne
2031 | 2031_DzMX_GzMN_Dp00_Gp00 | A3 -Florencia 33 kV | All generators | 0.99 | cap | Dorada - Magdalena 115 kV | m:Q:bus2 in Mvar | -8.1877 | ElmLne
2031 | 2031_DzMX_GzMN_Dp00_Gp00 | A3 -Florencia 33 kV | All generators | 1 | cap | Dorada - Magdalena 115 kV | m:Q:bus2 in Mvar | -8.3515 | ElmLne
2031 | 2031_DzMX_GzMN_Dp00_Gp00 | A3 -Florencia 33 kV | All generators | 0.9 | cap | Dorada - Magdalena 115 kV | m:cosphi:bus1 | 0.9865 | ElmLne
2031 | 2031_DzMX_GzMN_Dp00_Gp00 | A3 -Florencia 33 kV | All generators | 0.91 | cap | Dorada - Magdalena 115 kV | m:cosphi:bus1 | 0.98633 | ElmLne
2031 | 2031_DzMX_GzMN_Dp00_Gp00 | A3 -Florencia 33 kV | All generators | 0.92 | cap | Dorada - Magdalena 115 kV | m:cosphi:bus1 | 0.98616 | ElmLne
2031 | 2031_DzMX_GzMN_Dp00_Gp00 | A3 -Florencia 33 kV | All generators | 0.93 | cap | Dorada - Magdalena 115 kV | m:cosphi:bus1 | 0.986 | ElmLne
2031 | 2031_DzMX_GzMN_Dp00_Gp00 | A3 -Florencia 33 kV | All generators | 0.94 | cap | Dorada - Magdalena 115 kV | m:cosphi:bus1 | 0.98583 | ElmLne
2031 | 2031_DzMX_GzMN_Dp00_Gp00 | A3 -Florencia 33 kV | All generators | 0.95 | cap | Dorada - Magdalena 115 kV | m:cosphi:bus1 | 0.98567 | ElmLne
2031 | 2031_DzMX_GzMN_Dp00_Gp00 | A3 -Florencia 33 kV | All generators | 0.96 | cap | Dorada - Magdalena 115 kV | m:cosphi:bus1 | 0.98549 | ElmLne
2031 | 2031_DzMX_GzMN_Dp00_Gp00 | A3 -Florencia 33 kV | All generators | 0.97 | cap | Dorada - Magdalena 115 kV | m:cosphi:bus1 | 0.9853 | ElmLne
2031 | 2031_DzMX_GzMN_Dp00_Gp00 | A3 -Florencia 33 kV | All generators | 0.98 | cap | Dorada - Magdalena 115 kV | m:cosphi:bus1 | 0.9851 | ElmLne
2031 | 2031_DzMX_GzMN_Dp00_Gp00 | A3 -Florencia 33 kV | All generators | 0.99 | cap | Dorada - Magdalena 115 kV | m:cosphi:bus1 | 0.98485 | ElmLne
2031 | 2031_DzMX_GzMN_Dp00_Gp00 | A3 -Florencia 33 kV | All generators | 1 | cap | Dorada - Magdalena 115 kV | m:cosphi:bus1 | 0.9843 | ElmLne
2031 | 2031_DzMX_GzMN_Dp00_Gp00 | A3 -Florencia 33 kV | All generators | 0.9 | cap | Dorada - Magdalena 115 kV | m:cosphi:bus2 | -0.98726 | ElmLne
2031 | 2031_DzMX_GzMN_Dp00_Gp00 | A3 -Florencia 33 kV | All generators | 0.91 | cap | Dorada - Magdalena 115 kV | m:cosphi:bus2 | -0.9871 | ElmLne
2031 | 2031_DzMX_GzMN_Dp00_Gp00 | A3 -Florencia 33 kV | All generators | 0.92 | cap | Dorada - Magdalena 115 kV | m:cosphi:bus2 | -0.98693 | ElmLne
2031 | 2031_DzMX_GzMN_Dp00_Gp00 | A3 -Florencia 33 kV | All generators | 0.93 | cap | Dorada - Magdalena 115 kV | m:cosphi:bus2 | -0.98677 | ElmLne
2031 | 2031_DzMX_GzMN_Dp00_Gp00 | A3 -Florencia 33 kV | All generators | 0.94 | cap | Dorada - Magdalena 115 kV | m:cosphi:bus2 | -0.98661 | ElmLne
2031 | 2031_DzMX_GzMN_Dp00_Gp00 | A3 -Florencia 33 kV | All generators | 0.95 | cap | Dorada - Magdalena 115 kV | m:cosphi:bus2 | -0.98645 | ElmLne
2031 | 2031_DzMX_GzMN_Dp00_Gp00 | A3 -Florencia 33 kV | All generators | 0.96 | cap | Dorada - Magdalena 115 kV | m:cosphi:bus2 | -0.98628 | ElmLne
2031 | 2031_DzMX_GzMN_Dp00_Gp00 | A3 -Florencia 33 kV | All generators | 0.97 | cap | Dorada - Magdalena 115 kV | m:cosphi:bus2 | -0.9861 | ElmLne
2031 | 2031_DzMX_GzMN_Dp00_Gp00 | A3 -Florencia 33 kV | All generators | 0.98 | cap | Dorada - Magdalena 115 kV | m:cosphi:bus2 | -0.9859 | ElmLne
2031 | 2031_DzMX_GzMN_Dp00_Gp00 | A3 -Florencia 33 kV | All generators | 0.99 | cap | Dorada - Magdalena 115 kV | m:cosphi:bus2 | -0.98565 | ElmLne
2031 | 2031_DzMX_GzMN_Dp00_Gp00 | A3 -Florencia 33 kV | All generators | 1 | cap | Dorada - Magdalena 115 kV | m:cosphi:bus2 | -0.98512 | ElmLne
2031 | 2031_DzMX_GzMN_Dp00_Gp00 | A3 -Florencia 33 kV | All generators | 0.9 | cap | Mariquita - Victoria 2 115 | m:P:bus1 in MW | 11.0645 | ElmLne
2031 | 2031_DzMX_GzMN_Dp00_Gp00 | A3 -Florencia 33 kV | All generators | 0.91 | cap | Mariquita - Victoria 2 115 | m:P:bus1 in MW | 11.0622 | ElmLne
2031 | 2031_DzMX_GzMN_Dp00_Gp00 | A3 -Florencia 33 kV | All generators | 0.92 | cap | Mariquita - Victoria 2 115 | m:P:bus1 in MW | 11.0598 | ElmLne
2031 | 2031_DzMX_GzMN_Dp00_Gp00 | A3 -Florencia 33 kV | All generators | 0.93 | cap | Mariquita - Victoria 2 115 | m:P:bus1 in MW | 11.0574 | ElmLne
2031 | 2031_DzMX_GzMN_Dp00_Gp00 | A3 -Florencia 33 kV | All generators | 0.94 | cap | Mariquita - Victoria 2 115 | m:P:bus1 in MW | 11.0548 | ElmLne
2031 | 2031_DzMX_GzMN_Dp00_Gp00 | A3 -Florencia 33 kV | All generators | 0.95 | cap | Mariquita - Victoria 2 115 | m:P:bus1 in MW | 11.0521 | ElmLne
2031 | 2031_DzMX_GzMN_Dp00_Gp00 | A3 -Florencia 33 kV | All generators | 0.96 | cap | Mariquita - Victoria 2 115 | m:P:bus1 in MW | 11.0492 | ElmLne
2031 | 2031_DzMX_GzMN_Dp00_Gp00 | A3 -Florencia 33 kV | All generators | 0.97 | cap | Mariquita - Victoria 2 115 | m:P:bus1 in MW | 11.046 | ElmLne
2031 | 2031_DzMX_GzMN_Dp00_Gp00 | A3 -Florencia 33 kV | All generators | 0.98 | cap | Mariquita - Victoria 2 115 | m:P:bus1 in MW | 11.0423 | ElmLne
2031 | 2031_DzMX_GzMN_Dp00_Gp00 | A3 -Florencia 33 kV | All generators | 0.99 | cap | Mariquita - Victoria 2 115 | m:P:bus1 in MW | 11.0376 | ElmLne
2031 | 2031_DzMX_GzMN_Dp00_Gp00 | A3 -Florencia 33 kV | All generators | 1 | cap | Mariquita - Victoria 2 115 | m:P:bus1 in MW | 11.0265 | ElmLne
2031 | 2031_DzMX_GzMN_Dp00_Gp00 | A3 -Florencia 33 kV | All generators | 0.9 | cap | Mariquita - Victoria 2 115 | m:P:bus2 in MW | -11.031 | ElmLne
2031 | 2031_DzMX_GzMN_Dp00_Gp00 | A3 -Florencia 33 kV | All generators | 0.91 | cap | Mariquita - Victoria 2 115 | m:P:bus2 in MW | -11.0288 | ElmLne
2031 | 2031_DzMX_GzMN_Dp00_Gp00 | A3 -Florencia 33 kV | All generators | 0.92 | cap | Mariquita - Victoria 2 115 | m:P:bus2 in MW | -11.0265 | ElmLne
2031 | 2031_DzMX_GzMN_Dp00_Gp00 | A3 -Florencia 33 kV | All generators | 0.93 | cap | Mariquita - Victoria 2 115 | m:P:bus2 in MW | -11.0241 | ElmLne
2031 | 2031_DzMX_GzMN_Dp00_Gp00 | A3 -Florencia 33 kV | All generators | 0.94 | cap | Mariquita - Victoria 2 115 | m:P:bus2 in MW | -11.0216 | ElmLne
2031 | 2031_DzMX_GzMN_Dp00_Gp00 | A3 -Florencia 33 kV | All generators | 0.95 | cap | Mariquita - Victoria 2 115 | m:P:bus2 in MW | -11.0189 | ElmLne
2031 | 2031_DzMX_GzMN_Dp00_Gp00 | A3 -Florencia 33 kV | All generators | 0.96 | cap | Mariquita - Victoria 2 115 | m:P:bus2 in MW | -11.0161 | ElmLne
2031 | 2031_DzMX_GzMN_Dp00_Gp00 | A3 -Florencia 33 kV | All generators | 0.97 | cap | Mariquita - Victoria 2 115 | m:P:bus2 in MW | -11.0129 | ElmLne
2031 | 2031_DzMX_GzMN_Dp00_Gp00 | A3 -Florencia 33 kV | All generators | 0.98 | cap | Mariquita - Victoria 2 115 | m:P:bus2 in MW | -11.0093 | ElmLne
2031 | 2031_DzMX_GzMN_Dp00_Gp00 | A3 -Florencia 33 kV | All generators | 0.99 | cap | Mariquita - Victoria 2 115 | m:P:bus2 in MW | -11.0047 | ElmLne
2031 | 2031_DzMX_GzMN_Dp00_Gp00 | A3 -Florencia 33 kV | All generators | 1 | cap | Mariquita - Victoria 2 115 | m:P:bus2 in MW | -10.9938 | ElmLne
2031 | 2031_DzMX_GzMN_Dp00_Gp00 | A3 -Florencia 33 kV | All generators | 0.9 | cap | Mariquita - Victoria 2 115 | m:Q:bus1 in Mvar | -6.2485 | ElmLne
2031 | 2031_DzMX_GzMN_Dp00_Gp00 | A3 -Florencia 33 kV | All generators | 0.91 | cap | Mariquita - Victoria 2 115 | m:Q:bus1 in Mvar | -6.2399 | ElmLne
2031 | 2031_DzMX_GzMN_Dp00_Gp00 | A3 -Florencia 33 kV | All generators | 0.92 | cap | Mariquita - Victoria 2 115 | m:Q:bus1 in Mvar | -6.2316 | ElmLne
2031 | 2031_DzMX_GzMN_Dp00_Gp00 | A3 -Florencia 33 kV | All generators | 0.93 | cap | Mariquita - Victoria 2 115 | m:Q:bus1 in Mvar | -6.2235 | ElmLne
2031 | 2031_DzMX_GzMN_Dp00_Gp00 | A3 -Florencia 33 kV | All generators | 0.94 | cap | Mariquita - Victoria 2 115 | m:Q:bus1 in Mvar | -6.2154 | ElmLne
2031 | 2031_DzMX_GzMN_Dp00_Gp00 | A3 -Florencia 33 kV | All generators | 0.95 | cap | Mariquita - Victoria 2 115 | m:Q:bus1 in Mvar | -6.2073 | ElmLne
2031 | 2031_DzMX_GzMN_Dp00_Gp00 | A3 -Florencia 33 kV | All generators | 0.96 | cap | Mariquita - Victoria 2 115 | m:Q:bus1 in Mvar | -6.1989 | ElmLne
2031 | 2031_DzMX_GzMN_Dp00_Gp00 | A3 -Florencia 33 kV | All generators | 0.97 | cap | Mariquita - Victoria 2 115 | m:Q:bus1 in Mvar | -6.1901 | ElmLne
2031 | 2031_DzMX_GzMN_Dp00_Gp00 | A3 -Florencia 33 kV | All generators | 0.98 | cap | Mariquita - Victoria 2 115 | m:Q:bus1 in Mvar | -6.1804 | ElmLne
2031 | 2031_DzMX_GzMN_Dp00_Gp00 | A3 -Florencia 33 kV | All generators | 0.99 | cap | Mariquita - Victoria 2 115 | m:Q:bus1 in Mvar | -6.1687 | ElmLne
2031 | 2031_DzMX_GzMN_Dp00_Gp00 | A3 -Florencia 33 kV | All generators | 1 | cap | Mariquita - Victoria 2 115 | m:Q:bus1 in Mvar | -6.1437 | ElmLne
2031 | 2031_DzMX_GzMN_Dp00_Gp00 | A3 -Florencia 33 kV | All generators | 0.9 | cap | Mariquita - Victoria 2 115 | m:Q:bus2 in Mvar | 5.6778 | ElmLne
2031 | 2031_DzMX_GzMN_Dp00_Gp00 | A3 -Florencia 33 kV | All generators | 0.91 | cap | Mariquita - Victoria 2 115 | m:Q:bus2 in Mvar | 5.6686 | ElmLne
2031 | 2031_DzMX_GzMN_Dp00_Gp00 | A3 -Florencia 33 kV | All generators | 0.92 | cap | Mariquita - Victoria 2 115 | m:Q:bus2 in Mvar | 5.6597 | ElmLne
2031 | 2031_DzMX_GzMN_Dp00_Gp00 | A3 -Florencia 33 kV | All generators | 0.93 | cap | Mariquita - Victoria 2 115 | m:Q:bus2 in Mvar | 5.651 | ElmLne
2031 | 2031_DzMX_GzMN_Dp00_Gp00 | A3 -Florencia 33 kV | All generators | 0.94 | cap | Mariquita - Victoria 2 115 | m:Q:bus2 in Mvar | 5.6423 | ElmLne
2031 | 2031_DzMX_GzMN_Dp00_Gp00 | A3 -Florencia 33 kV | All generators | 0.95 | cap | Mariquita - Victoria 2 115 | m:Q:bus2 in Mvar | 5.6336 | ElmLne
2031 | 2031_DzMX_GzMN_Dp00_Gp00 | A3 -Florencia 33 kV | All generators | 0.96 | cap | Mariquita - Victoria 2 115 | m:Q:bus2 in Mvar | 5.6246 | ElmLne
2031 | 2031_DzMX_GzMN_Dp00_Gp00 | A3 -Florencia 33 kV | All generators | 0.97 | cap | Mariquita - Victoria 2 115 | m:Q:bus2 in Mvar | 5.6151 | ElmLne
2031 | 2031_DzMX_GzMN_Dp00_Gp00 | A3 -Florencia 33 kV | All generators | 0.98 | cap | Mariquita - Victoria 2 115 | m:Q:bus2 in Mvar | 5.6046 | ElmLne
2031 | 2031_DzMX_GzMN_Dp00_Gp00 | A3 -Florencia 33 kV | All generators | 0.99 | cap | Mariquita - Victoria 2 115 | m:Q:bus2 in Mvar | 5.5921 | ElmLne
2031 | 2031_DzMX_GzMN_Dp00_Gp00 | A3 -Florencia 33 kV | All generators | 1 | cap | Mariquita - Victoria 2 115 | m:Q:bus2 in Mvar | 5.5651 | ElmLne
2031 | 2031_DzMX_GzMN_Dp00_Gp00 | A3 -Florencia 33 kV | All generators | 0.9 | cap | Mariquita - Victoria 2 115 | m:cosphi:bus1 | 0.87074 | ElmLne
2031 | 2031_DzMX_GzMN_Dp00_Gp00 | A3 -Florencia 33 kV | All generators | 0.91 | cap | Mariquita - Victoria 2 115 | m:cosphi:bus1 | 0.87099 | ElmLne
2031 | 2031_DzMX_GzMN_Dp00_Gp00 | A3 -Florencia 33 kV | All generators | 0.92 | cap | Mariquita - Victoria 2 115 | m:cosphi:bus1 | 0.87122 | ElmLne
2031 | 2031_DzMX_GzMN_Dp00_Gp00 | A3 -Florencia 33 kV | All generators | 0.93 | cap | Mariquita - Victoria 2 115 | m:cosphi:bus1 | 0.87145 | ElmLne
2031 | 2031_DzMX_GzMN_Dp00_Gp00 | A3 -Florencia 33 kV | All generators | 0.94 | cap | Mariquita - Victoria 2 115 | m:cosphi:bus1 | 0.87167 | ElmLne
2031 | 2031_DzMX_GzMN_Dp00_Gp00 | A3 -Florencia 33 kV | All generators | 0.95 | cap | Mariquita - Victoria 2 115 | m:cosphi:bus1 | 0.8719 | ElmLne
2031 | 2031_DzMX_GzMN_Dp00_Gp00 | A3 -Florencia 33 kV | All generators | 0.96 | cap | Mariquita - Victoria 2 115 | m:cosphi:bus1 | 0.87212 | ElmLne
2031 | 2031_DzMX_GzMN_Dp00_Gp00 | A3 -Florencia 33 kV | All generators | 0.97 | cap | Mariquita - Victoria 2 115 | m:cosphi:bus1 | 0.87236 | ElmLne
2031 | 2031_DzMX_GzMN_Dp00_Gp00 | A3 -Florencia 33 kV | All generators | 0.98 | cap | Mariquita - Victoria 2 115 | m:cosphi:bus1 | 0.87262 | ElmLne
2031 | 2031_DzMX_GzMN_Dp00_Gp00 | A3 -Florencia 33 kV | All generators | 0.99 | cap | Mariquita - Victoria 2 115 | m:cosphi:bus1 | 0.87292 | ElmLne
2031 | 2031_DzMX_GzMN_Dp00_Gp00 | A3 -Florencia 33 kV | All generators | 1 | cap | Mariquita - Victoria 2 115 | m:cosphi:bus1 | 0.87356 | ElmLne
2031 | 2031_DzMX_GzMN_Dp00_Gp00 | A3 -Florencia 33 kV | All generators | 0.9 | cap | Mariquita - Victoria 2 115 | m:cosphi:bus2 | -0.88913 | ElmLne
2031 | 2031_DzMX_GzMN_Dp00_Gp00 | A3 -Florencia 33 kV | All generators | 0.91 | cap | Mariquita - Victoria 2 115 | m:cosphi:bus2 | -0.8894 | ElmLne
2031 | 2031_DzMX_GzMN_Dp00_Gp00 | A3 -Florencia 33 kV | All generators | 0.92 | cap | Mariquita - Victoria 2 115 | m:cosphi:bus2 | -0.88965 | ElmLne
2031 | 2031_DzMX_GzMN_Dp00_Gp00 | A3 -Florencia 33 kV | All generators | 0.93 | cap | Mariquita - Victoria 2 115 | m:cosphi:bus2 | -0.8899 | ElmLne
2031 | 2031_DzMX_GzMN_Dp00_Gp00 | A3 -Florencia 33 kV | All generators | 0.94 | cap | Mariquita - Victoria 2 115 | m:cosphi:bus2 | -0.89014 | ElmLne
2031 | 2031_DzMX_GzMN_Dp00_Gp00 | A3 -Florencia 33 kV | All generators | 0.95 | cap | Mariquita - Victoria 2 115 | m:cosphi:bus2 | -0.89038 | ElmLne
2031 | 2031_DzMX_GzMN_Dp00_Gp00 | A3 -Florencia 33 kV | All generators | 0.96 | cap | Mariquita - Victoria 2 115 | m:cosphi:bus2 | -0.89063 | ElmLne
2031 | 2031_DzMX_GzMN_Dp00_Gp00 | A3 -Florencia 33 kV | All generators | 0.97 | cap | Mariquita - Victoria 2 115 | m:cosphi:bus2 | -0.89089 | ElmLne
2031 | 2031_DzMX_GzMN_Dp00_Gp00 | A3 -Florencia 33 kV | All generators | 0.98 | cap | Mariquita - Victoria 2 115 | m:cosphi:bus2 | -0.89117 | ElmLne
2031 | 2031_DzMX_GzMN_Dp00_Gp00 | A3 -Florencia 33 kV | All generators | 0.99 | cap | Mariquita - Victoria 2 115 | m:cosphi:bus2 | -0.8915 | ElmLne
2031 | 2031_DzMX_GzMN_Dp00_Gp00 | A3 -Florencia 33 kV | All generators | 1 | cap | Mariquita - Victoria 2 115 | m:cosphi:bus2 | -0.8922 | ElmLne
2031 | 2031_DzMX_GzMN_Dp00_Gp00 | A3 -Florencia 33 kV | All generators | 0.9 | cap | Dorada 115/33/13.8 kV | m:P:bushv in MW | 12.0388 | ElmTr3
2031 | 2031_DzMX_GzMN_Dp00_Gp00 | A3 -Florencia 33 kV | All generators | 0.91 | cap | Dorada 115/33/13.8 kV | m:P:bushv in MW | 12.0302 | ElmTr3
2031 | 2031_DzMX_GzMN_Dp00_Gp00 | A3 -Florencia 33 kV | All generators | 0.92 | cap | Dorada 115/33/13.8 kV | m:P:bushv in MW | 12.0231 | ElmTr3
2031 | 2031_DzMX_GzMN_Dp00_Gp00 | A3 -Florencia 33 kV | All generators | 0.93 | cap | Dorada 115/33/13.8 kV | m:P:bushv in MW | 12.0173 | ElmTr3
2031 | 2031_DzMX_GzMN_Dp00_Gp00 | A3 -Florencia 33 kV | All generators | 0.94 | cap | Dorada 115/33/13.8 kV | m:P:bushv in MW | 12.0126 | ElmTr3
2031 | 2031_DzMX_GzMN_Dp00_Gp00 | A3 -Florencia 33 kV | All generators | 0.95 | cap | Dorada 115/33/13.8 kV | m:P:bushv in MW | 12.009 | ElmTr3
2031 | 2031_DzMX_GzMN_Dp00_Gp00 | A3 -Florencia 33 kV | All generators | 0.96 | cap | Dorada 115/33/13.8 kV | m:P:bushv in MW | 12.0066 | ElmTr3
2031 | 2031_DzMX_GzMN_Dp00_Gp00 | A3 -Florencia 33 kV | All generators | 0.97 | cap | Dorada 115/33/13.8 kV | m:P:bushv in MW | 12.0053 | ElmTr3
2031 | 2031_DzMX_GzMN_Dp00_Gp00 | A3 -Florencia 33 kV | All generators | 0.98 | cap | Dorada 115/33/13.8 kV | m:P:bushv in MW | 12.0055 | ElmTr3
2031 | 2031_DzMX_GzMN_Dp00_Gp00 | A3 -Florencia 33 kV | All generators | 0.99 | cap | Dorada 115/33/13.8 kV | m:P:bushv in MW | 12.0079 | ElmTr3
2031 | 2031_DzMX_GzMN_Dp00_Gp00 | A3 -Florencia 33 kV | All generators | 1 | cap | Dorada 115/33/13.8 kV | m:P:bushv in MW | 12.0214 | ElmTr3
2031 | 2031_DzMX_GzMN_Dp00_Gp00 | A3 -Florencia 33 kV | All generators | 0.9 | cap | Dorada 115/33/13.8 kV | m:Q:bushv in Mvar | 9.0587 | ElmTr3
2031 | 2031_DzMX_GzMN_Dp00_Gp00 | A3 -Florencia 33 kV | All generators | 0.91 | cap | Dorada 115/33/13.8 kV | m:Q:bushv in Mvar | 8.9158 | ElmTr3
2031 | 2031_DzMX_GzMN_Dp00_Gp00 | A3 -Florencia 33 kV | All generators | 0.92 | cap | Dorada 115/33/13.8 kV | m:Q:bushv in Mvar | 8.7771 | ElmTr3
2031 | 2031_DzMX_GzMN_Dp00_Gp00 | A3 -Florencia 33 kV | All generators | 0.93 | cap | Dorada 115/33/13.8 kV | m:Q:bushv in Mvar | 8.6409 | ElmTr3
2031 | 2031_DzMX_GzMN_Dp00_Gp00 | A3 -Florencia 33 kV | All generators | 0.94 | cap | Dorada 115/33/13.8 kV | m:Q:bushv in Mvar | 8.5053 | ElmTr3
2031 | 2031_DzMX_GzMN_Dp00_Gp00 | A3 -Florencia 33 kV | All generators | 0.95 | cap | Dorada 115/33/13.8 kV | m:Q:bushv in Mvar | 8.3685 | ElmTr3
2031 | 2031_DzMX_GzMN_Dp00_Gp00 | A3 -Florencia 33 kV | All generators | 0.96 | cap | Dorada 115/33/13.8 kV | m:Q:bushv in Mvar | 8.2277 | ElmTr3
2031 | 2031_DzMX_GzMN_Dp00_Gp00 | A3 -Florencia 33 kV | All generators | 0.97 | cap | Dorada 115/33/13.8 kV | m:Q:bushv in Mvar | 8.0789 | ElmTr3
2031 | 2031_DzMX_GzMN_Dp00_Gp00 | A3 -Florencia 33 kV | All generators | 0.98 | cap | Dorada 115/33/13.8 kV | m:Q:bushv in Mvar | 7.9149 | ElmTr3
2031 | 2031_DzMX_GzMN_Dp00_Gp00 | A3 -Florencia 33 kV | All generators | 0.99 | cap | Dorada 115/33/13.8 kV | m:Q:bushv in Mvar | 7.7173 | ElmTr3
2031 | 2031_DzMX_GzMN_Dp00_Gp00 | A3 -Florencia 33 kV | All generators | 1 | cap | Dorada 115/33/13.8 kV | m:Q:bushv in Mvar | 7.2916 | ElmTr3
2031 | 2031_DzMX_GzMN_Dp00_Gp00 | A3 -Florencia 33 kV | All generators | 0.9 | cap | Dorada 115/33/13.8 kV | m:cosphi:bushv | 0.79906 | ElmTr3
2031 | 2031_DzMX_GzMN_Dp00_Gp00 | A3 -Florencia 33 kV | All generators | 0.91 | cap | Dorada 115/33/13.8 kV | m:cosphi:bushv | 0.80341 | ElmTr3
2031 | 2031_DzMX_GzMN_Dp00_Gp00 | A3 -Florencia 33 kV | All generators | 0.92 | cap | Dorada 115/33/13.8 kV | m:cosphi:bushv | 0.80768 | ElmTr3
2031 | 2031_DzMX_GzMN_Dp00_Gp00 | A3 -Florencia 33 kV | All generators | 0.93 | cap | Dorada 115/33/13.8 kV | m:cosphi:bushv | 0.8119 | ElmTr3
2031 | 2031_DzMX_GzMN_Dp00_Gp00 | A3 -Florencia 33 kV | All generators | 0.94 | cap | Dorada 115/33/13.8 kV | m:cosphi:bushv | 0.81614 | ElmTr3
2031 | 2031_DzMX_GzMN_Dp00_Gp00 | A3 -Florencia 33 kV | All generators | 0.95 | cap | Dorada 115/33/13.8 kV | m:cosphi:bushv | 0.82045 | ElmTr3
2031 | 2031_DzMX_GzMN_Dp00_Gp00 | A3 -Florencia 33 kV | All generators | 0.96 | cap | Dorada 115/33/13.8 kV | m:cosphi:bushv | 0.8249 | ElmTr3
2031 | 2031_DzMX_GzMN_Dp00_Gp00 | A3 -Florencia 33 kV | All generators | 0.97 | cap | Dorada 115/33/13.8 kV | m:cosphi:bushv | 0.82964 | ElmTr3
2031 | 2031_DzMX_GzMN_Dp00_Gp00 | A3 -Florencia 33 kV | All generators | 0.98 | cap | Dorada 115/33/13.8 kV | m:cosphi:bushv | 0.83489 | ElmTr3
2031 | 2031_DzMX_GzMN_Dp00_Gp00 | A3 -Florencia 33 kV | All generators | 0.99 | cap | Dorada 115/33/13.8 kV | m:cosphi:bushv | 0.84125 | ElmTr3
2031 | 2031_DzMX_GzMN_Dp00_Gp00 | A3 -Florencia 33 kV | All generators | 1 | cap | Dorada 115/33/13.8 kV | m:cosphi:bushv | 0.85501 | ElmTr3
2031 | 2031_DzMX_GzMN_Dp00_Gp00 | A3 -Florencia 33 kV | All generators | 0.9 | cap | Manzanares 115/33/13.8 kV | m:P:bushv in MW | -2.3859 | ElmTr3
2031 | 2031_DzMX_GzMN_Dp00_Gp00 | A3 -Florencia 33 kV | All generators | 0.91 | cap | Manzanares 115/33/13.8 kV | m:P:bushv in MW | -2.4719 | ElmTr3
2031 | 2031_DzMX_GzMN_Dp00_Gp00 | A3 -Florencia 33 kV | All generators | 0.92 | cap | Manzanares 115/33/13.8 kV | m:P:bushv in MW | -2.5517 | ElmTr3
2031 | 2031_DzMX_GzMN_Dp00_Gp00 | A3 -Florencia 33 kV | All generators | 0.93 | cap | Manzanares 115/33/13.8 kV | m:P:bushv in MW | -2.6266 | ElmTr3
2031 | 2031_DzMX_GzMN_Dp00_Gp00 | A3 -Florencia 33 kV | All generators | 0.94 | cap | Manzanares 115/33/13.8 kV | m:P:bushv in MW | -2.6977 | ElmTr3
2031 | 2031_DzMX_GzMN_Dp00_Gp00 | A3 -Florencia 33 kV | All generators | 0.95 | cap | Manzanares 115/33/13.8 kV | m:P:bushv in MW | -2.7661 | ElmTr3
2031 | 2031_DzMX_GzMN_Dp00_Gp00 | A3 -Florencia 33 kV | All generators | 0.96 | cap | Manzanares 115/33/13.8 kV | m:P:bushv in MW | -2.8329 | ElmTr3
2031 | 2031_DzMX_GzMN_Dp00_Gp00 | A3 -Florencia 33 kV | All generators | 0.97 | cap | Manzanares 115/33/13.8 kV | m:P:bushv in MW | -2.8994 | ElmTr3
2031 | 2031_DzMX_GzMN_Dp00_Gp00 | A3 -Florencia 33 kV | All generators | 0.98 | cap | Manzanares 115/33/13.8 kV | m:P:bushv in MW | -2.968 | ElmTr3
2031 | 2031_DzMX_GzMN_Dp00_Gp00 | A3 -Florencia 33 kV | All generators | 0.99 | cap | Manzanares 115/33/13.8 kV | m:P:bushv in MW | -3.044 | ElmTr3
2031 | 2031_DzMX_GzMN_Dp00_Gp00 | A3 -Florencia 33 kV | All generators | 1 | cap | Manzanares 115/33/13.8 kV | m:P:bushv in MW | -3.183 | ElmTr3
2031 | 2031_DzMX_GzMN_Dp00_Gp00 | A3 -Florencia 33 kV | All generators | 0.9 | cap | Manzanares 115/33/13.8 kV | m:Q:bushv in Mvar | 10.2694 | ElmTr3
2031 | 2031_DzMX_GzMN_Dp00_Gp00 | A3 -Florencia 33 kV | All generators | 0.91 | cap | Manzanares 115/33/13.8 kV | m:Q:bushv in Mvar | 9.8515 | ElmTr3
2031 | 2031_DzMX_GzMN_Dp00_Gp00 | A3 -Florencia 33 kV | All generators | 0.92 | cap | Manzanares 115/33/13.8 kV | m:Q:bushv in Mvar | 9.4448 | ElmTr3
2031 | 2031_DzMX_GzMN_Dp00_Gp00 | A3 -Florencia 33 kV | All generators | 0.93 | cap | Manzanares 115/33/13.8 kV | m:Q:bushv in Mvar | 9.0443 | ElmTr3
2031 | 2031_DzMX_GzMN_Dp00_Gp00 | A3 -Florencia 33 kV | All generators | 0.94 | cap | Manzanares 115/33/13.8 kV | m:Q:bushv in Mvar | 8.6448 | ElmTr3
2031 | 2031_DzMX_GzMN_Dp00_Gp00 | A3 -Florencia 33 kV | All generators | 0.95 | cap | Manzanares 115/33/13.8 kV | m:Q:bushv in Mvar | 8.2404 | ElmTr3
2031 | 2031_DzMX_GzMN_Dp00_Gp00 | A3 -Florencia 33 kV | All generators | 0.96 | cap | Manzanares 115/33/13.8 kV | m:Q:bushv in Mvar | 7.8231 | ElmTr3
2031 | 2031_DzMX_GzMN_Dp00_Gp00 | A3 -Florencia 33 kV | All generators | 0.97 | cap | Manzanares 115/33/13.8 kV | m:Q:bushv in Mvar | 7.3812 | ElmTr3
2031 | 2031_DzMX_GzMN_Dp00_Gp00 | A3 -Florencia 33 kV | All generators | 0.98 | cap | Manzanares 115/33/13.8 kV | m:Q:bushv in Mvar | 6.8926 | ElmTr3
2031 | 2031_DzMX_GzMN_Dp00_Gp00 | A3 -Florencia 33 kV | All generators | 0.99 | cap | Manzanares 115/33/13.8 kV | m:Q:bushv in Mvar | 6.3016 | ElmTr3
2031 | 2031_DzMX_GzMN_Dp00_Gp00 | A3 -Florencia 33 kV | All generators | 1 | cap | Manzanares 115/33/13.8 kV | m:Q:bushv in Mvar | 5.0214 | ElmTr3
2031 | 2031_DzMX_GzMN_Dp00_Gp00 | A3 -Florencia 33 kV | All generators | 0.9 | cap | Manzanares 115/33/13.8 kV | m:cosphi:bushv | -0.22631 | ElmTr3
2031 | 2031_DzMX_GzMN_Dp00_Gp00 | A3 -Florencia 33 kV | All generators | 0.91 | cap | Manzanares 115/33/13.8 kV | m:cosphi:bushv | -0.24337 | ElmTr3
2031 | 2031_DzMX_GzMN_Dp00_Gp00 | A3 -Florencia 33 kV | All generators | 0.92 | cap | Manzanares 115/33/13.8 kV | m:cosphi:bushv | -0.26082 | ElmTr3
2031 | 2031_DzMX_GzMN_Dp00_Gp00 | A3 -Florencia 33 kV | All generators | 0.93 | cap | Manzanares 115/33/13.8 kV | m:cosphi:bushv | -0.27889 | ElmTr3
2031 | 2031_DzMX_GzMN_Dp00_Gp00 | A3 -Florencia 33 kV | All generators | 0.94 | cap | Manzanares 115/33/13.8 kV | m:cosphi:bushv | -0.2979 | ElmTr3
2031 | 2031_DzMX_GzMN_Dp00_Gp00 | A3 -Florencia 33 kV | All generators | 0.95 | cap | Manzanares 115/33/13.8 kV | m:cosphi:bushv | -0.31823 | ElmTr3
2031 | 2031_DzMX_GzMN_Dp00_Gp00 | A3 -Florencia 33 kV | All generators | 0.96 | cap | Manzanares 115/33/13.8 kV | m:cosphi:bushv | -0.34048 | ElmTr3
2031 | 2031_DzMX_GzMN_Dp00_Gp00 | A3 -Florencia 33 kV | All generators | 0.97 | cap | Manzanares 115/33/13.8 kV | m:cosphi:bushv | -0.36561 | ElmTr3
2031 | 2031_DzMX_GzMN_Dp00_Gp00 | A3 -Florencia 33 kV | All generators | 0.98 | cap | Manzanares 115/33/13.8 kV | m:cosphi:bushv | -0.3955 | ElmTr3
2031 | 2031_DzMX_GzMN_Dp00_Gp00 | A3 -Florencia 33 kV | All generators | 0.99 | cap | Manzanares 115/33/13.8 kV | m:cosphi:bushv | -0.43497 | ElmTr3
2031 | 2031_DzMX_GzMN_Dp00_Gp00 | A3 -Florencia 33 kV | All generators | 1 | cap | Manzanares 115/33/13.8 kV | m:cosphi:bushv | -0.53539 | ElmTr3
2031 | 2031_DzMX_GzMN_Dp00_Gp00 | A3 -Florencia 33 kV | All generators | 0.9 | cap | Purnio 230/115 | m:P:bushv in MW | 55.7012 | ElmTr3
2031 | 2031_DzMX_GzMN_Dp00_Gp00 | A3 -Florencia 33 kV | All generators | 0.91 | cap | Purnio 230/115 | m:P:bushv in MW | 55.6875 | ElmTr3
2031 | 2031_DzMX_GzMN_Dp00_Gp00 | A3 -Florencia 33 kV | All generators | 0.92 | cap | Purnio 230/115 | m:P:bushv in MW | 55.6758 | ElmTr3
2031 | 2031_DzMX_GzMN_Dp00_Gp00 | A3 -Florencia 33 kV | All generators | 0.93 | cap | Purnio 230/115 | m:P:bushv in MW | 55.666 | ElmTr3
2031 | 2031_DzMX_GzMN_Dp00_Gp00 | A3 -Florencia 33 kV | All generators | 0.94 | cap | Purnio 230/115 | m:P:bushv in MW | 55.6577 | ElmTr3
2031 | 2031_DzMX_GzMN_Dp00_Gp00 | A3 -Florencia 33 kV | All generators | 0.95 | cap | Purnio 230/115 | m:P:bushv in MW | 55.651 | ElmTr3
2031 | 2031_DzMX_GzMN_Dp00_Gp00 | A3 -Florencia 33 kV | All generators | 0.96 | cap | Purnio 230/115 | m:P:bushv in MW | 55.6457 | ElmTr3
2031 | 2031_DzMX_GzMN_Dp00_Gp00 | A3 -Florencia 33 kV | All generators | 0.97 | cap | Purnio 230/115 | m:P:bushv in MW | 55.6419 | ElmTr3
2031 | 2031_DzMX_GzMN_Dp00_Gp00 | A3 -Florencia 33 kV | All generators | 0.98 | cap | Purnio 230/115 | m:P:bushv in MW | 55.64 | ElmTr3
2031 | 2031_DzMX_GzMN_Dp00_Gp00 | A3 -Florencia 33 kV | All generators | 0.99 | cap | Purnio 230/115 | m:P:bushv in MW | 55.6406 | ElmTr3
2031 | 2031_DzMX_GzMN_Dp00_Gp00 | A3 -Florencia 33 kV | All generators | 1 | cap | Purnio 230/115 | m:P:bushv in MW | 55.6535 | ElmTr3
2031 | 2031_DzMX_GzMN_Dp00_Gp00 | A3 -Florencia 33 kV | All generators | 0.9 | cap | Purnio 230/115 | m:Q:bushv in Mvar | 6.1742 | ElmTr3
2031 | 2031_DzMX_GzMN_Dp00_Gp00 | A3 -Florencia 33 kV | All generators | 0.91 | cap | Purnio 230/115 | m:Q:bushv in Mvar | 5.981 | ElmTr3
2031 | 2031_DzMX_GzMN_Dp00_Gp00 | A3 -Florencia 33 kV | All generators | 0.92 | cap | Purnio 230/115 | m:Q:bushv in Mvar | 5.7936 | ElmTr3
2031 | 2031_DzMX_GzMN_Dp00_Gp00 | A3 -Florencia 33 kV | All generators | 0.93 | cap | Purnio 230/115 | m:Q:bushv in Mvar | 5.6095 | ElmTr3
2031 | 2031_DzMX_GzMN_Dp00_Gp00 | A3 -Florencia 33 kV | All generators | 0.94 | cap | Purnio 230/115 | m:Q:bushv in Mvar | 5.4265 | ElmTr3
2031 | 2031_DzMX_GzMN_Dp00_Gp00 | A3 -Florencia 33 kV | All generators | 0.95 | cap | Purnio 230/115 | m:Q:bushv in Mvar | 5.2418 | ElmTr3
2031 | 2031_DzMX_GzMN_Dp00_Gp00 | A3 -Florencia 33 kV | All generators | 0.96 | cap | Purnio 230/115 | m:Q:bushv in Mvar | 5.0518 | ElmTr3
2031 | 2031_DzMX_GzMN_Dp00_Gp00 | A3 -Florencia 33 kV | All generators | 0.97 | cap | Purnio 230/115 | m:Q:bushv in Mvar | 4.8511 | ElmTr3
2031 | 2031_DzMX_GzMN_Dp00_Gp00 | A3 -Florencia 33 kV | All generators | 0.98 | cap | Purnio 230/115 | m:Q:bushv in Mvar | 4.6301 | ElmTr3
2031 | 2031_DzMX_GzMN_Dp00_Gp00 | A3 -Florencia 33 kV | All generators | 0.99 | cap | Purnio 230/115 | m:Q:bushv in Mvar | 4.3637 | ElmTr3
2031 | 2031_DzMX_GzMN_Dp00_Gp00 | A3 -Florencia 33 kV | All generators | 1 | cap | Purnio 230/115 | m:Q:bushv in Mvar | 3.7907 | ElmTr3
2031 | 2031_DzMX_GzMN_Dp00_Gp00 | A3 -Florencia 33 kV | All generators | 0.9 | cap | Purnio 230/115 | m:cosphi:bushv | 0.99391 | ElmTr3
2031 | 2031_DzMX_GzMN_Dp00_Gp00 | A3 -Florencia 33 kV | All generators | 0.91 | cap | Purnio 230/115 | m:cosphi:bushv | 0.99428 | ElmTr3
2031 | 2031_DzMX_GzMN_Dp00_Gp00 | A3 -Florencia 33 kV | All generators | 0.92 | cap | Purnio 230/115 | m:cosphi:bushv | 0.99463 | ElmTr3
2031 | 2031_DzMX_GzMN_Dp00_Gp00 | A3 -Florencia 33 kV | All generators | 0.93 | cap | Purnio 230/115 | m:cosphi:bushv | 0.99496 | ElmTr3
2031 | 2031_DzMX_GzMN_Dp00_Gp00 | A3 -Florencia 33 kV | All generators | 0.94 | cap | Purnio 230/115 | m:cosphi:bushv | 0.99528 | ElmTr3
2031 | 2031_DzMX_GzMN_Dp00_Gp00 | A3 -Florencia 33 kV | All generators | 0.95 | cap | Purnio 230/115 | m:cosphi:bushv | 0.99559 | ElmTr3
2031 | 2031_DzMX_GzMN_Dp00_Gp00 | A3 -Florencia 33 kV | All generators | 0.96 | cap | Purnio 230/115 | m:cosphi:bushv | 0.9959 | ElmTr3
2031 | 2031_DzMX_GzMN_Dp00_Gp00 | A3 -Florencia 33 kV | All generators | 0.97 | cap | Purnio 230/115 | m:cosphi:bushv | 0.99622 | ElmTr3
2031 | 2031_DzMX_GzMN_Dp00_Gp00 | A3 -Florencia 33 kV | All generators | 0.98 | cap | Purnio 230/115 | m:cosphi:bushv | 0.99656 | ElmTr3
2031 | 2031_DzMX_GzMN_Dp00_Gp00 | A3 -Florencia 33 kV | All generators | 0.99 | cap | Purnio 230/115 | m:cosphi:bushv | 0.99694 | ElmTr3
2031 | 2031_DzMX_GzMN_Dp00_Gp00 | A3 -Florencia 33 kV | All generators | 1 | cap | Purnio 230/115 | m:cosphi:bushv | 0.99769 | ElmTr3
2031 | 2031_DzMX_GzMN_Dp00_Gp00 | A3 -Florencia 33 kV | All generators | 0.9 | cap | Victoria 115/33/13.8 kV | m:P:bushv in MW | 2.0951 | ElmTr3
2031 | 2031_DzMX_GzMN_Dp00_Gp00 | A3 -Florencia 33 kV | All generators | 0.91 | cap | Victoria 115/33/13.8 kV | m:P:bushv in MW | 2.0714 | ElmTr3
2031 | 2031_DzMX_GzMN_Dp00_Gp00 | A3 -Florencia 33 kV | All generators | 0.92 | cap | Victoria 115/33/13.8 kV | m:P:bushv in MW | 2.0505 | ElmTr3
2031 | 2031_DzMX_GzMN_Dp00_Gp00 | A3 -Florencia 33 kV | All generators | 0.93 | cap | Victoria 115/33/13.8 kV | m:P:bushv in MW | 2.032 | ElmTr3
2031 | 2031_DzMX_GzMN_Dp00_Gp00 | A3 -Florencia 33 kV | All generators | 0.94 | cap | Victoria 115/33/13.8 kV | m:P:bushv in MW | 2.0156 | ElmTr3
2031 | 2031_DzMX_GzMN_Dp00_Gp00 | A3 -Florencia 33 kV | All generators | 0.95 | cap | Victoria 115/33/13.8 kV | m:P:bushv in MW | 2.001 | ElmTr3
2031 | 2031_DzMX_GzMN_Dp00_Gp00 | A3 -Florencia 33 kV | All generators | 0.96 | cap | Victoria 115/33/13.8 kV | m:P:bushv in MW | 1.9881 | ElmTr3
2031 | 2031_DzMX_GzMN_Dp00_Gp00 | A3 -Florencia 33 kV | All generators | 0.97 | cap | Victoria 115/33/13.8 kV | m:P:bushv in MW | 1.9768 | ElmTr3
2031 | 2031_DzMX_GzMN_Dp00_Gp00 | A3 -Florencia 33 kV | All generators | 0.98 | cap | Victoria 115/33/13.8 kV | m:P:bushv in MW | 1.9672 | ElmTr3
2031 | 2031_DzMX_GzMN_Dp00_Gp00 | A3 -Florencia 33 kV | All generators | 0.99 | cap | Victoria 115/33/13.8 kV | m:P:bushv in MW | 1.9594 | ElmTr3
2031 | 2031_DzMX_GzMN_Dp00_Gp00 | A3 -Florencia 33 kV | All generators | 1 | cap | Victoria 115/33/13.8 kV | m:P:bushv in MW | 1.9571 | ElmTr3
2031 | 2031_DzMX_GzMN_Dp00_Gp00 | A3 -Florencia 33 kV | All generators | 0.9 | cap | Victoria 115/33/13.8 kV | m:Q:bushv in Mvar | 5.8824 | ElmTr3
2031 | 2031_DzMX_GzMN_Dp00_Gp00 | A3 -Florencia 33 kV | All generators | 0.91 | cap | Victoria 115/33/13.8 kV | m:Q:bushv in Mvar | 5.642 | ElmTr3
2031 | 2031_DzMX_GzMN_Dp00_Gp00 | A3 -Florencia 33 kV | All generators | 0.92 | cap | Victoria 115/33/13.8 kV | m:Q:bushv in Mvar | 5.4082 | ElmTr3
2031 | 2031_DzMX_GzMN_Dp00_Gp00 | A3 -Florencia 33 kV | All generators | 0.93 | cap | Victoria 115/33/13.8 kV | m:Q:bushv in Mvar | 5.1783 | ElmTr3
2031 | 2031_DzMX_GzMN_Dp00_Gp00 | A3 -Florencia 33 kV | All generators | 0.94 | cap | Victoria 115/33/13.8 kV | m:Q:bushv in Mvar | 4.9491 | ElmTr3
2031 | 2031_DzMX_GzMN_Dp00_Gp00 | A3 -Florencia 33 kV | All generators | 0.95 | cap | Victoria 115/33/13.8 kV | m:Q:bushv in Mvar | 4.7173 | ElmTr3
2031 | 2031_DzMX_GzMN_Dp00_Gp00 | A3 -Florencia 33 kV | All generators | 0.96 | cap | Victoria 115/33/13.8 kV | m:Q:bushv in Mvar | 4.4784 | ElmTr3
2031 | 2031_DzMX_GzMN_Dp00_Gp00 | A3 -Florencia 33 kV | All generators | 0.97 | cap | Victoria 115/33/13.8 kV | m:Q:bushv in Mvar | 4.2257 | ElmTr3
2031 | 2031_DzMX_GzMN_Dp00_Gp00 | A3 -Florencia 33 kV | All generators | 0.98 | cap | Victoria 115/33/13.8 kV | m:Q:bushv in Mvar | 3.9466 | ElmTr3
2031 | 2031_DzMX_GzMN_Dp00_Gp00 | A3 -Florencia 33 kV | All generators | 0.99 | cap | Victoria 115/33/13.8 kV | m:Q:bushv in Mvar | 3.6094 | ElmTr3
2031 | 2031_DzMX_GzMN_Dp00_Gp00 | A3 -Florencia 33 kV | All generators | 1 | cap | Victoria 115/33/13.8 kV | m:Q:bushv in Mvar | 2.8807 | ElmTr3
2031 | 2031_DzMX_GzMN_Dp00_Gp00 | A3 -Florencia 33 kV | All generators | 0.9 | cap | Victoria 115/33/13.8 kV | m:cosphi:bushv | 0.33552 | ElmTr3
2031 | 2031_DzMX_GzMN_Dp00_Gp00 | A3 -Florencia 33 kV | All generators | 0.91 | cap | Victoria 115/33/13.8 kV | m:cosphi:bushv | 0.34465 | ElmTr3
2031 | 2031_DzMX_GzMN_Dp00_Gp00 | A3 -Florencia 33 kV | All generators | 0.92 | cap | Victoria 115/33/13.8 kV | m:cosphi:bushv | 0.35452 | ElmTr3
2031 | 2031_DzMX_GzMN_Dp00_Gp00 | A3 -Florencia 33 kV | All generators | 0.93 | cap | Victoria 115/33/13.8 kV | m:cosphi:bushv | 0.36529 | ElmTr3
2031 | 2031_DzMX_GzMN_Dp00_Gp00 | A3 -Florencia 33 kV | All generators | 0.94 | cap | Victoria 115/33/13.8 kV | m:cosphi:bushv | 0.37718 | ElmTr3
2031 | 2031_DzMX_GzMN_Dp00_Gp00 | A3 -Florencia 33 kV | All generators | 0.95 | cap | Victoria 115/33/13.8 kV | m:cosphi:bushv | 0.39051 | ElmTr3
2031 | 2031_DzMX_GzMN_Dp00_Gp00 | A3 -Florencia 33 kV | All generators | 0.96 | cap | Victoria 115/33/13.8 kV | m:cosphi:bushv | 0.40575 | ElmTr3
2031 | 2031_DzMX_GzMN_Dp00_Gp00 | A3 -Florencia 33 kV | All generators | 0.97 | cap | Victoria 115/33/13.8 kV | m:cosphi:bushv | 0.42374 | ElmTr3
2031 | 2031_DzMX_GzMN_Dp00_Gp00 | A3 -Florencia 33 kV | All generators | 0.98 | cap | Victoria 115/33/13.8 kV | m:cosphi:bushv | 0.4461 | ElmTr3
2031 | 2031_DzMX_GzMN_Dp00_Gp00 | A3 -Florencia 33 kV | All generators | 0.99 | cap | Victoria 115/33/13.8 kV | m:cosphi:bushv | 0.47709 | ElmTr3
2031 | 2031_DzMX_GzMN_Dp00_Gp00 | A3 -Florencia 33 kV | All generators | 1 | cap | Victoria 115/33/13.8 kV | m:cosphi:bushv | 0.56197 | ElmTr3
2031 | 2031_DzMX_GzMN_Dp00_Gp00 | A3 -Florencia 33 kV | All generators | 0.9 | ind | Dorada - Magdalena 115 kV | m:P:bus1 in MW | 48.1272 | ElmLne
2031 | 2031_DzMX_GzMN_Dp00_Gp00 | A3 -Florencia 33 kV | All generators | 0.91 | ind | Dorada - Magdalena 115 kV | m:P:bus1 in MW | 48.1207 | ElmLne
2031 | 2031_DzMX_GzMN_Dp00_Gp00 | A3 -Florencia 33 kV | All generators | 0.92 | ind | Dorada - Magdalena 115 kV | m:P:bus1 in MW | 48.1138 | ElmLne
2031 | 2031_DzMX_GzMN_Dp00_Gp00 | A3 -Florencia 33 kV | All generators | 0.93 | ind | Dorada - Magdalena 115 kV | m:P:bus1 in MW | 48.1064 | ElmLne
2031 | 2031_DzMX_GzMN_Dp00_Gp00 | A3 -Florencia 33 kV | All generators | 0.94 | ind | Dorada - Magdalena 115 kV | m:P:bus1 in MW | 48.0984 | ElmLne
2031 | 2031_DzMX_GzMN_Dp00_Gp00 | A3 -Florencia 33 kV | All generators | 0.95 | ind | Dorada - Magdalena 115 kV | m:P:bus1 in MW | 48.0897 | ElmLne
2031 | 2031_DzMX_GzMN_Dp00_Gp00 | A3 -Florencia 33 kV | All generators | 0.96 | ind | Dorada - Magdalena 115 kV | m:P:bus1 in MW | 48.08 | ElmLne
2031 | 2031_DzMX_GzMN_Dp00_Gp00 | A3 -Florencia 33 kV | All generators | 0.97 | ind | Dorada - Magdalena 115 kV | m:P:bus1 in MW | 48.0688 | ElmLne
2031 | 2031_DzMX_GzMN_Dp00_Gp00 | A3 -Florencia 33 kV | All generators | 0.98 | ind | Dorada - Magdalena 115 kV | m:P:bus1 in MW | 48.0553 | ElmLne
2031 | 2031_DzMX_GzMN_Dp00_Gp00 | A3 -Florencia 33 kV | All generators | 0.99 | ind | Dorada - Magdalena 115 kV | m:P:bus1 in MW | 48.0372 | ElmLne
2031 | 2031_DzMX_GzMN_Dp00_Gp00 | A3 -Florencia 33 kV | All generators | 1 | ind | Dorada - Magdalena 115 kV | m:P:bus1 in MW | 47.9898 | ElmLne
2031 | 2031_DzMX_GzMN_Dp00_Gp00 | A3 -Florencia 33 kV | All generators | 0.9 | ind | Dorada - Magdalena 115 kV | m:P:bus2 in MW | -48.0026 | ElmLne
2031 | 2031_DzMX_GzMN_Dp00_Gp00 | A3 -Florencia 33 kV | All generators | 0.91 | ind | Dorada - Magdalena 115 kV | m:P:bus2 in MW | -47.9961 | ElmLne
2031 | 2031_DzMX_GzMN_Dp00_Gp00 | A3 -Florencia 33 kV | All generators | 0.92 | ind | Dorada - Magdalena 115 kV | m:P:bus2 in MW | -47.9892 | ElmLne
2031 | 2031_DzMX_GzMN_Dp00_Gp00 | A3 -Florencia 33 kV | All generators | 0.93 | ind | Dorada - Magdalena 115 kV | m:P:bus2 in MW | -47.9819 | ElmLne
2031 | 2031_DzMX_GzMN_Dp00_Gp00 | A3 -Florencia 33 kV | All generators | 0.94 | ind | Dorada - Magdalena 115 kV | m:P:bus2 in MW | -47.9739 | ElmLne
2031 | 2031_DzMX_GzMN_Dp00_Gp00 | A3 -Florencia 33 kV | All generators | 0.95 | ind | Dorada - Magdalena 115 kV | m:P:bus2 in MW | -47.9652 | ElmLne
2031 | 2031_DzMX_GzMN_Dp00_Gp00 | A3 -Florencia 33 kV | All generators | 0.96 | ind | Dorada - Magdalena 115 kV | m:P:bus2 in MW | -47.9556 | ElmLne
2031 | 2031_DzMX_GzMN_Dp00_Gp00 | A3 -Florencia 33 kV | All generators | 0.97 | ind | Dorada - Magdalena 115 kV | m:P:bus2 in MW | -47.9445 | ElmLne
2031 | 2031_DzMX_GzMN_Dp00_Gp00 | A3 -Florencia 33 kV | All generators | 0.98 | ind | Dorada - Magdalena 115 kV | m:P:bus2 in MW | -47.931 | ElmLne
2031 | 2031_DzMX_GzMN_Dp00_Gp00 | A3 -Florencia 33 kV | All generators | 0.99 | ind | Dorada - Magdalena 115 kV | m:P:bus2 in MW | -47.913 | ElmLne
2031 | 2031_DzMX_GzMN_Dp00_Gp00 | A3 -Florencia 33 kV | All generators | 1 | ind | Dorada - Magdalena 115 kV | m:P:bus2 in MW | -47.8658 | ElmLne
2031 | 2031_DzMX_GzMN_Dp00_Gp00 | A3 -Florencia 33 kV | All generators | 0.9 | ind | Dorada - Magdalena 115 kV | m:Q:bus1 in Mvar | 9.0622 | ElmLne
2031 | 2031_DzMX_GzMN_Dp00_Gp00 | A3 -Florencia 33 kV | All generators | 0.91 | ind | Dorada - Magdalena 115 kV | m:Q:bus1 in Mvar | 9.0382 | ElmLne
2031 | 2031_DzMX_GzMN_Dp00_Gp00 | A3 -Florencia 33 kV | All generators | 0.92 | ind | Dorada - Magdalena 115 kV | m:Q:bus1 in Mvar | 9.013 | ElmLne
2031 | 2031_DzMX_GzMN_Dp00_Gp00 | A3 -Florencia 33 kV | All generators | 0.93 | ind | Dorada - Magdalena 115 kV | m:Q:bus1 in Mvar | 8.9865 | ElmLne
2031 | 2031_DzMX_GzMN_Dp00_Gp00 | A3 -Florencia 33 kV | All generators | 0.94 | ind | Dorada - Magdalena 115 kV | m:Q:bus1 in Mvar | 8.9583 | ElmLne
2031 | 2031_DzMX_GzMN_Dp00_Gp00 | A3 -Florencia 33 kV | All generators | 0.95 | ind | Dorada - Magdalena 115 kV | m:Q:bus1 in Mvar | 8.9279 | ElmLne
2031 | 2031_DzMX_GzMN_Dp00_Gp00 | A3 -Florencia 33 kV | All generators | 0.96 | ind | Dorada - Magdalena 115 kV | m:Q:bus1 in Mvar | 8.8944 | ElmLne
2031 | 2031_DzMX_GzMN_Dp00_Gp00 | A3 -Florencia 33 kV | All generators | 0.97 | ind | Dorada - Magdalena 115 kV | m:Q:bus1 in Mvar | 8.8565 | ElmLne
2031 | 2031_DzMX_GzMN_Dp00_Gp00 | A3 -Florencia 33 kV | All generators | 0.98 | ind | Dorada - Magdalena 115 kV | m:Q:bus1 in Mvar | 8.8116 | ElmLne
2031 | 2031_DzMX_GzMN_Dp00_Gp00 | A3 -Florencia 33 kV | All generators | 0.99 | ind | Dorada - Magdalena 115 kV | m:Q:bus1 in Mvar | 8.7526 | ElmLne
2031 | 2031_DzMX_GzMN_Dp00_Gp00 | A3 -Florencia 33 kV | All generators | 1 | ind | Dorada - Magdalena 115 kV | m:Q:bus1 in Mvar | 8.6045 | ElmLne
2031 | 2031_DzMX_GzMN_Dp00_Gp00 | A3 -Florencia 33 kV | All generators | 0.9 | ind | Dorada - Magdalena 115 kV | m:Q:bus2 in Mvar | -8.8084 | ElmLne
2031 | 2031_DzMX_GzMN_Dp00_Gp00 | A3 -Florencia 33 kV | All generators | 0.91 | ind | Dorada - Magdalena 115 kV | m:Q:bus2 in Mvar | -8.7843 | ElmLne
2031 | 2031_DzMX_GzMN_Dp00_Gp00 | A3 -Florencia 33 kV | All generators | 0.92 | ind | Dorada - Magdalena 115 kV | m:Q:bus2 in Mvar | -8.7592 | ElmLne
2031 | 2031_DzMX_GzMN_Dp00_Gp00 | A3 -Florencia 33 kV | All generators | 0.93 | ind | Dorada - Magdalena 115 kV | m:Q:bus2 in Mvar | -8.7327 | ElmLne
2031 | 2031_DzMX_GzMN_Dp00_Gp00 | A3 -Florencia 33 kV | All generators | 0.94 | ind | Dorada - Magdalena 115 kV | m:Q:bus2 in Mvar | -8.7046 | ElmLne
2031 | 2031_DzMX_GzMN_Dp00_Gp00 | A3 -Florencia 33 kV | All generators | 0.95 | ind | Dorada - Magdalena 115 kV | m:Q:bus2 in Mvar | -8.6742 | ElmLne
2031 | 2031_DzMX_GzMN_Dp00_Gp00 | A3 -Florencia 33 kV | All generators | 0.96 | ind | Dorada - Magdalena 115 kV | m:Q:bus2 in Mvar | -8.6408 | ElmLne
2031 | 2031_DzMX_GzMN_Dp00_Gp00 | A3 -Florencia 33 kV | All generators | 0.97 | ind | Dorada - Magdalena 115 kV | m:Q:bus2 in Mvar | -8.603 | ElmLne
2031 | 2031_DzMX_GzMN_Dp00_Gp00 | A3 -Florencia 33 kV | All generators | 0.98 | ind | Dorada - Magdalena 115 kV | m:Q:bus2 in Mvar | -8.5581 | ElmLne
2031 | 2031_DzMX_GzMN_Dp00_Gp00 | A3 -Florencia 33 kV | All generators | 0.99 | ind | Dorada - Magdalena 115 kV | m:Q:bus2 in Mvar | -8.4992 | ElmLne
2031 | 2031_DzMX_GzMN_Dp00_Gp00 | A3 -Florencia 33 kV | All generators | 1 | ind | Dorada - Magdalena 115 kV | m:Q:bus2 in Mvar | -8.3515 | ElmLne
2031 | 2031_DzMX_GzMN_Dp00_Gp00 | A3 -Florencia 33 kV | All generators | 0.9 | ind | Dorada - Magdalena 115 kV | m:cosphi:bus1 | 0.98273 | ElmLne
2031 | 2031_DzMX_GzMN_Dp00_Gp00 | A3 -Florencia 33 kV | All generators | 0.91 | ind | Dorada - Magdalena 115 kV | m:cosphi:bus1 | 0.98281 | ElmLne
2031 | 2031_DzMX_GzMN_Dp00_Gp00 | A3 -Florencia 33 kV | All generators | 0.92 | ind | Dorada - Magdalena 115 kV | m:cosphi:bus1 | 0.9829 | ElmLne
2031 | 2031_DzMX_GzMN_Dp00_Gp00 | A3 -Florencia 33 kV | All generators | 0.93 | ind | Dorada - Magdalena 115 kV | m:cosphi:bus1 | 0.983 | ElmLne
2031 | 2031_DzMX_GzMN_Dp00_Gp00 | A3 -Florencia 33 kV | All generators | 0.94 | ind | Dorada - Magdalena 115 kV | m:cosphi:bus1 | 0.98309 | ElmLne
2031 | 2031_DzMX_GzMN_Dp00_Gp00 | A3 -Florencia 33 kV | All generators | 0.95 | ind | Dorada - Magdalena 115 kV | m:cosphi:bus1 | 0.9832 | ElmLne
2031 | 2031_DzMX_GzMN_Dp00_Gp00 | A3 -Florencia 33 kV | All generators | 0.96 | ind | Dorada - Magdalena 115 kV | m:cosphi:bus1 | 0.98332 | ElmLne
2031 | 2031_DzMX_GzMN_Dp00_Gp00 | A3 -Florencia 33 kV | All generators | 0.97 | ind | Dorada - Magdalena 115 kV | m:cosphi:bus1 | 0.98345 | ElmLne
2031 | 2031_DzMX_GzMN_Dp00_Gp00 | A3 -Florencia 33 kV | All generators | 0.98 | ind | Dorada - Magdalena 115 kV | m:cosphi:bus1 | 0.9836 | ElmLne
2031 | 2031_DzMX_GzMN_Dp00_Gp00 | A3 -Florencia 33 kV | All generators | 0.99 | ind | Dorada - Magdalena 115 kV | m:cosphi:bus1 | 0.9838 | ElmLne
2031 | 2031_DzMX_GzMN_Dp00_Gp00 | A3 -Florencia 33 kV | All generators | 1 | ind | Dorada - Magdalena 115 kV | m:cosphi:bus1 | 0.9843 | ElmLne
2031 | 2031_DzMX_GzMN_Dp00_Gp00 | A3 -Florencia 33 kV | All generators | 0.9 | ind | Dorada - Magdalena 115 kV | m:cosphi:bus2 | -0.98358 | ElmLne
2031 | 2031_DzMX_GzMN_Dp00_Gp00 | A3 -Florencia 33 kV | All generators | 0.91 | ind | Dorada - Magdalena 115 kV | m:cosphi:bus2 | -0.98366 | ElmLne
2031 | 2031_DzMX_GzMN_Dp00_Gp00 | A3 -Florencia 33 kV | All generators | 0.92 | ind | Dorada - Magdalena 115 kV | m:cosphi:bus2 | -0.98375 | ElmLne
2031 | 2031_DzMX_GzMN_Dp00_Gp00 | A3 -Florencia 33 kV | All generators | 0.93 | ind | Dorada - Magdalena 115 kV | m:cosphi:bus2 | -0.98384 | ElmLne
2031 | 2031_DzMX_GzMN_Dp00_Gp00 | A3 -Florencia 33 kV | All generators | 0.94 | ind | Dorada - Magdalena 115 kV | m:cosphi:bus2 | -0.98394 | ElmLne
2031 | 2031_DzMX_GzMN_Dp00_Gp00 | A3 -Florencia 33 kV | All generators | 0.95 | ind | Dorada - Magdalena 115 kV | m:cosphi:bus2 | -0.98404 | ElmLne
2031 | 2031_DzMX_GzMN_Dp00_Gp00 | A3 -Florencia 33 kV | All generators | 0.96 | ind | Dorada - Magdalena 115 kV | m:cosphi:bus2 | -0.98415 | ElmLne
2031 | 2031_DzMX_GzMN_Dp00_Gp00 | A3 -Florencia 33 kV | All generators | 0.97 | ind | Dorada - Magdalena 115 kV | m:cosphi:bus2 | -0.98428 | ElmLne
2031 | 2031_DzMX_GzMN_Dp00_Gp00 | A3 -Florencia 33 kV | All generators | 0.98 | ind | Dorada - Magdalena 115 kV | m:cosphi:bus2 | -0.98443 | ElmLne
2031 | 2031_DzMX_GzMN_Dp00_Gp00 | A3 -Florencia 33 kV | All generators | 0.99 | ind | Dorada - Magdalena 115 kV | m:cosphi:bus2 | -0.98463 | ElmLne
2031 | 2031_DzMX_GzMN_Dp00_Gp00 | A3 -Florencia 33 kV | All generators | 1 | ind | Dorada - Magdalena 115 kV | m:cosphi:bus2 | -0.98512 | ElmLne
2031 | 2031_DzMX_GzMN_Dp00_Gp00 | A3 -Florencia 33 kV | All generators | 0.9 | ind | Mariquita - Victoria 2 115 | m:P:bus1 in MW | 10.9893 | ElmLne
2031 | 2031_DzMX_GzMN_Dp00_Gp00 | A3 -Florencia 33 kV | All generators | 0.91 | ind | Mariquita - Victoria 2 115 | m:P:bus1 in MW | 10.9915 | ElmLne
2031 | 2031_DzMX_GzMN_Dp00_Gp00 | A3 -Florencia 33 kV | All generators | 0.92 | ind | Mariquita - Victoria 2 115 | m:P:bus1 in MW | 10.9938 | ElmLne
2031 | 2031_DzMX_GzMN_Dp00_Gp00 | A3 -Florencia 33 kV | All generators | 0.93 | ind | Mariquita - Victoria 2 115 | m:P:bus1 in MW | 10.9962 | ElmLne
2031 | 2031_DzMX_GzMN_Dp00_Gp00 | A3 -Florencia 33 kV | All generators | 0.94 | ind | Mariquita - Victoria 2 115 | m:P:bus1 in MW | 10.9986 | ElmLne
2031 | 2031_DzMX_GzMN_Dp00_Gp00 | A3 -Florencia 33 kV | All generators | 0.95 | ind | Mariquita - Victoria 2 115 | m:P:bus1 in MW | 11.0013 | ElmLne
2031 | 2031_DzMX_GzMN_Dp00_Gp00 | A3 -Florencia 33 kV | All generators | 0.96 | ind | Mariquita - Victoria 2 115 | m:P:bus1 in MW | 11.0041 | ElmLne
2031 | 2031_DzMX_GzMN_Dp00_Gp00 | A3 -Florencia 33 kV | All generators | 0.97 | ind | Mariquita - Victoria 2 115 | m:P:bus1 in MW | 11.0072 | ElmLne
2031 | 2031_DzMX_GzMN_Dp00_Gp00 | A3 -Florencia 33 kV | All generators | 0.98 | ind | Mariquita - Victoria 2 115 | m:P:bus1 in MW | 11.0109 | ElmLne
2031 | 2031_DzMX_GzMN_Dp00_Gp00 | A3 -Florencia 33 kV | All generators | 0.99 | ind | Mariquita - Victoria 2 115 | m:P:bus1 in MW | 11.0155 | ElmLne
2031 | 2031_DzMX_GzMN_Dp00_Gp00 | A3 -Florencia 33 kV | All generators | 1 | ind | Mariquita - Victoria 2 115 | m:P:bus1 in MW | 11.0265 | ElmLne
2031 | 2031_DzMX_GzMN_Dp00_Gp00 | A3 -Florencia 33 kV | All generators | 0.9 | ind | Mariquita - Victoria 2 115 | m:P:bus2 in MW | -10.9572 | ElmLne
2031 | 2031_DzMX_GzMN_Dp00_Gp00 | A3 -Florencia 33 kV | All generators | 0.91 | ind | Mariquita - Victoria 2 115 | m:P:bus2 in MW | -10.9594 | ElmLne
2031 | 2031_DzMX_GzMN_Dp00_Gp00 | A3 -Florencia 33 kV | All generators | 0.92 | ind | Mariquita - Victoria 2 115 | m:P:bus2 in MW | -10.9616 | ElmLne
2031 | 2031_DzMX_GzMN_Dp00_Gp00 | A3 -Florencia 33 kV | All generators | 0.93 | ind | Mariquita - Victoria 2 115 | m:P:bus2 in MW | -10.9639 | ElmLne
2031 | 2031_DzMX_GzMN_Dp00_Gp00 | A3 -Florencia 33 kV | All generators | 0.94 | ind | Mariquita - Victoria 2 115 | m:P:bus2 in MW | -10.9663 | ElmLne
2031 | 2031_DzMX_GzMN_Dp00_Gp00 | A3 -Florencia 33 kV | All generators | 0.95 | ind | Mariquita - Victoria 2 115 | m:P:bus2 in MW | -10.9689 | ElmLne
2031 | 2031_DzMX_GzMN_Dp00_Gp00 | A3 -Florencia 33 kV | All generators | 0.96 | ind | Mariquita - Victoria 2 115 | m:P:bus2 in MW | -10.9717 | ElmLne
2031 | 2031_DzMX_GzMN_Dp00_Gp00 | A3 -Florencia 33 kV | All generators | 0.97 | ind | Mariquita - Victoria 2 115 | m:P:bus2 in MW | -10.9748 | ElmLne
2031 | 2031_DzMX_GzMN_Dp00_Gp00 | A3 -Florencia 33 kV | All generators | 0.98 | ind | Mariquita - Victoria 2 115 | m:P:bus2 in MW | -10.9784 | ElmLne
2031 | 2031_DzMX_GzMN_Dp00_Gp00 | A3 -Florencia 33 kV | All generators | 0.99 | ind | Mariquita - Victoria 2 115 | m:P:bus2 in MW | -10.983 | ElmLne
2031 | 2031_DzMX_GzMN_Dp00_Gp00 | A3 -Florencia 33 kV | All generators | 1 | ind | Mariquita - Victoria 2 115 | m:P:bus2 in MW | -10.9938 | ElmLne
2031 | 2031_DzMX_GzMN_Dp00_Gp00 | A3 -Florencia 33 kV | All generators | 0.9 | ind | Mariquita - Victoria 2 115 | m:Q:bus1 in Mvar | -6.0746 | ElmLne
2031 | 2031_DzMX_GzMN_Dp00_Gp00 | A3 -Florencia 33 kV | All generators | 0.91 | ind | Mariquita - Victoria 2 115 | m:Q:bus1 in Mvar | -6.0782 | ElmLne
2031 | 2031_DzMX_GzMN_Dp00_Gp00 | A3 -Florencia 33 kV | All generators | 0.92 | ind | Mariquita - Victoria 2 115 | m:Q:bus1 in Mvar | -6.082 | ElmLne
2031 | 2031_DzMX_GzMN_Dp00_Gp00 | A3 -Florencia 33 kV | All generators | 0.93 | ind | Mariquita - Victoria 2 115 | m:Q:bus1 in Mvar | -6.0859 | ElmLne
2031 | 2031_DzMX_GzMN_Dp00_Gp00 | A3 -Florencia 33 kV | All generators | 0.94 | ind | Mariquita - Victoria 2 115 | m:Q:bus1 in Mvar | -6.0902 | ElmLne
2031 | 2031_DzMX_GzMN_Dp00_Gp00 | A3 -Florencia 33 kV | All generators | 0.95 | ind | Mariquita - Victoria 2 115 | m:Q:bus1 in Mvar | -6.0948 | ElmLne
2031 | 2031_DzMX_GzMN_Dp00_Gp00 | A3 -Florencia 33 kV | All generators | 0.96 | ind | Mariquita - Victoria 2 115 | m:Q:bus1 in Mvar | -6.0998 | ElmLne
2031 | 2031_DzMX_GzMN_Dp00_Gp00 | A3 -Florencia 33 kV | All generators | 0.97 | ind | Mariquita - Victoria 2 115 | m:Q:bus1 in Mvar | -6.1055 | ElmLne
2031 | 2031_DzMX_GzMN_Dp00_Gp00 | A3 -Florencia 33 kV | All generators | 0.98 | ind | Mariquita - Victoria 2 115 | m:Q:bus1 in Mvar | -6.1123 | ElmLne
2031 | 2031_DzMX_GzMN_Dp00_Gp00 | A3 -Florencia 33 kV | All generators | 0.99 | ind | Mariquita - Victoria 2 115 | m:Q:bus1 in Mvar | -6.1212 | ElmLne
2031 | 2031_DzMX_GzMN_Dp00_Gp00 | A3 -Florencia 33 kV | All generators | 1 | ind | Mariquita - Victoria 2 115 | m:Q:bus1 in Mvar | -6.1437 | ElmLne
2031 | 2031_DzMX_GzMN_Dp00_Gp00 | A3 -Florencia 33 kV | All generators | 0.9 | ind | Mariquita - Victoria 2 115 | m:Q:bus2 in Mvar | 5.4906 | ElmLne
2031 | 2031_DzMX_GzMN_Dp00_Gp00 | A3 -Florencia 33 kV | All generators | 0.91 | ind | Mariquita - Victoria 2 115 | m:Q:bus2 in Mvar | 5.4945 | ElmLne
2031 | 2031_DzMX_GzMN_Dp00_Gp00 | A3 -Florencia 33 kV | All generators | 0.92 | ind | Mariquita - Victoria 2 115 | m:Q:bus2 in Mvar | 5.4985 | ElmLne
2031 | 2031_DzMX_GzMN_Dp00_Gp00 | A3 -Florencia 33 kV | All generators | 0.93 | ind | Mariquita - Victoria 2 115 | m:Q:bus2 in Mvar | 5.5028 | ElmLne
2031 | 2031_DzMX_GzMN_Dp00_Gp00 | A3 -Florencia 33 kV | All generators | 0.94 | ind | Mariquita - Victoria 2 115 | m:Q:bus2 in Mvar | 5.5074 | ElmLne
2031 | 2031_DzMX_GzMN_Dp00_Gp00 | A3 -Florencia 33 kV | All generators | 0.95 | ind | Mariquita - Victoria 2 115 | m:Q:bus2 in Mvar | 5.5123 | ElmLne
2031 | 2031_DzMX_GzMN_Dp00_Gp00 | A3 -Florencia 33 kV | All generators | 0.96 | ind | Mariquita - Victoria 2 115 | m:Q:bus2 in Mvar | 5.5178 | ElmLne
2031 | 2031_DzMX_GzMN_Dp00_Gp00 | A3 -Florencia 33 kV | All generators | 0.97 | ind | Mariquita - Victoria 2 115 | m:Q:bus2 in Mvar | 5.5239 | ElmLne
2031 | 2031_DzMX_GzMN_Dp00_Gp00 | A3 -Florencia 33 kV | All generators | 0.98 | ind | Mariquita - Victoria 2 115 | m:Q:bus2 in Mvar | 5.5313 | ElmLne
2031 | 2031_DzMX_GzMN_Dp00_Gp00 | A3 -Florencia 33 kV | All generators | 0.99 | ind | Mariquita - Victoria 2 115 | m:Q:bus2 in Mvar | 5.5409 | ElmLne
2031 | 2031_DzMX_GzMN_Dp00_Gp00 | A3 -Florencia 33 kV | All generators | 1 | ind | Mariquita - Victoria 2 115 | m:Q:bus2 in Mvar | 5.5651 | ElmLne
2031 | 2031_DzMX_GzMN_Dp00_Gp00 | A3 -Florencia 33 kV | All generators | 0.9 | ind | Mariquita - Victoria 2 115 | m:cosphi:bus1 | 0.87519 | ElmLne
2031 | 2031_DzMX_GzMN_Dp00_Gp00 | A3 -Florencia 33 kV | All generators | 0.91 | ind | Mariquita - Victoria 2 115 | m:cosphi:bus1 | 0.87511 | ElmLne
2031 | 2031_DzMX_GzMN_Dp00_Gp00 | A3 -Florencia 33 kV | All generators | 0.92 | ind | Mariquita - Victoria 2 115 | m:cosphi:bus1 | 0.87502 | ElmLne
2031 | 2031_DzMX_GzMN_Dp00_Gp00 | A3 -Florencia 33 kV | All generators | 0.93 | ind | Mariquita - Victoria 2 115 | m:cosphi:bus1 | 0.87493 | ElmLne
2031 | 2031_DzMX_GzMN_Dp00_Gp00 | A3 -Florencia 33 kV | All generators | 0.94 | ind | Mariquita - Victoria 2 115 | m:cosphi:bus1 | 0.87484 | ElmLne
2031 | 2031_DzMX_GzMN_Dp00_Gp00 | A3 -Florencia 33 kV | All generators | 0.95 | ind | Mariquita - Victoria 2 115 | m:cosphi:bus1 | 0.87473 | ElmLne
2031 | 2031_DzMX_GzMN_Dp00_Gp00 | A3 -Florencia 33 kV | All generators | 0.96 | ind | Mariquita - Victoria 2 115 | m:cosphi:bus1 | 0.87461 | ElmLne
2031 | 2031_DzMX_GzMN_Dp00_Gp00 | A3 -Florencia 33 kV | All generators | 0.97 | ind | Mariquita - Victoria 2 115 | m:cosphi:bus1 | 0.87448 | ElmLne
2031 | 2031_DzMX_GzMN_Dp00_Gp00 | A3 -Florencia 33 kV | All generators | 0.98 | ind | Mariquita - Victoria 2 115 | m:cosphi:bus1 | 0.87432 | ElmLne
2031 | 2031_DzMX_GzMN_Dp00_Gp00 | A3 -Florencia 33 kV | All generators | 0.99 | ind | Mariquita - Victoria 2 115 | m:cosphi:bus1 | 0.87411 | ElmLne
2031 | 2031_DzMX_GzMN_Dp00_Gp00 | A3 -Florencia 33 kV | All generators | 1 | ind | Mariquita - Victoria 2 115 | m:cosphi:bus1 | 0.87356 | ElmLne
2031 | 2031_DzMX_GzMN_Dp00_Gp00 | A3 -Florencia 33 kV | All generators | 0.9 | ind | Mariquita - Victoria 2 115 | m:cosphi:bus2 | -0.89404 | ElmLne
2031 | 2031_DzMX_GzMN_Dp00_Gp00 | A3 -Florencia 33 kV | All generators | 0.91 | ind | Mariquita - Victoria 2 115 | m:cosphi:bus2 | -0.89394 | ElmLne
2031 | 2031_DzMX_GzMN_Dp00_Gp00 | A3 -Florencia 33 kV | All generators | 0.92 | ind | Mariquita - Victoria 2 115 | m:cosphi:bus2 | -0.89385 | ElmLne
2031 | 2031_DzMX_GzMN_Dp00_Gp00 | A3 -Florencia 33 kV | All generators | 0.93 | ind | Mariquita - Victoria 2 115 | m:cosphi:bus2 | -0.89375 | ElmLne
2031 | 2031_DzMX_GzMN_Dp00_Gp00 | A3 -Florencia 33 kV | All generators | 0.94 | ind | Mariquita - Victoria 2 115 | m:cosphi:bus2 | -0.89364 | ElmLne
2031 | 2031_DzMX_GzMN_Dp00_Gp00 | A3 -Florencia 33 kV | All generators | 0.95 | ind | Mariquita - Victoria 2 115 | m:cosphi:bus2 | -0.89352 | ElmLne
2031 | 2031_DzMX_GzMN_Dp00_Gp00 | A3 -Florencia 33 kV | All generators | 0.96 | ind | Mariquita - Victoria 2 115 | m:cosphi:bus2 | -0.89338 | ElmLne
2031 | 2031_DzMX_GzMN_Dp00_Gp00 | A3 -Florencia 33 kV | All generators | 0.97 | ind | Mariquita - Victoria 2 115 | m:cosphi:bus2 | -0.89324 | ElmLne
2031 | 2031_DzMX_GzMN_Dp00_Gp00 | A3 -Florencia 33 kV | All generators | 0.98 | ind | Mariquita - Victoria 2 115 | m:cosphi:bus2 | -0.89305 | ElmLne
2031 | 2031_DzMX_GzMN_Dp00_Gp00 | A3 -Florencia 33 kV | All generators | 0.99 | ind | Mariquita - Victoria 2 115 | m:cosphi:bus2 | -0.89282 | ElmLne
2031 | 2031_DzMX_GzMN_Dp00_Gp00 | A3 -Florencia 33 kV | All generators | 1 | ind | Mariquita - Victoria 2 115 | m:cosphi:bus2 | -0.8922 | ElmLne
2031 | 2031_DzMX_GzMN_Dp00_Gp00 | A3 -Florencia 33 kV | All generators | 0.9 | ind | Dorada 115/33/13.8 kV | m:P:bushv in MW | 12.1189 | ElmTr3
2031 | 2031_DzMX_GzMN_Dp00_Gp00 | A3 -Florencia 33 kV | All generators | 0.91 | ind | Dorada 115/33/13.8 kV | m:P:bushv in MW | 12.1115 | ElmTr3
2031 | 2031_DzMX_GzMN_Dp00_Gp00 | A3 -Florencia 33 kV | All generators | 0.92 | ind | Dorada 115/33/13.8 kV | m:P:bushv in MW | 12.1041 | ElmTr3
2031 | 2031_DzMX_GzMN_Dp00_Gp00 | A3 -Florencia 33 kV | All generators | 0.93 | ind | Dorada 115/33/13.8 kV | m:P:bushv in MW | 12.0966 | ElmTr3
2031 | 2031_DzMX_GzMN_Dp00_Gp00 | A3 -Florencia 33 kV | All generators | 0.94 | ind | Dorada 115/33/13.8 kV | m:P:bushv in MW | 12.0889 | ElmTr3
2031 | 2031_DzMX_GzMN_Dp00_Gp00 | A3 -Florencia 33 kV | All generators | 0.95 | ind | Dorada 115/33/13.8 kV | m:P:bushv in MW | 12.081 | ElmTr3
2031 | 2031_DzMX_GzMN_Dp00_Gp00 | A3 -Florencia 33 kV | All generators | 0.96 | ind | Dorada 115/33/13.8 kV | m:P:bushv in MW | 12.0728 | ElmTr3
2031 | 2031_DzMX_GzMN_Dp00_Gp00 | A3 -Florencia 33 kV | All generators | 0.97 | ind | Dorada 115/33/13.8 kV | m:P:bushv in MW | 12.0641 | ElmTr3
2031 | 2031_DzMX_GzMN_Dp00_Gp00 | A3 -Florencia 33 kV | All generators | 0.98 | ind | Dorada 115/33/13.8 kV | m:P:bushv in MW | 12.0545 | ElmTr3
2031 | 2031_DzMX_GzMN_Dp00_Gp00 | A3 -Florencia 33 kV | All generators | 0.99 | ind | Dorada 115/33/13.8 kV | m:P:bushv in MW | 12.0432 | ElmTr3
2031 | 2031_DzMX_GzMN_Dp00_Gp00 | A3 -Florencia 33 kV | All generators | 1 | ind | Dorada 115/33/13.8 kV | m:P:bushv in MW | 12.0214 | ElmTr3
2031 | 2031_DzMX_GzMN_Dp00_Gp00 | A3 -Florencia 33 kV | All generators | 0.9 | ind | Dorada 115/33/13.8 kV | m:Q:bushv in Mvar | 6.1067 | ElmTr3
2031 | 2031_DzMX_GzMN_Dp00_Gp00 | A3 -Florencia 33 kV | All generators | 0.91 | ind | Dorada 115/33/13.8 kV | m:Q:bushv in Mvar | 6.1689 | ElmTr3
2031 | 2031_DzMX_GzMN_Dp00_Gp00 | A3 -Florencia 33 kV | All generators | 0.92 | ind | Dorada 115/33/13.8 kV | m:Q:bushv in Mvar | 6.234 | ElmTr3
2031 | 2031_DzMX_GzMN_Dp00_Gp00 | A3 -Florencia 33 kV | All generators | 0.93 | ind | Dorada 115/33/13.8 kV | m:Q:bushv in Mvar | 6.3026 | ElmTr3
2031 | 2031_DzMX_GzMN_Dp00_Gp00 | A3 -Florencia 33 kV | All generators | 0.94 | ind | Dorada 115/33/13.8 kV | m:Q:bushv in Mvar | 6.3756 | ElmTr3
2031 | 2031_DzMX_GzMN_Dp00_Gp00 | A3 -Florencia 33 kV | All generators | 0.95 | ind | Dorada 115/33/13.8 kV | m:Q:bushv in Mvar | 6.4544 | ElmTr3
2031 | 2031_DzMX_GzMN_Dp00_Gp00 | A3 -Florencia 33 kV | All generators | 0.96 | ind | Dorada 115/33/13.8 kV | m:Q:bushv in Mvar | 6.541 | ElmTr3
2031 | 2031_DzMX_GzMN_Dp00_Gp00 | A3 -Florencia 33 kV | All generators | 0.97 | ind | Dorada 115/33/13.8 kV | m:Q:bushv in Mvar | 6.639 | ElmTr3
2031 | 2031_DzMX_GzMN_Dp00_Gp00 | A3 -Florencia 33 kV | All generators | 0.98 | ind | Dorada 115/33/13.8 kV | m:Q:bushv in Mvar | 6.7554 | ElmTr3
2031 | 2031_DzMX_GzMN_Dp00_Gp00 | A3 -Florencia 33 kV | All generators | 0.99 | ind | Dorada 115/33/13.8 kV | m:Q:bushv in Mvar | 6.9082 | ElmTr3
2031 | 2031_DzMX_GzMN_Dp00_Gp00 | A3 -Florencia 33 kV | All generators | 1 | ind | Dorada 115/33/13.8 kV | m:Q:bushv in Mvar | 7.2916 | ElmTr3
2031 | 2031_DzMX_GzMN_Dp00_Gp00 | A3 -Florencia 33 kV | All generators | 0.9 | ind | Dorada 115/33/13.8 kV | m:cosphi:bushv | 0.89303 | ElmTr3
2031 | 2031_DzMX_GzMN_Dp00_Gp00 | A3 -Florencia 33 kV | All generators | 0.91 | ind | Dorada 115/33/13.8 kV | m:cosphi:bushv | 0.89107 | ElmTr3
2031 | 2031_DzMX_GzMN_Dp00_Gp00 | A3 -Florencia 33 kV | All generators | 0.92 | ind | Dorada 115/33/13.8 kV | m:cosphi:bushv | 0.88902 | ElmTr3
2031 | 2031_DzMX_GzMN_Dp00_Gp00 | A3 -Florencia 33 kV | All generators | 0.93 | ind | Dorada 115/33/13.8 kV | m:cosphi:bushv | 0.88685 | ElmTr3
2031 | 2031_DzMX_GzMN_Dp00_Gp00 | A3 -Florencia 33 kV | All generators | 0.94 | ind | Dorada 115/33/13.8 kV | m:cosphi:bushv | 0.88453 | ElmTr3
2031 | 2031_DzMX_GzMN_Dp00_Gp00 | A3 -Florencia 33 kV | All generators | 0.95 | ind | Dorada 115/33/13.8 kV | m:cosphi:bushv | 0.88201 | ElmTr3
2031 | 2031_DzMX_GzMN_Dp00_Gp00 | A3 -Florencia 33 kV | All generators | 0.96 | ind | Dorada 115/33/13.8 kV | m:cosphi:bushv | 0.87924 | ElmTr3
2031 | 2031_DzMX_GzMN_Dp00_Gp00 | A3 -Florencia 33 kV | All generators | 0.97 | ind | Dorada 115/33/13.8 kV | m:cosphi:bushv | 0.8761 | ElmTr3
2031 | 2031_DzMX_GzMN_Dp00_Gp00 | A3 -Florencia 33 kV | All generators | 0.98 | ind | Dorada 115/33/13.8 kV | m:cosphi:bushv | 0.87236 | ElmTr3
2031 | 2031_DzMX_GzMN_Dp00_Gp00 | A3 -Florencia 33 kV | All generators | 0.99 | ind | Dorada 115/33/13.8 kV | m:cosphi:bushv | 0.86742 | ElmTr3
2031 | 2031_DzMX_GzMN_Dp00_Gp00 | A3 -Florencia 33 kV | All generators | 1 | ind | Dorada 115/33/13.8 kV | m:cosphi:bushv | 0.85501 | ElmTr3
2031 | 2031_DzMX_GzMN_Dp00_Gp00 | A3 -Florencia 33 kV | All generators | 0.9 | ind | Manzanares 115/33/13.8 kV | m:P:bushv in MW | -3.3896 | ElmTr3
2031 | 2031_DzMX_GzMN_Dp00_Gp00 | A3 -Florencia 33 kV | All generators | 0.91 | ind | Manzanares 115/33/13.8 kV | m:P:bushv in MW | -3.3854 | ElmTr3
2031 | 2031_DzMX_GzMN_Dp00_Gp00 | A3 -Florencia 33 kV | All generators | 0.92 | ind | Manzanares 115/33/13.8 kV | m:P:bushv in MW | -3.3803 | ElmTr3
2031 | 2031_DzMX_GzMN_Dp00_Gp00 | A3 -Florencia 33 kV | All generators | 0.93 | ind | Manzanares 115/33/13.8 kV | m:P:bushv in MW | -3.3739 | ElmTr3
2031 | 2031_DzMX_GzMN_Dp00_Gp00 | A3 -Florencia 33 kV | All generators | 0.94 | ind | Manzanares 115/33/13.8 kV | m:P:bushv in MW | -3.3662 | ElmTr3
2031 | 2031_DzMX_GzMN_Dp00_Gp00 | A3 -Florencia 33 kV | All generators | 0.95 | ind | Manzanares 115/33/13.8 kV | m:P:bushv in MW | -3.3568 | ElmTr3
2031 | 2031_DzMX_GzMN_Dp00_Gp00 | A3 -Florencia 33 kV | All generators | 0.96 | ind | Manzanares 115/33/13.8 kV | m:P:bushv in MW | -3.345 | ElmTr3
2031 | 2031_DzMX_GzMN_Dp00_Gp00 | A3 -Florencia 33 kV | All generators | 0.97 | ind | Manzanares 115/33/13.8 kV | m:P:bushv in MW | -3.3299 | ElmTr3
2031 | 2031_DzMX_GzMN_Dp00_Gp00 | A3 -Florencia 33 kV | All generators | 0.98 | ind | Manzanares 115/33/13.8 kV | m:P:bushv in MW | -3.3096 | ElmTr3
2031 | 2031_DzMX_GzMN_Dp00_Gp00 | A3 -Florencia 33 kV | All generators | 0.99 | ind | Manzanares 115/33/13.8 kV | m:P:bushv in MW | -3.2791 | ElmTr3
2031 | 2031_DzMX_GzMN_Dp00_Gp00 | A3 -Florencia 33 kV | All generators | 1 | ind | Manzanares 115/33/13.8 kV | m:P:bushv in MW | -3.183 | ElmTr3
2031 | 2031_DzMX_GzMN_Dp00_Gp00 | A3 -Florencia 33 kV | All generators | 0.9 | ind | Manzanares 115/33/13.8 kV | m:Q:bushv in Mvar | 1.404 | ElmTr3
2031 | 2031_DzMX_GzMN_Dp00_Gp00 | A3 -Florencia 33 kV | All generators | 0.91 | ind | Manzanares 115/33/13.8 kV | m:Q:bushv in Mvar | 1.5961 | ElmTr3
2031 | 2031_DzMX_GzMN_Dp00_Gp00 | A3 -Florencia 33 kV | All generators | 0.92 | ind | Manzanares 115/33/13.8 kV | m:Q:bushv in Mvar | 1.7967 | ElmTr3
2031 | 2031_DzMX_GzMN_Dp00_Gp00 | A3 -Florencia 33 kV | All generators | 0.93 | ind | Manzanares 115/33/13.8 kV | m:Q:bushv in Mvar | 2.0077 | ElmTr3
2031 | 2031_DzMX_GzMN_Dp00_Gp00 | A3 -Florencia 33 kV | All generators | 0.94 | ind | Manzanares 115/33/13.8 kV | m:Q:bushv in Mvar | 2.232 | ElmTr3
2031 | 2031_DzMX_GzMN_Dp00_Gp00 | A3 -Florencia 33 kV | All generators | 0.95 | ind | Manzanares 115/33/13.8 kV | m:Q:bushv in Mvar | 2.4738 | ElmTr3
2031 | 2031_DzMX_GzMN_Dp00_Gp00 | A3 -Florencia 33 kV | All generators | 0.96 | ind | Manzanares 115/33/13.8 kV | m:Q:bushv in Mvar | 2.7392 | ElmTr3
2031 | 2031_DzMX_GzMN_Dp00_Gp00 | A3 -Florencia 33 kV | All generators | 0.97 | ind | Manzanares 115/33/13.8 kV | m:Q:bushv in Mvar | 3.0391 | ElmTr3
2031 | 2031_DzMX_GzMN_Dp00_Gp00 | A3 -Florencia 33 kV | All generators | 0.98 | ind | Manzanares 115/33/13.8 kV | m:Q:bushv in Mvar | 3.3943 | ElmTr3
2031 | 2031_DzMX_GzMN_Dp00_Gp00 | A3 -Florencia 33 kV | All generators | 0.99 | ind | Manzanares 115/33/13.8 kV | m:Q:bushv in Mvar | 3.8597 | ElmTr3
2031 | 2031_DzMX_GzMN_Dp00_Gp00 | A3 -Florencia 33 kV | All generators | 1 | ind | Manzanares 115/33/13.8 kV | m:Q:bushv in Mvar | 5.0214 | ElmTr3
2031 | 2031_DzMX_GzMN_Dp00_Gp00 | A3 -Florencia 33 kV | All generators | 0.9 | ind | Manzanares 115/33/13.8 kV | m:cosphi:bushv | -0.92388 | ElmTr3
2031 | 2031_DzMX_GzMN_Dp00_Gp00 | A3 -Florencia 33 kV | All generators | 0.91 | ind | Manzanares 115/33/13.8 kV | m:cosphi:bushv | -0.90451 | ElmTr3
2031 | 2031_DzMX_GzMN_Dp00_Gp00 | A3 -Florencia 33 kV | All generators | 0.92 | ind | Manzanares 115/33/13.8 kV | m:cosphi:bushv | -0.88302 | ElmTr3
2031 | 2031_DzMX_GzMN_Dp00_Gp00 | A3 -Florencia 33 kV | All generators | 0.93 | ind | Manzanares 115/33/13.8 kV | m:cosphi:bushv | -0.85936 | ElmTr3
2031 | 2031_DzMX_GzMN_Dp00_Gp00 | A3 -Florencia 33 kV | All generators | 0.94 | ind | Manzanares 115/33/13.8 kV | m:cosphi:bushv | -0.83343 | ElmTr3
2031 | 2031_DzMX_GzMN_Dp00_Gp00 | A3 -Florencia 33 kV | All generators | 0.95 | ind | Manzanares 115/33/13.8 kV | m:cosphi:bushv | -0.80501 | ElmTr3
2031 | 2031_DzMX_GzMN_Dp00_Gp00 | A3 -Florencia 33 kV | All generators | 0.96 | ind | Manzanares 115/33/13.8 kV | m:cosphi:bushv | -0.77368 | ElmTr3
2031 | 2031_DzMX_GzMN_Dp00_Gp00 | A3 -Florencia 33 kV | All generators | 0.97 | ind | Manzanares 115/33/13.8 kV | m:cosphi:bushv | -0.73862 | ElmTr3
2031 | 2031_DzMX_GzMN_Dp00_Gp00 | A3 -Florencia 33 kV | All generators | 0.98 | ind | Manzanares 115/33/13.8 kV | m:cosphi:bushv | -0.69812 | ElmTr3
2031 | 2031_DzMX_GzMN_Dp00_Gp00 | A3 -Florencia 33 kV | All generators | 0.99 | ind | Manzanares 115/33/13.8 kV | m:cosphi:bushv | -0.64746 | ElmTr3
2031 | 2031_DzMX_GzMN_Dp00_Gp00 | A3 -Florencia 33 kV | All generators | 1 | ind | Manzanares 115/33/13.8 kV | m:cosphi:bushv | -0.53539 | ElmTr3
2031 | 2031_DzMX_GzMN_Dp00_Gp00 | A3 -Florencia 33 kV | All generators | 0.9 | ind | Purnio 230/115 | m:P:bushv in MW | 55.7719 | ElmTr3
2031 | 2031_DzMX_GzMN_Dp00_Gp00 | A3 -Florencia 33 kV | All generators | 0.91 | ind | Purnio 230/115 | m:P:bushv in MW | 55.7626 | ElmTr3
2031 | 2031_DzMX_GzMN_Dp00_Gp00 | A3 -Florencia 33 kV | All generators | 0.92 | ind | Purnio 230/115 | m:P:bushv in MW | 55.7532 | ElmTr3
2031 | 2031_DzMX_GzMN_Dp00_Gp00 | A3 -Florencia 33 kV | All generators | 0.93 | ind | Purnio 230/115 | m:P:bushv in MW | 55.7438 | ElmTr3
2031 | 2031_DzMX_GzMN_Dp00_Gp00 | A3 -Florencia 33 kV | All generators | 0.94 | ind | Purnio 230/115 | m:P:bushv in MW | 55.7342 | ElmTr3
2031 | 2031_DzMX_GzMN_Dp00_Gp00 | A3 -Florencia 33 kV | All generators | 0.95 | ind | Purnio 230/115 | m:P:bushv in MW | 55.7244 | ElmTr3
2031 | 2031_DzMX_GzMN_Dp00_Gp00 | A3 -Florencia 33 kV | All generators | 0.96 | ind | Purnio 230/115 | m:P:bushv in MW | 55.7142 | ElmTr3
2031 | 2031_DzMX_GzMN_Dp00_Gp00 | A3 -Florencia 33 kV | All generators | 0.97 | ind | Purnio 230/115 | m:P:bushv in MW | 55.7035 | ElmTr3
2031 | 2031_DzMX_GzMN_Dp00_Gp00 | A3 -Florencia 33 kV | All generators | 0.98 | ind | Purnio 230/115 | m:P:bushv in MW | 55.6919 | ElmTr3
2031 | 2031_DzMX_GzMN_Dp00_Gp00 | A3 -Florencia 33 kV | All generators | 0.99 | ind | Purnio 230/115 | m:P:bushv in MW | 55.6784 | ElmTr3
2031 | 2031_DzMX_GzMN_Dp00_Gp00 | A3 -Florencia 33 kV | All generators | 1 | ind | Purnio 230/115 | m:P:bushv in MW | 55.6535 | ElmTr3
2031 | 2031_DzMX_GzMN_Dp00_Gp00 | A3 -Florencia 33 kV | All generators | 0.9 | ind | Purnio 230/115 | m:Q:bushv in Mvar | 2.1993 | ElmTr3
2031 | 2031_DzMX_GzMN_Dp00_Gp00 | A3 -Florencia 33 kV | All generators | 0.91 | ind | Purnio 230/115 | m:Q:bushv in Mvar | 2.2828 | ElmTr3
2031 | 2031_DzMX_GzMN_Dp00_Gp00 | A3 -Florencia 33 kV | All generators | 0.92 | ind | Purnio 230/115 | m:Q:bushv in Mvar | 2.37 | ElmTr3
2031 | 2031_DzMX_GzMN_Dp00_Gp00 | A3 -Florencia 33 kV | All generators | 0.93 | ind | Purnio 230/115 | m:Q:bushv in Mvar | 2.462 | ElmTr3
2031 | 2031_DzMX_GzMN_Dp00_Gp00 | A3 -Florencia 33 kV | All generators | 0.94 | ind | Purnio 230/115 | m:Q:bushv in Mvar | 2.56 | ElmTr3
2031 | 2031_DzMX_GzMN_Dp00_Gp00 | A3 -Florencia 33 kV | All generators | 0.95 | ind | Purnio 230/115 | m:Q:bushv in Mvar | 2.6657 | ElmTr3
2031 | 2031_DzMX_GzMN_Dp00_Gp00 | A3 -Florencia 33 kV | All generators | 0.96 | ind | Purnio 230/115 | m:Q:bushv in Mvar | 2.782 | ElmTr3
2031 | 2031_DzMX_GzMN_Dp00_Gp00 | A3 -Florencia 33 kV | All generators | 0.97 | ind | Purnio 230/115 | m:Q:bushv in Mvar | 2.9136 | ElmTr3
2031 | 2031_DzMX_GzMN_Dp00_Gp00 | A3 -Florencia 33 kV | All generators | 0.98 | ind | Purnio 230/115 | m:Q:bushv in Mvar | 3.0698 | ElmTr3
2031 | 2031_DzMX_GzMN_Dp00_Gp00 | A3 -Florencia 33 kV | All generators | 0.99 | ind | Purnio 230/115 | m:Q:bushv in Mvar | 3.2752 | ElmTr3
2031 | 2031_DzMX_GzMN_Dp00_Gp00 | A3 -Florencia 33 kV | All generators | 1 | ind | Purnio 230/115 | m:Q:bushv in Mvar | 3.7907 | ElmTr3
2031 | 2031_DzMX_GzMN_Dp00_Gp00 | A3 -Florencia 33 kV | All generators | 0.9 | ind | Purnio 230/115 | m:cosphi:bushv | 0.99922 | ElmTr3
2031 | 2031_DzMX_GzMN_Dp00_Gp00 | A3 -Florencia 33 kV | All generators | 0.91 | ind | Purnio 230/115 | m:cosphi:bushv | 0.99916 | ElmTr3
2031 | 2031_DzMX_GzMN_Dp00_Gp00 | A3 -Florencia 33 kV | All generators | 0.92 | ind | Purnio 230/115 | m:cosphi:bushv | 0.9991 | ElmTr3
2031 | 2031_DzMX_GzMN_Dp00_Gp00 | A3 -Florencia 33 kV | All generators | 0.93 | ind | Purnio 230/115 | m:cosphi:bushv | 0.99903 | ElmTr3
2031 | 2031_DzMX_GzMN_Dp00_Gp00 | A3 -Florencia 33 kV | All generators | 0.94 | ind | Purnio 230/115 | m:cosphi:bushv | 0.99895 | ElmTr3
2031 | 2031_DzMX_GzMN_Dp00_Gp00 | A3 -Florencia 33 kV | All generators | 0.95 | ind | Purnio 230/115 | m:cosphi:bushv | 0.99886 | ElmTr3
2031 | 2031_DzMX_GzMN_Dp00_Gp00 | A3 -Florencia 33 kV | All generators | 0.96 | ind | Purnio 230/115 | m:cosphi:bushv | 0.99876 | ElmTr3
2031 | 2031_DzMX_GzMN_Dp00_Gp00 | A3 -Florencia 33 kV | All generators | 0.97 | ind | Purnio 230/115 | m:cosphi:bushv | 0.99864 | ElmTr3
2031 | 2031_DzMX_GzMN_Dp00_Gp00 | A3 -Florencia 33 kV | All generators | 0.98 | ind | Purnio 230/115 | m:cosphi:bushv | 0.99848 | ElmTr3
2031 | 2031_DzMX_GzMN_Dp00_Gp00 | A3 -Florencia 33 kV | All generators | 0.99 | ind | Purnio 230/115 | m:cosphi:bushv | 0.99827 | ElmTr3
2031 | 2031_DzMX_GzMN_Dp00_Gp00 | A3 -Florencia 33 kV | All generators | 1 | ind | Purnio 230/115 | m:cosphi:bushv | 0.99769 | ElmTr3
2031 | 2031_DzMX_GzMN_Dp00_Gp00 | A3 -Florencia 33 kV | All generators | 0.9 | ind | Victoria 115/33/13.8 kV | m:P:bushv in MW | 2.056 | ElmTr3
2031 | 2031_DzMX_GzMN_Dp00_Gp00 | A3 -Florencia 33 kV | All generators | 0.91 | ind | Victoria 115/33/13.8 kV | m:P:bushv in MW | 2.0469 | ElmTr3
2031 | 2031_DzMX_GzMN_Dp00_Gp00 | A3 -Florencia 33 kV | All generators | 0.92 | ind | Victoria 115/33/13.8 kV | m:P:bushv in MW | 2.0379 | ElmTr3
2031 | 2031_DzMX_GzMN_Dp00_Gp00 | A3 -Florencia 33 kV | All generators | 0.93 | ind | Victoria 115/33/13.8 kV | m:P:bushv in MW | 2.0289 | ElmTr3
2031 | 2031_DzMX_GzMN_Dp00_Gp00 | A3 -Florencia 33 kV | All generators | 0.94 | ind | Victoria 115/33/13.8 kV | m:P:bushv in MW | 2.0198 | ElmTr3
2031 | 2031_DzMX_GzMN_Dp00_Gp00 | A3 -Florencia 33 kV | All generators | 0.95 | ind | Victoria 115/33/13.8 kV | m:P:bushv in MW | 2.0108 | ElmTr3
2031 | 2031_DzMX_GzMN_Dp00_Gp00 | A3 -Florencia 33 kV | All generators | 0.96 | ind | Victoria 115/33/13.8 kV | m:P:bushv in MW | 2.0016 | ElmTr3
2031 | 2031_DzMX_GzMN_Dp00_Gp00 | A3 -Florencia 33 kV | All generators | 0.97 | ind | Victoria 115/33/13.8 kV | m:P:bushv in MW | 1.9923 | ElmTr3
2031 | 2031_DzMX_GzMN_Dp00_Gp00 | A3 -Florencia 33 kV | All generators | 0.98 | ind | Victoria 115/33/13.8 kV | m:P:bushv in MW | 1.9826 | ElmTr3
2031 | 2031_DzMX_GzMN_Dp00_Gp00 | A3 -Florencia 33 kV | All generators | 0.99 | ind | Victoria 115/33/13.8 kV | m:P:bushv in MW | 1.9721 | ElmTr3
2031 | 2031_DzMX_GzMN_Dp00_Gp00 | A3 -Florencia 33 kV | All generators | 1 | ind | Victoria 115/33/13.8 kV | m:P:bushv in MW | 1.9571 | ElmTr3
2031 | 2031_DzMX_GzMN_Dp00_Gp00 | A3 -Florencia 33 kV | All generators | 0.9 | ind | Victoria 115/33/13.8 kV | m:Q:bushv in Mvar | 0.83328 | ElmTr3
2031 | 2031_DzMX_GzMN_Dp00_Gp00 | A3 -Florencia 33 kV | All generators | 0.91 | ind | Victoria 115/33/13.8 kV | m:Q:bushv in Mvar | 0.94158 | ElmTr3
2031 | 2031_DzMX_GzMN_Dp00_Gp00 | A3 -Florencia 33 kV | All generators | 0.92 | ind | Victoria 115/33/13.8 kV | m:Q:bushv in Mvar | 1.0547 | ElmTr3
2031 | 2031_DzMX_GzMN_Dp00_Gp00 | A3 -Florencia 33 kV | All generators | 0.93 | ind | Victoria 115/33/13.8 kV | m:Q:bushv in Mvar | 1.1738 | ElmTr3
2031 | 2031_DzMX_GzMN_Dp00_Gp00 | A3 -Florencia 33 kV | All generators | 0.94 | ind | Victoria 115/33/13.8 kV | m:Q:bushv in Mvar | 1.3004 | ElmTr3
2031 | 2031_DzMX_GzMN_Dp00_Gp00 | A3 -Florencia 33 kV | All generators | 0.95 | ind | Victoria 115/33/13.8 kV | m:Q:bushv in Mvar | 1.437 | ElmTr3
2031 | 2031_DzMX_GzMN_Dp00_Gp00 | A3 -Florencia 33 kV | All generators | 0.96 | ind | Victoria 115/33/13.8 kV | m:Q:bushv in Mvar | 1.587 | ElmTr3
2031 | 2031_DzMX_GzMN_Dp00_Gp00 | A3 -Florencia 33 kV | All generators | 0.97 | ind | Victoria 115/33/13.8 kV | m:Q:bushv in Mvar | 1.7566 | ElmTr3
2031 | 2031_DzMX_GzMN_Dp00_Gp00 | A3 -Florencia 33 kV | All generators | 0.98 | ind | Victoria 115/33/13.8 kV | m:Q:bushv in Mvar | 1.9577 | ElmTr3
2031 | 2031_DzMX_GzMN_Dp00_Gp00 | A3 -Florencia 33 kV | All generators | 0.99 | ind | Victoria 115/33/13.8 kV | m:Q:bushv in Mvar | 2.2213 | ElmTr3
2031 | 2031_DzMX_GzMN_Dp00_Gp00 | A3 -Florencia 33 kV | All generators | 1 | ind | Victoria 115/33/13.8 kV | m:Q:bushv in Mvar | 2.8807 | ElmTr3
2031 | 2031_DzMX_GzMN_Dp00_Gp00 | A3 -Florencia 33 kV | All generators | 0.9 | ind | Victoria 115/33/13.8 kV | m:cosphi:bushv | 0.92678 | ElmTr3
2031 | 2031_DzMX_GzMN_Dp00_Gp00 | A3 -Florencia 33 kV | All generators | 0.91 | ind | Victoria 115/33/13.8 kV | m:cosphi:bushv | 0.90849 | ElmTr3
2031 | 2031_DzMX_GzMN_Dp00_Gp00 | A3 -Florencia 33 kV | All generators | 0.92 | ind | Victoria 115/33/13.8 kV | m:cosphi:bushv | 0.88811 | ElmTr3
2031 | 2031_DzMX_GzMN_Dp00_Gp00 | A3 -Florencia 33 kV | All generators | 0.93 | ind | Victoria 115/33/13.8 kV | m:cosphi:bushv | 0.86558 | ElmTr3
2031 | 2031_DzMX_GzMN_Dp00_Gp00 | A3 -Florencia 33 kV | All generators | 0.94 | ind | Victoria 115/33/13.8 kV | m:cosphi:bushv | 0.84081 | ElmTr3
2031 | 2031_DzMX_GzMN_Dp00_Gp00 | A3 -Florencia 33 kV | All generators | 0.95 | ind | Victoria 115/33/13.8 kV | m:cosphi:bushv | 0.8136 | ElmTr3
2031 | 2031_DzMX_GzMN_Dp00_Gp00 | A3 -Florencia 33 kV | All generators | 0.96 | ind | Victoria 115/33/13.8 kV | m:cosphi:bushv | 0.78359 | ElmTr3
2031 | 2031_DzMX_GzMN_Dp00_Gp00 | A3 -Florencia 33 kV | All generators | 0.97 | ind | Victoria 115/33/13.8 kV | m:cosphi:bushv | 0.75008 | ElmTr3
2031 | 2031_DzMX_GzMN_Dp00_Gp00 | A3 -Florencia 33 kV | All generators | 0.98 | ind | Victoria 115/33/13.8 kV | m:cosphi:bushv | 0.71156 | ElmTr3
2031 | 2031_DzMX_GzMN_Dp00_Gp00 | A3 -Florencia 33 kV | All generators | 0.99 | ind | Victoria 115/33/13.8 kV | m:cosphi:bushv | 0.66391 | ElmTr3
2031 | 2031_DzMX_GzMN_Dp00_Gp00 | A3 -Florencia 33 kV | All generators | 1 | ind | Victoria 115/33/13.8 kV | m:cosphi:bushv | 0.56197 | ElmTr3
2031 | 2031_DzMX_GzMN_Dp00_Gp00 | Caso Base | All generators | 0.9 | cap | Dorada - Magdalena 115 kV | m:P:bus1 in MW | 47.3613 | ElmLne
2031 | 2031_DzMX_GzMN_Dp00_Gp00 | Caso Base | All generators | 0.91 | cap | Dorada - Magdalena 115 kV | m:P:bus1 in MW | 47.3613 | ElmLne
2031 | 2031_DzMX_GzMN_Dp00_Gp00 | Caso Base | All generators | 0.92 | cap | Dorada - Magdalena 115 kV | m:P:bus1 in MW | 47.3613 | ElmLne
2031 | 2031_DzMX_GzMN_Dp00_Gp00 | Caso Base | All generators | 0.93 | cap | Dorada - Magdalena 115 kV | m:P:bus1 in MW | 47.3613 | ElmLne
2031 | 2031_DzMX_GzMN_Dp00_Gp00 | Caso Base | All generators | 0.94 | cap | Dorada - Magdalena 115 kV | m:P:bus1 in MW | 47.3613 | ElmLne
2031 | 2031_DzMX_GzMN_Dp00_Gp00 | Caso Base | All generators | 0.95 | cap | Dorada - Magdalena 115 kV | m:P:bus1 in MW | 47.3613 | ElmLne
2031 | 2031_DzMX_GzMN_Dp00_Gp00 | Caso Base | All generators | 0.96 | cap | Dorada - Magdalena 115 kV | m:P:bus1 in MW | 47.3613 | ElmLne
2031 | 2031_DzMX_GzMN_Dp00_Gp00 | Caso Base | All generators | 0.97 | cap | Dorada - Magdalena 115 kV | m:P:bus1 in MW | 47.3613 | ElmLne
2031 | 2031_DzMX_GzMN_Dp00_Gp00 | Caso Base | All generators | 0.98 | cap | Dorada - Magdalena 115 kV | m:P:bus1 in MW | 47.3613 | ElmLne
2031 | 2031_DzMX_GzMN_Dp00_Gp00 | Caso Base | All generators | 0.99 | cap | Dorada - Magdalena 115 kV | m:P:bus1 in MW | 47.3613 | ElmLne
2031 | 2031_DzMX_GzMN_Dp00_Gp00 | Caso Base | All generators | 1 | cap | Dorada - Magdalena 115 kV | m:P:bus1 in MW | 47.3613 | ElmLne
2031 | 2031_DzMX_GzMN_Dp00_Gp00 | Caso Base | All generators | 0.9 | cap | Dorada - Magdalena 115 kV | m:P:bus2 in MW | -47.2404 | ElmLne
2031 | 2031_DzMX_GzMN_Dp00_Gp00 | Caso Base | All generators | 0.91 | cap | Dorada - Magdalena 115 kV | m:P:bus2 in MW | -47.2404 | ElmLne
2031 | 2031_DzMX_GzMN_Dp00_Gp00 | Caso Base | All generators | 0.92 | cap | Dorada - Magdalena 115 kV | m:P:bus2 in MW | -47.2404 | ElmLne
2031 | 2031_DzMX_GzMN_Dp00_Gp00 | Caso Base | All generators | 0.93 | cap | Dorada - Magdalena 115 kV | m:P:bus2 in MW | -47.2404 | ElmLne
2031 | 2031_DzMX_GzMN_Dp00_Gp00 | Caso Base | All generators | 0.94 | cap | Dorada - Magdalena 115 kV | m:P:bus2 in MW | -47.2404 | ElmLne
2031 | 2031_DzMX_GzMN_Dp00_Gp00 | Caso Base | All generators | 0.95 | cap | Dorada - Magdalena 115 kV | m:P:bus2 in MW | -47.2404 | ElmLne
2031 | 2031_DzMX_GzMN_Dp00_Gp00 | Caso Base | All generators | 0.96 | cap | Dorada - Magdalena 115 kV | m:P:bus2 in MW | -47.2404 | ElmLne
2031 | 2031_DzMX_GzMN_Dp00_Gp00 | Caso Base | All generators | 0.97 | cap | Dorada - Magdalena 115 kV | m:P:bus2 in MW | -47.2404 | ElmLne
2031 | 2031_DzMX_GzMN_Dp00_Gp00 | Caso Base | All generators | 0.98 | cap | Dorada - Magdalena 115 kV | m:P:bus2 in MW | -47.2404 | ElmLne
2031 | 2031_DzMX_GzMN_Dp00_Gp00 | Caso Base | All generators | 0.99 | cap | Dorada - Magdalena 115 kV | m:P:bus2 in MW | -47.2404 | ElmLne
2031 | 2031_DzMX_GzMN_Dp00_Gp00 | Caso Base | All generators | 1 | cap | Dorada - Magdalena 115 kV | m:P:bus2 in MW | -47.2404 | ElmLne
2031 | 2031_DzMX_GzMN_Dp00_Gp00 | Caso Base | All generators | 0.9 | cap | Dorada - Magdalena 115 kV | m:Q:bus1 in Mvar | 8.671 | ElmLne
2031 | 2031_DzMX_GzMN_Dp00_Gp00 | Caso Base | All generators | 0.91 | cap | Dorada - Magdalena 115 kV | m:Q:bus1 in Mvar | 8.671 | ElmLne
2031 | 2031_DzMX_GzMN_Dp00_Gp00 | Caso Base | All generators | 0.92 | cap | Dorada - Magdalena 115 kV | m:Q:bus1 in Mvar | 8.671 | ElmLne
2031 | 2031_DzMX_GzMN_Dp00_Gp00 | Caso Base | All generators | 0.93 | cap | Dorada - Magdalena 115 kV | m:Q:bus1 in Mvar | 8.671 | ElmLne
2031 | 2031_DzMX_GzMN_Dp00_Gp00 | Caso Base | All generators | 0.94 | cap | Dorada - Magdalena 115 kV | m:Q:bus1 in Mvar | 8.671 | ElmLne
2031 | 2031_DzMX_GzMN_Dp00_Gp00 | Caso Base | All generators | 0.95 | cap | Dorada - Magdalena 115 kV | m:Q:bus1 in Mvar | 8.671 | ElmLne
2031 | 2031_DzMX_GzMN_Dp00_Gp00 | Caso Base | All generators | 0.96 | cap | Dorada - Magdalena 115 kV | m:Q:bus1 in Mvar | 8.671 | ElmLne
2031 | 2031_DzMX_GzMN_Dp00_Gp00 | Caso Base | All generators | 0.97 | cap | Dorada - Magdalena 115 kV | m:Q:bus1 in Mvar | 8.671 | ElmLne
2031 | 2031_DzMX_GzMN_Dp00_Gp00 | Caso Base | All generators | 0.98 | cap | Dorada - Magdalena 115 kV | m:Q:bus1 in Mvar | 8.671 | ElmLne
2031 | 2031_DzMX_GzMN_Dp00_Gp00 | Caso Base | All generators | 0.99 | cap | Dorada - Magdalena 115 kV | m:Q:bus1 in Mvar | 8.671 | ElmLne
2031 | 2031_DzMX_GzMN_Dp00_Gp00 | Caso Base | All generators | 1 | cap | Dorada - Magdalena 115 kV | m:Q:bus1 in Mvar | 8.671 | ElmLne
2031 | 2031_DzMX_GzMN_Dp00_Gp00 | Caso Base | All generators | 0.9 | cap | Dorada - Magdalena 115 kV | m:Q:bus2 in Mvar | -8.4337 | ElmLne
2031 | 2031_DzMX_GzMN_Dp00_Gp00 | Caso Base | All generators | 0.91 | cap | Dorada - Magdalena 115 kV | m:Q:bus2 in Mvar | -8.4337 | ElmLne
2031 | 2031_DzMX_GzMN_Dp00_Gp00 | Caso Base | All generators | 0.92 | cap | Dorada - Magdalena 115 kV | m:Q:bus2 in Mvar | -8.4337 | ElmLne
2031 | 2031_DzMX_GzMN_Dp00_Gp00 | Caso Base | All generators | 0.93 | cap | Dorada - Magdalena 115 kV | m:Q:bus2 in Mvar | -8.4337 | ElmLne
2031 | 2031_DzMX_GzMN_Dp00_Gp00 | Caso Base | All generators | 0.94 | cap | Dorada - Magdalena 115 kV | m:Q:bus2 in Mvar | -8.4337 | ElmLne
2031 | 2031_DzMX_GzMN_Dp00_Gp00 | Caso Base | All generators | 0.95 | cap | Dorada - Magdalena 115 kV | m:Q:bus2 in Mvar | -8.4337 | ElmLne
2031 | 2031_DzMX_GzMN_Dp00_Gp00 | Caso Base | All generators | 0.96 | cap | Dorada - Magdalena 115 kV | m:Q:bus2 in Mvar | -8.4337 | ElmLne
2031 | 2031_DzMX_GzMN_Dp00_Gp00 | Caso Base | All generators | 0.97 | cap | Dorada - Magdalena 115 kV | m:Q:bus2 in Mvar | -8.4337 | ElmLne
2031 | 2031_DzMX_GzMN_Dp00_Gp00 | Caso Base | All generators | 0.98 | cap | Dorada - Magdalena 115 kV | m:Q:bus2 in Mvar | -8.4337 | ElmLne
2031 | 2031_DzMX_GzMN_Dp00_Gp00 | Caso Base | All generators | 0.99 | cap | Dorada - Magdalena 115 kV | m:Q:bus2 in Mvar | -8.4337 | ElmLne
2031 | 2031_DzMX_GzMN_Dp00_Gp00 | Caso Base | All generators | 1 | cap | Dorada - Magdalena 115 kV | m:Q:bus2 in Mvar | -8.4337 | ElmLne
2031 | 2031_DzMX_GzMN_Dp00_Gp00 | Caso Base | All generators | 0.9 | cap | Dorada - Magdalena 115 kV | m:cosphi:bus1 | 0.98365 | ElmLne
2031 | 2031_DzMX_GzMN_Dp00_Gp00 | Caso Base | All generators | 0.91 | cap | Dorada - Magdalena 115 kV | m:cosphi:bus1 | 0.98365 | ElmLne
2031 | 2031_DzMX_GzMN_Dp00_Gp00 | Caso Base | All generators | 0.92 | cap | Dorada - Magdalena 115 kV | m:cosphi:bus1 | 0.98365 | ElmLne
2031 | 2031_DzMX_GzMN_Dp00_Gp00 | Caso Base | All generators | 0.93 | cap | Dorada - Magdalena 115 kV | m:cosphi:bus1 | 0.98365 | ElmLne
2031 | 2031_DzMX_GzMN_Dp00_Gp00 | Caso Base | All generators | 0.94 | cap | Dorada - Magdalena 115 kV | m:cosphi:bus1 | 0.98365 | ElmLne
2031 | 2031_DzMX_GzMN_Dp00_Gp00 | Caso Base | All generators | 0.95 | cap | Dorada - Magdalena 115 kV | m:cosphi:bus1 | 0.98365 | ElmLne
2031 | 2031_DzMX_GzMN_Dp00_Gp00 | Caso Base | All generators | 0.96 | cap | Dorada - Magdalena 115 kV | m:cosphi:bus1 | 0.98365 | ElmLne
2031 | 2031_DzMX_GzMN_Dp00_Gp00 | Caso Base | All generators | 0.97 | cap | Dorada - Magdalena 115 kV | m:cosphi:bus1 | 0.98365 | ElmLne
2031 | 2031_DzMX_GzMN_Dp00_Gp00 | Caso Base | All generators | 0.98 | cap | Dorada - Magdalena 115 kV | m:cosphi:bus1 | 0.98365 | ElmLne
2031 | 2031_DzMX_GzMN_Dp00_Gp00 | Caso Base | All generators | 0.99 | cap | Dorada - Magdalena 115 kV | m:cosphi:bus1 | 0.98365 | ElmLne
2031 | 2031_DzMX_GzMN_Dp00_Gp00 | Caso Base | All generators | 1 | cap | Dorada - Magdalena 115 kV | m:cosphi:bus1 | 0.98365 | ElmLne
2031 | 2031_DzMX_GzMN_Dp00_Gp00 | Caso Base | All generators | 0.9 | cap | Dorada - Magdalena 115 kV | m:cosphi:bus2 | -0.98444 | ElmLne
2031 | 2031_DzMX_GzMN_Dp00_Gp00 | Caso Base | All generators | 0.91 | cap | Dorada - Magdalena 115 kV | m:cosphi:bus2 | -0.98444 | ElmLne
2031 | 2031_DzMX_GzMN_Dp00_Gp00 | Caso Base | All generators | 0.92 | cap | Dorada - Magdalena 115 kV | m:cosphi:bus2 | -0.98444 | ElmLne
2031 | 2031_DzMX_GzMN_Dp00_Gp00 | Caso Base | All generators | 0.93 | cap | Dorada - Magdalena 115 kV | m:cosphi:bus2 | -0.98444 | ElmLne
2031 | 2031_DzMX_GzMN_Dp00_Gp00 | Caso Base | All generators | 0.94 | cap | Dorada - Magdalena 115 kV | m:cosphi:bus2 | -0.98444 | ElmLne
2031 | 2031_DzMX_GzMN_Dp00_Gp00 | Caso Base | All generators | 0.95 | cap | Dorada - Magdalena 115 kV | m:cosphi:bus2 | -0.98444 | ElmLne
2031 | 2031_DzMX_GzMN_Dp00_Gp00 | Caso Base | All generators | 0.96 | cap | Dorada - Magdalena 115 kV | m:cosphi:bus2 | -0.98444 | ElmLne
2031 | 2031_DzMX_GzMN_Dp00_Gp00 | Caso Base | All generators | 0.97 | cap | Dorada - Magdalena 115 kV | m:cosphi:bus2 | -0.98444 | ElmLne
2031 | 2031_DzMX_GzMN_Dp00_Gp00 | Caso Base | All generators | 0.98 | cap | Dorada - Magdalena 115 kV | m:cosphi:bus2 | -0.98444 | ElmLne
2031 | 2031_DzMX_GzMN_Dp00_Gp00 | Caso Base | All generators | 0.99 | cap | Dorada - Magdalena 115 kV | m:cosphi:bus2 | -0.98444 | ElmLne
2031 | 2031_DzMX_GzMN_Dp00_Gp00 | Caso Base | All generators | 1 | cap | Dorada - Magdalena 115 kV | m:cosphi:bus2 | -0.98444 | ElmLne
2031 | 2031_DzMX_GzMN_Dp00_Gp00 | Caso Base | All generators | 0.9 | cap | Mariquita - Victoria 2 115 | m:P:bus1 in MW | 10.8062 | ElmLne
2031 | 2031_DzMX_GzMN_Dp00_Gp00 | Caso Base | All generators | 0.91 | cap | Mariquita - Victoria 2 115 | m:P:bus1 in MW | 10.8062 | ElmLne
2031 | 2031_DzMX_GzMN_Dp00_Gp00 | Caso Base | All generators | 0.92 | cap | Mariquita - Victoria 2 115 | m:P:bus1 in MW | 10.8062 | ElmLne
2031 | 2031_DzMX_GzMN_Dp00_Gp00 | Caso Base | All generators | 0.93 | cap | Mariquita - Victoria 2 115 | m:P:bus1 in MW | 10.8062 | ElmLne
2031 | 2031_DzMX_GzMN_Dp00_Gp00 | Caso Base | All generators | 0.94 | cap | Mariquita - Victoria 2 115 | m:P:bus1 in MW | 10.8062 | ElmLne
2031 | 2031_DzMX_GzMN_Dp00_Gp00 | Caso Base | All generators | 0.95 | cap | Mariquita - Victoria 2 115 | m:P:bus1 in MW | 10.8062 | ElmLne
2031 | 2031_DzMX_GzMN_Dp00_Gp00 | Caso Base | All generators | 0.96 | cap | Mariquita - Victoria 2 115 | m:P:bus1 in MW | 10.8062 | ElmLne
2031 | 2031_DzMX_GzMN_Dp00_Gp00 | Caso Base | All generators | 0.97 | cap | Mariquita - Victoria 2 115 | m:P:bus1 in MW | 10.8062 | ElmLne
2031 | 2031_DzMX_GzMN_Dp00_Gp00 | Caso Base | All generators | 0.98 | cap | Mariquita - Victoria 2 115 | m:P:bus1 in MW | 10.8062 | ElmLne
2031 | 2031_DzMX_GzMN_Dp00_Gp00 | Caso Base | All generators | 0.99 | cap | Mariquita - Victoria 2 115 | m:P:bus1 in MW | 10.8062 | ElmLne
2031 | 2031_DzMX_GzMN_Dp00_Gp00 | Caso Base | All generators | 1 | cap | Mariquita - Victoria 2 115 | m:P:bus1 in MW | 10.8062 | ElmLne
2031 | 2031_DzMX_GzMN_Dp00_Gp00 | Caso Base | All generators | 0.9 | cap | Mariquita - Victoria 2 115 | m:P:bus2 in MW | -10.7747 | ElmLne
2031 | 2031_DzMX_GzMN_Dp00_Gp00 | Caso Base | All generators | 0.91 | cap | Mariquita - Victoria 2 115 | m:P:bus2 in MW | -10.7747 | ElmLne
2031 | 2031_DzMX_GzMN_Dp00_Gp00 | Caso Base | All generators | 0.92 | cap | Mariquita - Victoria 2 115 | m:P:bus2 in MW | -10.7747 | ElmLne
2031 | 2031_DzMX_GzMN_Dp00_Gp00 | Caso Base | All generators | 0.93 | cap | Mariquita - Victoria 2 115 | m:P:bus2 in MW | -10.7747 | ElmLne
2031 | 2031_DzMX_GzMN_Dp00_Gp00 | Caso Base | All generators | 0.94 | cap | Mariquita - Victoria 2 115 | m:P:bus2 in MW | -10.7747 | ElmLne
2031 | 2031_DzMX_GzMN_Dp00_Gp00 | Caso Base | All generators | 0.95 | cap | Mariquita - Victoria 2 115 | m:P:bus2 in MW | -10.7747 | ElmLne
2031 | 2031_DzMX_GzMN_Dp00_Gp00 | Caso Base | All generators | 0.96 | cap | Mariquita - Victoria 2 115 | m:P:bus2 in MW | -10.7747 | ElmLne
2031 | 2031_DzMX_GzMN_Dp00_Gp00 | Caso Base | All generators | 0.97 | cap | Mariquita - Victoria 2 115 | m:P:bus2 in MW | -10.7747 | ElmLne
2031 | 2031_DzMX_GzMN_Dp00_Gp00 | Caso Base | All generators | 0.98 | cap | Mariquita - Victoria 2 115 | m:P:bus2 in MW | -10.7747 | ElmLne
2031 | 2031_DzMX_GzMN_Dp00_Gp00 | Caso Base | All generators | 0.99 | cap | Mariquita - Victoria 2 115 | m:P:bus2 in MW | -10.7747 | ElmLne
2031 | 2031_DzMX_GzMN_Dp00_Gp00 | Caso Base | All generators | 1 | cap | Mariquita - Victoria 2 115 | m:P:bus2 in MW | -10.7747 | ElmLne
2031 | 2031_DzMX_GzMN_Dp00_Gp00 | Caso Base | All generators | 0.9 | cap | Mariquita - Victoria 2 115 | m:Q:bus1 in Mvar | -6.0875 | ElmLne
2031 | 2031_DzMX_GzMN_Dp00_Gp00 | Caso Base | All generators | 0.91 | cap | Mariquita - Victoria 2 115 | m:Q:bus1 in Mvar | -6.0875 | ElmLne
2031 | 2031_DzMX_GzMN_Dp00_Gp00 | Caso Base | All generators | 0.92 | cap | Mariquita - Victoria 2 115 | m:Q:bus1 in Mvar | -6.0875 | ElmLne
2031 | 2031_DzMX_GzMN_Dp00_Gp00 | Caso Base | All generators | 0.93 | cap | Mariquita - Victoria 2 115 | m:Q:bus1 in Mvar | -6.0875 | ElmLne
2031 | 2031_DzMX_GzMN_Dp00_Gp00 | Caso Base | All generators | 0.94 | cap | Mariquita - Victoria 2 115 | m:Q:bus1 in Mvar | -6.0875 | ElmLne
2031 | 2031_DzMX_GzMN_Dp00_Gp00 | Caso Base | All generators | 0.95 | cap | Mariquita - Victoria 2 115 | m:Q:bus1 in Mvar | -6.0875 | ElmLne
2031 | 2031_DzMX_GzMN_Dp00_Gp00 | Caso Base | All generators | 0.96 | cap | Mariquita - Victoria 2 115 | m:Q:bus1 in Mvar | -6.0875 | ElmLne
2031 | 2031_DzMX_GzMN_Dp00_Gp00 | Caso Base | All generators | 0.97 | cap | Mariquita - Victoria 2 115 | m:Q:bus1 in Mvar | -6.0875 | ElmLne
2031 | 2031_DzMX_GzMN_Dp00_Gp00 | Caso Base | All generators | 0.98 | cap | Mariquita - Victoria 2 115 | m:Q:bus1 in Mvar | -6.0875 | ElmLne
2031 | 2031_DzMX_GzMN_Dp00_Gp00 | Caso Base | All generators | 0.99 | cap | Mariquita - Victoria 2 115 | m:Q:bus1 in Mvar | -6.0875 | ElmLne
2031 | 2031_DzMX_GzMN_Dp00_Gp00 | Caso Base | All generators | 1 | cap | Mariquita - Victoria 2 115 | m:Q:bus1 in Mvar | -6.0875 | ElmLne
2031 | 2031_DzMX_GzMN_Dp00_Gp00 | Caso Base | All generators | 0.9 | cap | Mariquita - Victoria 2 115 | m:Q:bus2 in Mvar | 5.5055 | ElmLne
2031 | 2031_DzMX_GzMN_Dp00_Gp00 | Caso Base | All generators | 0.91 | cap | Mariquita - Victoria 2 115 | m:Q:bus2 in Mvar | 5.5055 | ElmLne
2031 | 2031_DzMX_GzMN_Dp00_Gp00 | Caso Base | All generators | 0.92 | cap | Mariquita - Victoria 2 115 | m:Q:bus2 in Mvar | 5.5055 | ElmLne
2031 | 2031_DzMX_GzMN_Dp00_Gp00 | Caso Base | All generators | 0.93 | cap | Mariquita - Victoria 2 115 | m:Q:bus2 in Mvar | 5.5055 | ElmLne
2031 | 2031_DzMX_GzMN_Dp00_Gp00 | Caso Base | All generators | 0.94 | cap | Mariquita - Victoria 2 115 | m:Q:bus2 in Mvar | 5.5055 | ElmLne
2031 | 2031_DzMX_GzMN_Dp00_Gp00 | Caso Base | All generators | 0.95 | cap | Mariquita - Victoria 2 115 | m:Q:bus2 in Mvar | 5.5055 | ElmLne
2031 | 2031_DzMX_GzMN_Dp00_Gp00 | Caso Base | All generators | 0.96 | cap | Mariquita - Victoria 2 115 | m:Q:bus2 in Mvar | 5.5055 | ElmLne
2031 | 2031_DzMX_GzMN_Dp00_Gp00 | Caso Base | All generators | 0.97 | cap | Mariquita - Victoria 2 115 | m:Q:bus2 in Mvar | 5.5055 | ElmLne
2031 | 2031_DzMX_GzMN_Dp00_Gp00 | Caso Base | All generators | 0.98 | cap | Mariquita - Victoria 2 115 | m:Q:bus2 in Mvar | 5.5055 | ElmLne
2031 | 2031_DzMX_GzMN_Dp00_Gp00 | Caso Base | All generators | 0.99 | cap | Mariquita - Victoria 2 115 | m:Q:bus2 in Mvar | 5.5055 | ElmLne
2031 | 2031_DzMX_GzMN_Dp00_Gp00 | Caso Base | All generators | 1 | cap | Mariquita - Victoria 2 115 | m:Q:bus2 in Mvar | 5.5055 | ElmLne
2031 | 2031_DzMX_GzMN_Dp00_Gp00 | Caso Base | All generators | 0.9 | cap | Mariquita - Victoria 2 115 | m:cosphi:bus1 | 0.87127 | ElmLne
2031 | 2031_DzMX_GzMN_Dp00_Gp00 | Caso Base | All generators | 0.91 | cap | Mariquita - Victoria 2 115 | m:cosphi:bus1 | 0.87127 | ElmLne
2031 | 2031_DzMX_GzMN_Dp00_Gp00 | Caso Base | All generators | 0.92 | cap | Mariquita - Victoria 2 115 | m:cosphi:bus1 | 0.87127 | ElmLne
2031 | 2031_DzMX_GzMN_Dp00_Gp00 | Caso Base | All generators | 0.93 | cap | Mariquita - Victoria 2 115 | m:cosphi:bus1 | 0.87127 | ElmLne
2031 | 2031_DzMX_GzMN_Dp00_Gp00 | Caso Base | All generators | 0.94 | cap | Mariquita - Victoria 2 115 | m:cosphi:bus1 | 0.87127 | ElmLne
2031 | 2031_DzMX_GzMN_Dp00_Gp00 | Caso Base | All generators | 0.95 | cap | Mariquita - Victoria 2 115 | m:cosphi:bus1 | 0.87127 | ElmLne
2031 | 2031_DzMX_GzMN_Dp00_Gp00 | Caso Base | All generators | 0.96 | cap | Mariquita - Victoria 2 115 | m:cosphi:bus1 | 0.87127 | ElmLne
2031 | 2031_DzMX_GzMN_Dp00_Gp00 | Caso Base | All generators | 0.97 | cap | Mariquita - Victoria 2 115 | m:cosphi:bus1 | 0.87127 | ElmLne
2031 | 2031_DzMX_GzMN_Dp00_Gp00 | Caso Base | All generators | 0.98 | cap | Mariquita - Victoria 2 115 | m:cosphi:bus1 | 0.87127 | ElmLne
2031 | 2031_DzMX_GzMN_Dp00_Gp00 | Caso Base | All generators | 0.99 | cap | Mariquita - Victoria 2 115 | m:cosphi:bus1 | 0.87127 | ElmLne
2031 | 2031_DzMX_GzMN_Dp00_Gp00 | Caso Base | All generators | 1 | cap | Mariquita - Victoria 2 115 | m:cosphi:bus1 | 0.87127 | ElmLne
2031 | 2031_DzMX_GzMN_Dp00_Gp00 | Caso Base | All generators | 0.9 | cap | Mariquita - Victoria 2 115 | m:cosphi:bus2 | -0.89049 | ElmLne
2031 | 2031_DzMX_GzMN_Dp00_Gp00 | Caso Base | All generators | 0.91 | cap | Mariquita - Victoria 2 115 | m:cosphi:bus2 | -0.89049 | ElmLne
2031 | 2031_DzMX_GzMN_Dp00_Gp00 | Caso Base | All generators | 0.92 | cap | Mariquita - Victoria 2 115 | m:cosphi:bus2 | -0.89049 | ElmLne
2031 | 2031_DzMX_GzMN_Dp00_Gp00 | Caso Base | All generators | 0.93 | cap | Mariquita - Victoria 2 115 | m:cosphi:bus2 | -0.89049 | ElmLne
2031 | 2031_DzMX_GzMN_Dp00_Gp00 | Caso Base | All generators | 0.94 | cap | Mariquita - Victoria 2 115 | m:cosphi:bus2 | -0.89049 | ElmLne
2031 | 2031_DzMX_GzMN_Dp00_Gp00 | Caso Base | All generators | 0.95 | cap | Mariquita - Victoria 2 115 | m:cosphi:bus2 | -0.89049 | ElmLne
2031 | 2031_DzMX_GzMN_Dp00_Gp00 | Caso Base | All generators | 0.96 | cap | Mariquita - Victoria 2 115 | m:cosphi:bus2 | -0.89049 | ElmLne
2031 | 2031_DzMX_GzMN_Dp00_Gp00 | Caso Base | All generators | 0.97 | cap | Mariquita - Victoria 2 115 | m:cosphi:bus2 | -0.89049 | ElmLne
2031 | 2031_DzMX_GzMN_Dp00_Gp00 | Caso Base | All generators | 0.98 | cap | Mariquita - Victoria 2 115 | m:cosphi:bus2 | -0.89049 | ElmLne
2031 | 2031_DzMX_GzMN_Dp00_Gp00 | Caso Base | All generators | 0.99 | cap | Mariquita - Victoria 2 115 | m:cosphi:bus2 | -0.89049 | ElmLne
2031 | 2031_DzMX_GzMN_Dp00_Gp00 | Caso Base | All generators | 1 | cap | Mariquita - Victoria 2 115 | m:cosphi:bus2 | -0.89049 | ElmLne
2031 | 2031_DzMX_GzMN_Dp00_Gp00 | Caso Base | All generators | 0.9 | cap | Dorada 115/33/13.8 kV | m:P:bushv in MW | 14.2312 | ElmTr3
2031 | 2031_DzMX_GzMN_Dp00_Gp00 | Caso Base | All generators | 0.91 | cap | Dorada 115/33/13.8 kV | m:P:bushv in MW | 14.2312 | ElmTr3
2031 | 2031_DzMX_GzMN_Dp00_Gp00 | Caso Base | All generators | 0.92 | cap | Dorada 115/33/13.8 kV | m:P:bushv in MW | 14.2312 | ElmTr3
2031 | 2031_DzMX_GzMN_Dp00_Gp00 | Caso Base | All generators | 0.93 | cap | Dorada 115/33/13.8 kV | m:P:bushv in MW | 14.2312 | ElmTr3
2031 | 2031_DzMX_GzMN_Dp00_Gp00 | Caso Base | All generators | 0.94 | cap | Dorada 115/33/13.8 kV | m:P:bushv in MW | 14.2312 | ElmTr3
2031 | 2031_DzMX_GzMN_Dp00_Gp00 | Caso Base | All generators | 0.95 | cap | Dorada 115/33/13.8 kV | m:P:bushv in MW | 14.2312 | ElmTr3
2031 | 2031_DzMX_GzMN_Dp00_Gp00 | Caso Base | All generators | 0.96 | cap | Dorada 115/33/13.8 kV | m:P:bushv in MW | 14.2312 | ElmTr3
2031 | 2031_DzMX_GzMN_Dp00_Gp00 | Caso Base | All generators | 0.97 | cap | Dorada 115/33/13.8 kV | m:P:bushv in MW | 14.2312 | ElmTr3
2031 | 2031_DzMX_GzMN_Dp00_Gp00 | Caso Base | All generators | 0.98 | cap | Dorada 115/33/13.8 kV | m:P:bushv in MW | 14.2312 | ElmTr3
2031 | 2031_DzMX_GzMN_Dp00_Gp00 | Caso Base | All generators | 0.99 | cap | Dorada 115/33/13.8 kV | m:P:bushv in MW | 14.2312 | ElmTr3
2031 | 2031_DzMX_GzMN_Dp00_Gp00 | Caso Base | All generators | 1 | cap | Dorada 115/33/13.8 kV | m:P:bushv in MW | 14.2312 | ElmTr3
2031 | 2031_DzMX_GzMN_Dp00_Gp00 | Caso Base | All generators | 0.9 | cap | Dorada 115/33/13.8 kV | m:Q:bushv in Mvar | 7.3011 | ElmTr3
2031 | 2031_DzMX_GzMN_Dp00_Gp00 | Caso Base | All generators | 0.91 | cap | Dorada 115/33/13.8 kV | m:Q:bushv in Mvar | 7.3011 | ElmTr3
2031 | 2031_DzMX_GzMN_Dp00_Gp00 | Caso Base | All generators | 0.92 | cap | Dorada 115/33/13.8 kV | m:Q:bushv in Mvar | 7.3011 | ElmTr3
2031 | 2031_DzMX_GzMN_Dp00_Gp00 | Caso Base | All generators | 0.93 | cap | Dorada 115/33/13.8 kV | m:Q:bushv in Mvar | 7.3011 | ElmTr3
2031 | 2031_DzMX_GzMN_Dp00_Gp00 | Caso Base | All generators | 0.94 | cap | Dorada 115/33/13.8 kV | m:Q:bushv in Mvar | 7.3011 | ElmTr3
2031 | 2031_DzMX_GzMN_Dp00_Gp00 | Caso Base | All generators | 0.95 | cap | Dorada 115/33/13.8 kV | m:Q:bushv in Mvar | 7.3011 | ElmTr3
2031 | 2031_DzMX_GzMN_Dp00_Gp00 | Caso Base | All generators | 0.96 | cap | Dorada 115/33/13.8 kV | m:Q:bushv in Mvar | 7.3011 | ElmTr3
2031 | 2031_DzMX_GzMN_Dp00_Gp00 | Caso Base | All generators | 0.97 | cap | Dorada 115/33/13.8 kV | m:Q:bushv in Mvar | 7.3011 | ElmTr3
2031 | 2031_DzMX_GzMN_Dp00_Gp00 | Caso Base | All generators | 0.98 | cap | Dorada 115/33/13.8 kV | m:Q:bushv in Mvar | 7.3011 | ElmTr3
2031 | 2031_DzMX_GzMN_Dp00_Gp00 | Caso Base | All generators | 0.99 | cap | Dorada 115/33/13.8 kV | m:Q:bushv in Mvar | 7.3011 | ElmTr3
2031 | 2031_DzMX_GzMN_Dp00_Gp00 | Caso Base | All generators | 1 | cap | Dorada 115/33/13.8 kV | m:Q:bushv in Mvar | 7.3011 | ElmTr3
2031 | 2031_DzMX_GzMN_Dp00_Gp00 | Caso Base | All generators | 0.9 | cap | Dorada 115/33/13.8 kV | m:cosphi:bushv | 0.88974 | ElmTr3
2031 | 2031_DzMX_GzMN_Dp00_Gp00 | Caso Base | All generators | 0.91 | cap | Dorada 115/33/13.8 kV | m:cosphi:bushv | 0.88974 | ElmTr3
2031 | 2031_DzMX_GzMN_Dp00_Gp00 | Caso Base | All generators | 0.92 | cap | Dorada 115/33/13.8 kV | m:cosphi:bushv | 0.88974 | ElmTr3
2031 | 2031_DzMX_GzMN_Dp00_Gp00 | Caso Base | All generators | 0.93 | cap | Dorada 115/33/13.8 kV | m:cosphi:bushv | 0.88974 | ElmTr3
2031 | 2031_DzMX_GzMN_Dp00_Gp00 | Caso Base | All generators | 0.94 | cap | Dorada 115/33/13.8 kV | m:cosphi:bushv | 0.88974 | ElmTr3
2031 | 2031_DzMX_GzMN_Dp00_Gp00 | Caso Base | All generators | 0.95 | cap | Dorada 115/33/13.8 kV | m:cosphi:bushv | 0.88974 | ElmTr3
2031 | 2031_DzMX_GzMN_Dp00_Gp00 | Caso Base | All generators | 0.96 | cap | Dorada 115/33/13.8 kV | m:cosphi:bushv | 0.88974 | ElmTr3
2031 | 2031_DzMX_GzMN_Dp00_Gp00 | Caso Base | All generators | 0.97 | cap | Dorada 115/33/13.8 kV | m:cosphi:bushv | 0.88974 | ElmTr3
2031 | 2031_DzMX_GzMN_Dp00_Gp00 | Caso Base | All generators | 0.98 | cap | Dorada 115/33/13.8 kV | m:cosphi:bushv | 0.88974 | ElmTr3
2031 | 2031_DzMX_GzMN_Dp00_Gp00 | Caso Base | All generators | 0.99 | cap | Dorada 115/33/13.8 kV | m:cosphi:bushv | 0.88974 | ElmTr3
2031 | 2031_DzMX_GzMN_Dp00_Gp00 | Caso Base | All generators | 1 | cap | Dorada 115/33/13.8 kV | m:cosphi:bushv | 0.88974 | ElmTr3
2031 | 2031_DzMX_GzMN_Dp00_Gp00 | Caso Base | All generators | 0.9 | cap | Manzanares 115/33/13.8 kV | m:P:bushv in MW | 3.3305 | ElmTr3
2031 | 2031_DzMX_GzMN_Dp00_Gp00 | Caso Base | All generators | 0.91 | cap | Manzanares 115/33/13.8 kV | m:P:bushv in MW | 3.3305 | ElmTr3
2031 | 2031_DzMX_GzMN_Dp00_Gp00 | Caso Base | All generators | 0.92 | cap | Manzanares 115/33/13.8 kV | m:P:bushv in MW | 3.3305 | ElmTr3